## Summary
|  | # models | # condensing | # 95+ AFUE | % condensing | % 95+ AFUE
under 40 kBtuh |  | 21 | 21 | 14 | 100% | 66.67%
40-44.9 kBtuh |  | 396 | 223 | 178 | 56.31% | 44.95%
45-49.9 kBtuh |  | 34 | 30 | 30 | 88.24% | 88.24%
50-54.9 kBtuh |  | 244 | 32 | 10 | 13.11% | 4.098%
55-59.9 kBtuh |  | 31 | 29 | 25 | 93.55% | 80.65%
60-64.9 kBtuh |  | 472 | 243 | 211 | 51.48% | 44.7%
65-69.9 kBtuh |  | 207 | 72 | 18 | 34.78% | 8.696%
70-74.9 kBtuh |  | 96 | 78 | 35 | 81.25% | 36.46%
75-79.9 kBtuh |  | 491 | 26 | 21 | 5.295% | 4.277%
80-100 kBtuh |  | 1975 | 863 | 676 | 43.7% | 34.23%
| SUM | 3967
Cumulative % of models by Input Btuh
under 40 kBtuh |  | 0.5294% | 21 | 21
40-44.9 kBtuh |  | 10.51% | 417 | 396
45-49.9 kBtuh |  | 11.37% | 451 | 34
50-54.9 kBtuh |  | 17.52% | 695 | 244
55-59.9 kBtuh |  | 18.3% | 726 | 31 |  |  | Notes: In the 60-64/9 kBtuh range, almost all condensing are 60 kBtuh
60-64.9 kBtuh |  | 30.2% | 1198 | 472 |  |  |  | In categories with small "n" very high proportions of condensing models - WHY?
65-69.9 kBtuh |  | 35.42% | 1405 | 207 |  |  |  | Almost no condensing models at 75-79 kBtuh
70-74.9 kBtuh |  | 37.84% | 1501 | 96 |  |  |  | BUT - HALF of models are over 80 kBtuh, and 44% of these are condensing, including most (34%) at 95+AFUE!
75-79.9 kBtuh |  | 50.21% | 1992 | 491
80-100 kBtuh |  | 100% | 3967 | 1975
Cumulative % of NON-Condensing models by Input Btuh
|  | # models | # condensing | # NON- condensing | (CUM # NON-condensing) | (CUM % NON-condensing)
under 40 kBtuh |  | 21 | 21 | 0 | 0 | 0%
40-44.9 kBtuh |  | 396 | 223 | 173 | 173 | 7.362%
45-49.9 kBtuh |  | 34 | 30 | 4 | 177 | 7.532%
50-54.9 kBtuh |  | 244 | 32 | 212 | 389 | 16.55%
55-59.9 kBtuh |  | 31 | 29 | 2 | 391 | 16.64%
60-64.9 kBtuh |  | 472 | 243 | 229 | 620 | 26.38%
65-69.9 kBtuh |  | 207 | 72 | 135 | 755 | 32.13%
70-74.9 kBtuh |  | 96 | 78 | 18 | 773 | 32.89%
75-79.9 kBtuh |  | 491 | 26 | 465 | 1238 | 52.68%
80-100 kBtuh |  | 1975 | 863 | 1112 | 2350 | 100%
| SUM | 3967 | 1617 | 2350

## Furnace models - distribution
2015-07-06 | Downloaded from DOE CCMS data base at http://www.regulations.doe.gov/certification-data/CCMS-79223098625.html
Brand_Name | Product_Class_Description_s | Basic_Model_Number_m | Individual_Model_Number_Covered_by_Basic_Model_m | Input Capacity (Btuh) | AFUE | Ignition_Type__Optional__s
DETTSON | Non-weatherized gas furnaces | C015-M-V* | C015-M-V* | 15000 | 95.3
DETTSON INDUSTRIES, INC. | Non-weatherized gas furnaces | C015-M-V* | C015-M-V* | 15000 | 95.3
WOLF STEEL LTD. | Non-weatherized gas furnaces | NBM030S2A | NBM030S2A | 30000 | 94
WOLF STEEL LTD. | Non-weatherized gas furnaces | CBM030S2A | CBM030S2A | 30000 | 94
CONTINENTAL | Non-weatherized gas furnaces | CPX030S2B | CPX030S2B | 30000 | 95
NAPOLEON | Non-weatherized gas furnaces | NPX030S2B | NPX030S2B | 30000 | 95
WOLF STEEL LTD. | Non-weatherized gas furnaces | NPX030S2B | NPX030S2B | 30000 | 95
WOLF STEEL LTD. | Non-weatherized gas furnaces | CPX030S2B | CPX030S2B | 30000 | 95
DETTSON | Non-weatherized gas furnaces | C030-M-V* | C030-M-V* | 30000 | 95.3
DETTSON INDUSTRIES, INC. | Non-weatherized gas furnaces | C030-M-V* | C030-M-V* | 30000 | 95.3
GOODMAN MANUFACTURING CO., LP. | Non-weatherized gas furnaces | GMEC960302BN | GMEC960302BN | 30000 | 96.1
NORDYNE, LLC. | Non-weatherized gas furnaces | FG7SC 038D-23A | FG7SC 038D-23A | 38000 | 92.1
NORDYNE, LLC. | Non-weatherized gas furnaces | FG7SC 038D-23A | KG7SC 038D-23A | 38000 | 92.1
NORDYNE, LLC. | Non-weatherized gas furnaces | FG7SC 038D-23A | VG7SC 038D-23A | 38000 | 92.1
NORDYNE, LLC. | Non-weatherized gas furnaces | FG7SC 038D-23A | MGC2SC 038D-23A | 38000 | 92.1
HEAT CONTROLLER, INC. | Non-weatherized gas furnaces | FG7SC 038D-23A | GUH92A038A3XE | 38000 | 92.1
NORDYNE, LLC. | Non-weatherized gas furnaces | FG7SD 038D-24B | FG7SD 038D-24B | 38000 | 95
NORDYNE, LLC. | Non-weatherized gas furnaces | FG7SD 038D-24B | KG7SD 038D-24B | 38000 | 95
NORDYNE, LLC. | Non-weatherized gas furnaces | FG7SD 038D-24B | VG7SD 038D-24B | 38000 | 95
NORDYNE, LLC. | Non-weatherized gas furnaces | FG7SD 038D-24B | MGC2SD 038D-24B | 38000 | 95
HEAT CONTROLLER, INC. | Non-weatherized gas furnaces | FG7SD 038D-24B | GUH95A038B4XE | 38000 | 95 |  | 21 | 21 | 14
GOODMAN MANUFACTURING CO., LP. | Non-weatherized gas furnaces | GMS80403ANB* | GMS80403ANB* | 40000 | 80
GOODMAN MANUFACTURING CO., LP. | Non-weatherized gas furnaces | GMS80403AXB* | GMS80403AXB* | 40000 | 80
GOODMAN MANUFACTURING CO., LP. | Non-weatherized gas furnaces | GMH80403ANB* | GMH80403ANB* | 40000 | 80
GOODMAN MANUFACTURING CO., LP. | Non-weatherized gas furnaces | GMH80403AXB* | GMH80403AXB* | 40000 | 80
GOODMAN MANUFACTURING CO., LP. | Non-weatherized gas furnaces | GHS80403AXB* | GHS80403AXB* | 40000 | 80
GOODMAN MANUFACTURING CO., LP. | Non-weatherized gas furnaces | GDH80403AXB* | GDH80403AXB* | 40000 | 80
GOODMAN MANUFACTURING CO., LP. | Non-weatherized gas furnaces | GDH80403ANB* | GDH80403ANB* | 40000 | 80
GOODMAN MANUFACTURING CO., LP. | Non-weatherized gas furnaces | GDS80403AXB* | GDS80403AXB* | 40000 | 80
GOODMAN MANUFACTURING CO., LP. | Non-weatherized gas furnaces | GDS80403ANB* | GDS80403ANB* | 40000 | 80
GOODMAN MANUFACTURING CO., LP. | Non-weatherized gas furnaces | AMH80403AXB* | AMH80403AXB* | 40000 | 80
GOODMAN MANUFACTURING CO., LP. | Non-weatherized gas furnaces | AMH80403ANB* | AMH80403ANB* | 40000 | 80
TRANE | Non-weatherized gas furnaces | TUD1A040G9H21A* | TUD1A040G9H21A* | 40000 | 80
TRANE | Non-weatherized gas furnaces | TDD2A040A9242A* | TDD2A040A9242A* | 40000 | 80
TRANE | Non-weatherized gas furnaces | TUD2A040A9242A* | TUD2A040A9242A* | 40000 | 80
TRANE | Non-weatherized gas furnaces | TUD1A040A9H21B* | TUD1A040A9H21B* | 40000 | 80
TRANE | Non-weatherized gas furnaces | TUE1A040A9241A* | TUE1A040A9241A* | 40000 | 80
TRANE | Non-weatherized gas furnaces | TUD1A040A9301A* | TUD1A040A9301A* | 40000 | 80
TRANE | Non-weatherized gas furnaces | TUD1A040A9241A* | TUD1A040A9241A* | 40000 | 80
YORK BY JOHNSON CONTROLS | Non-weatherized gas furnaces | TG8S040A08MP11 | TGLS040A08MP11 | 40000 | 80
YORK BY JOHNSON CONTROLS | Non-weatherized gas furnaces | TG8S040A08MP11 | TG8S040A08MP11 | 40000 | 80
COLEMAN BY JOHNSON CONTROLS | Non-weatherized gas furnaces | TG8S040A08MP11 | TG8S040A08MP11 | 40000 | 80
COLEMAN BY JOHNSON CONTROLS | Non-weatherized gas furnaces | TG8S040A08MP11 | TGLS040A08MP11 | 40000 | 80
EVCON BY JOHNSON CONTROLS | Non-weatherized gas furnaces | TG8S040A08MP11 | TGLS040A08MP11 | 40000 | 80
EVCON BY JOHNSON CONTROLS | Non-weatherized gas furnaces | TG8S040A08MP11 | TG8S040A08MP11 | 40000 | 80
EVCON BY JOHNSON CONTROLS | Non-weatherized gas furnaces | TG8S040A08MP11 | RGF1L040AP08MP11 | 40000 | 80
FRASER-JOHNSTON BY JOHNSON CONTROLS | Non-weatherized gas furnaces | TG8S040A08MP11 | TGLS040A08MP11 | 40000 | 80
FRASER-JOHNSTON BY JOHNSON CONTROLS | Non-weatherized gas furnaces | TG8S040A08MP11 | TG8S040A08MP11 | 40000 | 80
GUARDIAN BY JOHNSON CONTROLS | Non-weatherized gas furnaces | TG8S040A08MP11 | RGF1L040AP08MP11 | 40000 | 80
LUXAIRE BY JOHNSON CONTROLS | Non-weatherized gas furnaces | TG8S040A08MP11 | TGLS040A08MP11 | 40000 | 80
LUXAIRE BY JOHNSON CONTROLS | Non-weatherized gas furnaces | TG8S040A08MP11 | TG8S040A08MP11 | 40000 | 80
AMERICAN STANDARD HEATING & AIR CONDITIONING | Non-weatherized gas furnaces | TUD1A040G9H21A* | AUD1A040G9H21A* | 40000 | 80
AMERICAN STANDARD HEATING & AIR CONDITIONING | Non-weatherized gas furnaces | TDD2A040A9242A* | ADD2A040A9242A* | 40000 | 80
AMERICAN STANDARD HEATING & AIR CONDITIONING | Non-weatherized gas furnaces | TUD2A040A9242A* | AUD2A040A9242A* | 40000 | 80
AMERICAN STANDARD HEATING & AIR CONDITIONING | Non-weatherized gas furnaces | TUD1A040A9H21B* | AUD1A040A9H21B* | 40000 | 80
AMERICAN STANDARD HEATING & AIR CONDITIONING | Non-weatherized gas furnaces | TUE1A040A9241A* | AUE1A040A9241A* | 40000 | 80
AMERICAN STANDARD HEATING & AIR CONDITIONING | Non-weatherized gas furnaces | TUD1A040A9301A* | AUD1A040A9301A* | 40000 | 80
AMERICAN STANDARD HEATING & AIR CONDITIONING | Non-weatherized gas furnaces | TUD1A040A9241A* | AUD1A040A9241A* | 40000 | 80
AMANA HEATING AND AIR CONDITIONING | Non-weatherized gas furnaces | GDS80403AXB* | ADSS800403AX | 40000 | 80
AMANA HEATING AND AIR CONDITIONING | Non-weatherized gas furnaces | GDH80403AXB* | ADSH800403AX | 40000 | 80
AMANA HEATING AND AIR CONDITIONING | Non-weatherized gas furnaces | GMS80403AXB* | AMS80403AX | 40000 | 80
INGERSOLL RAND | Non-weatherized gas furnaces | TUE1A040A9241A* | M801P040AU24AA* | 40000 | 80
DAIKIN MANUFACTURING COMPANY, L.P. | Non-weatherized gas furnaces | GDS80403AXB* | DD80SS0403AX | 40000 | 80
DAIKIN MANUFACTURING COMPANY, L.P. | Non-weatherized gas furnaces | GDH80403AXB* | DD80HS0403AX | 40000 | 80
DAIKIN MANUFACTURING COMPANY, L.P. | Non-weatherized gas furnaces | GMH80403AXB* | DM80HS0403AX | 40000 | 80
DAIKIN MANUFACTURING COMPANY, L.P. | Non-weatherized gas furnaces | GMS80403AXB* | DM80SS0403AX | 40000 | 80
TEXAS FURNACE, LLC | Non-weatherized gas furnaces | ABA040NI3R | ADA040NI3R | 40000 | 80.2
TEXAS FURNACE, LLC | Non-weatherized gas furnaces | ABA040NI3RX | ABA040NI3RX | 40000 | 80.2
TEXAS FURNACE, LLC | Non-weatherized gas furnaces | ABA040NI2RX | ABA040NI2RX | 40000 | 80.2
TEXAS FURNACE, LLC | Non-weatherized gas furnaces | ABA040NI3R | ABA040NI3R | 40000 | 80.2
TEXAS FURNACE, LLC | Non-weatherized gas furnaces | ABA040NI2R | ABA040NI2R | 40000 | 80.2
WILLIAMSON-THERMOFLO | Non-weatherized gas furnaces | ABA040NI3R | WTABA040NI3R | 40000 | 80.2
WILLIAMSON-THERMOFLO | Non-weatherized gas furnaces | ABA040NI2R | WTABA040NI2R | 40000 | 80.2
CROWN BOILER CO. | Non-weatherized gas furnaces | ABA040NI3R | MDA040NI3R | 40000 | 80.2
AMANA | Non-weatherized gas furnaces | GMSS920402BN | AMSS920402BN | 40000 | 92.1
AMANA | Non-weatherized gas furnaces | GCSS920402BN | ACSS920402BN | 40000 | 92.1
DAIKIN | Non-weatherized gas furnaces | GCSS920402BN | DC92SS0402BN | 40000 | 92.1
DAIKIN | Non-weatherized gas furnaces | GMSS920402BN | DM92SS0402BN | 40000 | 92.1
GOODMAN | Non-weatherized gas furnaces | GMSS920402BN | GMSS920402BN | 40000 | 92.1
GOODMAN | Non-weatherized gas furnaces | GCSS920402BN | GCSS920402BN | 40000 | 92.1
CARRIER CORPORATION | Non-weatherized gas furnaces | 59SP2A040E14--10 | 59SP2A040E14--10 | 40000 | 92.1
CARRIER CORPORATION | Non-weatherized gas furnaces | 59SP2A040E17--12 | 59SP2A040E17--12 | 40000 | 92.1
GOODMAN MANUFACTURING CO., LP. | Non-weatherized gas furnaces | GMSS920402BN | GMSS920402BN | 40000 | 92.1
GOODMAN MANUFACTURING CO., LP. | Non-weatherized gas furnaces | GCSS920402BN | GCSS920402BN | 40000 | 92.1
TRANE | Non-weatherized gas furnaces | TDC1B040A9241A* | TDC1B040A9241A* | 40000 | 92.1
TRANE | Non-weatherized gas furnaces | TUC1B040A9241A* | TUC1B040A9241A* | 40000 | 92.1
INTERNATIONAL COMFORT PRODUCTS | Non-weatherized gas furnaces | N9MSB0401712B | N9MSB0401712B* | 40000 | 92.1
INTERNATIONAL COMFORT PRODUCTS | Non-weatherized gas furnaces | N9MSB0401410B | N9MSB0401410B* | 40000 | 92.1
INTERNATIONAL COMFORT PRODUCTS | Non-weatherized gas furnaces | N9MSB0401410B | WFAR040A030B* | 40000 | 92.1
BRYANT HEATING & COOLING SYSTEMS | Non-weatherized gas furnaces | 59SP2A040E14--10 | 922SA30040E14 | 40000 | 92.1
BRYANT HEATING & COOLING SYSTEMS | Non-weatherized gas furnaces | 59SP2A040E17--12 | 922SA36040E17 | 40000 | 92.1
AMERICAN STANDARD HEATING & AIR CONDITIONING | Non-weatherized gas furnaces | TDC1B040A9241A* | ADC1B040A9241A* | 40000 | 92.1
AMERICAN STANDARD HEATING & AIR CONDITIONING | Non-weatherized gas furnaces | TUC1B040A9241A* | AUC1B040A9241A* | 40000 | 92.1
AMERICAN STANDARD HEATING & AIR CONDITIONING | Non-weatherized gas furnaces | TDC1B040A9241A* | CDX1B040A9241A* | 40000 | 92.1
AMERICAN STANDARD HEATING & AIR CONDITIONING | Non-weatherized gas furnaces | TUC1B040A9241A* | CUX1B040A9241A* | 40000 | 92.1
AMANA HEATING AND AIR CONDITIONING | Non-weatherized gas furnaces | GCSS920402BN | ACSS920402BN | 40000 | 92.1
AMANA HEATING AND AIR CONDITIONING | Non-weatherized gas furnaces | GMSS920402BN | AMSS920402BN | 40000 | 92.1
WOLF STEEL LTD. | Non-weatherized gas furnaces | CBM040S3A | CBM040S3A | 40000 | 92.1
WOLF STEEL LTD. | Non-weatherized gas furnaces | CBM040S2A | CBM040S2A | 40000 | 92.1
WOLF STEEL LTD. | Non-weatherized gas furnaces | NBM040S3A | NBM040S3A | 40000 | 92.1
WOLF STEEL LTD. | Non-weatherized gas furnaces | NBM040S2A | NBM040S2A | 40000 | 92.1
DAIKIN MANUFACTURING COMPANY, L.P. | Non-weatherized gas furnaces | GCSS920402BN | DC92SS0402BN | 40000 | 92.1
DAIKIN MANUFACTURING COMPANY, L.P. | Non-weatherized gas furnaces | GMSS920402BN | DM92SS0402BN | 40000 | 92.1
CONTINENTAL | Non-weatherized gas furnaces | CPX040S2B | CPX040S2B | 40000 | 95
NAPOLEON | Non-weatherized gas furnaces | NPX040S2B | NPX040S2B | 40000 | 95
TRANE | Non-weatherized gas furnaces | TDH1B040A9H21B* | TDH1B040A9H21B* | 40000 | 95
TRANE | Non-weatherized gas furnaces | TUH1B040A9H21B* | TUH1B040A9H21B* | 40000 | 95
TRANE | Non-weatherized gas furnaces | TDH1B040A9241A* | TDH1B040A9241A* | 40000 | 95
TRANE | Non-weatherized gas furnaces | TUH1B040A9241A* | TUH1B040A9241A* | 40000 | 95
YORK BY JOHNSON CONTROLS | Non-weatherized gas furnaces | TM9E040A10MP11 | TM9E040A10MP11 | 40000 | 95
COLEMAN BY JOHNSON CONTROLS | Non-weatherized gas furnaces | TM9E040A10MP11 | TM9E040A10MP11 | 40000 | 95
EVCON BY JOHNSON CONTROLS | Non-weatherized gas furnaces | TM9E040A10MP11 | TM9E040A10MP11 | 40000 | 95
FRASER-JOHNSTON BY JOHNSON CONTROLS | Non-weatherized gas furnaces | TM9E040A10MP11 | TM9E040A10MP11 | 40000 | 95
LUXAIRE BY JOHNSON CONTROLS | Non-weatherized gas furnaces | TM9E040A10MP11 | TM9E040A10MP11 | 40000 | 95
AMERICAN STANDARD HEATING & AIR CONDITIONING | Non-weatherized gas furnaces | TUH1B040A9H21B* | AUH1B040A9H21B* | 40000 | 95
AMERICAN STANDARD HEATING & AIR CONDITIONING | Non-weatherized gas furnaces | TDH1B040A9H21B* | ADH1B040A9H21B* | 40000 | 95
AMERICAN STANDARD HEATING & AIR CONDITIONING | Non-weatherized gas furnaces | TUH1B040A9241A* | AUH1B040A9241A* | 40000 | 95
AMERICAN STANDARD HEATING & AIR CONDITIONING | Non-weatherized gas furnaces | TDH1B040A9241A* | ADH1B040A9241A* | 40000 | 95
WOLF STEEL LTD. | Non-weatherized gas furnaces | NPX040S2B | NPX040S2B | 40000 | 95
WOLF STEEL LTD. | Non-weatherized gas furnaces | CPX040S2B | CPX040S2B | 40000 | 95
INGERSOLL RAND | Non-weatherized gas furnaces | TDH1B040A9241A* | M951P040BD24AA* | 40000 | 95
INGERSOLL RAND | Non-weatherized gas furnaces | TUH1B040A9241A* | M951P040BU24AA* | 40000 | 95
CARRIER CORPORATION | Non-weatherized gas furnaces | A2X95-30040 | A2X95-30040 | 40000 | 95.5
CARRIER CORPORATION | Non-weatherized gas furnaces | 59SC5A040S17--12 | 59SC5A040S17--12* | 40000 | 95.5
YORK BY JOHNSON CONTROLS | Non-weatherized gas furnaces | TG9S040A08MP11 | TG9S040A08MP11 | 40000 | 95.5
COLEMAN BY JOHNSON CONTROLS | Non-weatherized gas furnaces | TG9S040A08MP11 | TG9S040A08MP11 | 40000 | 95.5
EVCON BY JOHNSON CONTROLS | Non-weatherized gas furnaces | TG9S040A08MP11 | TG9S040A08MP11 | 40000 | 95.5
EVCON BY JOHNSON CONTROLS | Non-weatherized gas furnaces | TG9S040A08MP11 | RGF19040AP08MP11 | 40000 | 95.5
FRASER-JOHNSTON BY JOHNSON CONTROLS | Non-weatherized gas furnaces | TG9S040A08MP11 | TG9S040A08MP11 | 40000 | 95.5
GUARDIAN BY JOHNSON CONTROLS | Non-weatherized gas furnaces | TG9S040A08MP11 | RGF19040AP08MP11 | 40000 | 95.5
LUXAIRE BY JOHNSON CONTROLS | Non-weatherized gas furnaces | TG9S040A08MP11 | TG9S040A08MP11 | 40000 | 95.5
INTERNATIONAL COMFORT PRODUCTS | Non-weatherized gas furnaces | N9MSE0401410A | N9MSE0401410A* | 40000 | 95.5
INTERNATIONAL COMFORT PRODUCTS | Non-weatherized gas furnaces | N9MSE0401712A | N9MSE0401712A* | 40000 | 95.5
BRYANT HEATING & COOLING SYSTEMS | Non-weatherized gas furnaces | 59SC5A040S17--12 | 915SA36040S17* | 40000 | 95.5
PAYNE HEATING & COOLING | Non-weatherized gas furnaces | A2X95-30040 | PG95XAT30040A | 40000 | 95.5
NAPOLEON | Non-weatherized gas furnaces | NPV040T2B | NPV040T2B | 40000 | 96
CONTINENTAL | Non-weatherized gas furnaces | CPV040T2B | CPV040T2B | 40000 | 96
HEIL, COMFORTMAKER, DAY & NIGHT, AIRQUEST, KENMORE, KEEPRITE | Non-weatherized gas furnaces | 59SP5A040E17--12 | G9MXE0401712A* | 40000 | 96
CARRIER CORPORATION | Non-weatherized gas furnaces | 59TP5A040E17--12 | 59TP5A040E17--12 | 40000 | 96
CARRIER CORPORATION | Non-weatherized gas furnaces | A2X95-036040E17 | A2X95-036040E17 | 40000 | 96
CARRIER CORPORATION | Non-weatherized gas furnaces | 59TP6A040E17--12 | 59TP6A040E17--12 | 40000 | 96
YORK BY JOHNSON CONTROLS | Non-weatherized gas furnaces | TM9V040A10MP11 | TM9V040A10MP11 | 40000 | 96
COLEMAN BY JOHNSON CONTROLS | Non-weatherized gas furnaces | TM9V040A10MP11 | TM9V040A10MP11 | 40000 | 96
EVCON BY JOHNSON CONTROLS | Non-weatherized gas furnaces | TM9V040A10MP11 | TM9V040A10MP11 | 40000 | 96
FRASER-JOHNSTON BY JOHNSON CONTROLS | Non-weatherized gas furnaces | TM9V040A10MP11 | TM9V040A10MP11 | 40000 | 96
LUXAIRE BY JOHNSON CONTROLS | Non-weatherized gas furnaces | TM9V040A10MP11 | TM9V040A10MP11 | 40000 | 96
INTERNATIONAL COMFORT PRODUCTS | Non-weatherized gas furnaces | 986TA36040V17 | G9MVE0401712A | 40000 | 96
INTERNATIONAL COMFORT PRODUCTS | Non-weatherized gas furnaces | 59TP5A040E17--12 | F9MXT0401712A | 40000 | 96
INTERNATIONAL COMFORT PRODUCTS | Non-weatherized gas furnaces | F9MXE0401712A | F9MXE0401712A | 40000 | 96
INTERNATIONAL COMFORT PRODUCTS | Non-weatherized gas furnaces | F9MXE0401712A | G9MXE0401712A* | 40000 | 96
INTERNATIONAL COMFORT PRODUCTS | Non-weatherized gas furnaces | 986TA36040V17 | F9MVE0401712A | 40000 | 96
INTERNATIONAL COMFORT PRODUCTS | Non-weatherized gas furnaces | F9MXE0401410A | F9MXE0401410A* | 40000 | 96
INTERNATIONAL COMFORT PRODUCTS | Non-weatherized gas furnaces | F9MVT0401410A | G9MVE0401410A | 40000 | 96
INTERNATIONAL COMFORT PRODUCTS | Non-weatherized gas furnaces | F9MVT0401410A | F9MVE0401410A | 40000 | 96
INTERNATIONAL COMFORT PRODUCTS | Non-weatherized gas furnaces | F9MXT0401410A | G9MXT0401410A | 40000 | 96
INTERNATIONAL COMFORT PRODUCTS | Non-weatherized gas furnaces | F9MXT0401410A | F9MXT0401410A | 40000 | 96
INTERNATIONAL COMFORT PRODUCTS | Non-weatherized gas furnaces | F9MVT0401410A | F9MVT0401410A | 40000 | 96
BRYANT HEATING & COOLING SYSTEMS | Non-weatherized gas furnaces | A2X95-036040E17 | 925TA36040E17 | 40000 | 96
BRYANT HEATING & COOLING SYSTEMS | Non-weatherized gas furnaces | 59TP6A040E17--12 | 926TA36040V17 | 40000 | 96
PAYNE HEATING & COOLING | Non-weatherized gas furnaces | 59TP5A040E17--12 | PG95XAT36040B | 40000 | 96
PAYNE HEATING & COOLING | Non-weatherized gas furnaces | F9MVT0401410A | PG96VAT30040A | 40000 | 96
WOLF STEEL LTD. | Non-weatherized gas furnaces | CPV040T2B | CPV040T2B | 40000 | 96
WOLF STEEL LTD. | Non-weatherized gas furnaces | NPV040T2B | NPV040T2B | 40000 | 96
INTERNATIONAL COMFORT PRODUCTS | Non-weatherized gas furnaces | 59TP5A040E17--12 | G9MXT0401712A | 40000 | 96
GOODMAN | Non-weatherized gas furnaces | GMSS960402BN | GMSS960402BN | 40000 | 96.1
GOODMAN | Non-weatherized gas furnaces | GCSS960402BN | GCSS960402BN | 40000 | 96.1
AMANA | Non-weatherized gas furnaces | GMVC960403BN | AMVC960403BN | 40000 | 96.1
AMANA | Non-weatherized gas furnaces | GMSS960402BN | AMSS960402BN | 40000 | 96.1
AMANA | Non-weatherized gas furnaces | GCVC960403BN | ACVC960403BN | 40000 | 96.1
AMANA | Non-weatherized gas furnaces | GCSS960402BN | ACSS960402BN | 40000 | 96.1
DAIKIN | Non-weatherized gas furnaces | GCVC960403BN | DC96VC0403BN | 40000 | 96.1
DAIKIN | Non-weatherized gas furnaces | GCSS960402BN | DC96HS0402BN | 40000 | 96.1
DAIKIN | Non-weatherized gas furnaces | GMVC960403BN | DM96VC0403BN | 40000 | 96.1
DAIKIN | Non-weatherized gas furnaces | GMSS960402BN | DM96HS0402BN | 40000 | 96.1
GOODMAN | Non-weatherized gas furnaces | GMVC960403BN | GMVC960403BN | 40000 | 96.1
GOODMAN | Non-weatherized gas furnaces | GCVC960403BN | GCVC960403BN | 40000 | 96.1
AMANA | Non-weatherized gas furnaces | GMEC960402BN | AMEC960402BN | 40000 | 96.1
DAIKIN | Non-weatherized gas furnaces | GMEC960402BN | DM96VE0402BN | 40000 | 96.1
GOODMAN | Non-weatherized gas furnaces | GMEC960402BN | GMEC960402BN | 40000 | 96.1
GOODMAN MANUFACTURING CO., LP. | Non-weatherized gas furnaces | GMSS960402BN | GMSS960402BN | 40000 | 96.1
GOODMAN MANUFACTURING CO., LP. | Non-weatherized gas furnaces | GCSS960402BN | GCSS960402BN | 40000 | 96.1
GOODMAN MANUFACTURING CO., LP. | Non-weatherized gas furnaces | GCVC960403BN | GCVC960403BN | 40000 | 96.1
GOODMAN MANUFACTURING CO., LP. | Non-weatherized gas furnaces | GMVC960403BN | GMVC960403BN | 40000 | 96.1
GOODMAN MANUFACTURING CO., LP. | Non-weatherized gas furnaces | GMEC960402BN | GMEC960402BN | 40000 | 96.1
GOODMAN MANUFACTURING CO., LP. | Non-weatherized gas furnaces | GME950403BX | GME950403BX | 40000 | 96.1
AMANA HEATING AND AIR CONDITIONING | Non-weatherized gas furnaces | GCSS960402BN | ACSS960402BN | 40000 | 96.1
AMANA HEATING AND AIR CONDITIONING | Non-weatherized gas furnaces | GMVC960403BN | AMVC960403BN | 40000 | 96.1
AMANA HEATING AND AIR CONDITIONING | Non-weatherized gas furnaces | GMEC960402BN | AMEC960302BN | 40000 | 96.1
AMANA HEATING AND AIR CONDITIONING | Non-weatherized gas furnaces | GMSS960402BN | AMSS960402BN | 40000 | 96.1
AMANA HEATING AND AIR CONDITIONING | Non-weatherized gas furnaces | GMEC960402BN | AMEC960402BN | 40000 | 96.1
AMANA HEATING AND AIR CONDITIONING | Non-weatherized gas furnaces | GCVC960403BN | ACVC960403BN | 40000 | 96.1
AMANA HEATING AND AIR CONDITIONING | Non-weatherized gas furnaces | GME950403BX | AMEH960403BX | 40000 | 96.1
DAIKIN MANUFACTURING COMPANY, L.P. | Non-weatherized gas furnaces | GMSS960402BN | DM96HS0402BN | 40000 | 96.1
DAIKIN MANUFACTURING COMPANY, L.P. | Non-weatherized gas furnaces | GMEC960402BN | DM96VE0302BN | 40000 | 96.1
DAIKIN MANUFACTURING COMPANY, L.P. | Non-weatherized gas furnaces | GMEC960402BN | DM96VE0402BN | 40000 | 96.1
DAIKIN MANUFACTURING COMPANY, L.P. | Non-weatherized gas furnaces | GCSS960402BN | DC96HS0402BN | 40000 | 96.1
DAIKIN MANUFACTURING COMPANY, L.P. | Non-weatherized gas furnaces | GCVC960403BN | DC96VC0403BN | 40000 | 96.1
DAIKIN MANUFACTURING COMPANY, L.P. | Non-weatherized gas furnaces | GMVC960403BN | DM96VC0403BN | 40000 | 96.1
DAIKIN MANUFACTURING COMPANY, L.P. | Non-weatherized gas furnaces | GME950403BX | DM96HE0403BX | 40000 | 96.1
CARRIER CORPORATION | Non-weatherized gas furnaces | A2X95-030040 | A2X95-030040 | 40000 | 96.2
BRYANT HEATING & COOLING SYSTEMS | Non-weatherized gas furnaces | A2X95-030040 | 925TA30040E14A | 40000 | 96.2
CARRIER CORPORATION | Non-weatherized gas furnaces | 59TP5A040E14--10 | 59TP5A040E14--10 | 40000 | 96.5
CARRIER CORPORATION | Non-weatherized gas furnaces | 59SP5A040E14--10 | 59SP5A040E14--10* | 40000 | 96.5
CARRIER CORPORATION | Non-weatherized gas furnaces | 59SP5A040E17--12 | 59SP5A040E17--12 | 40000 | 96.5
CARRIER CORPORATION | Non-weatherized gas furnaces | 59TP6A040E14--10 | 59TP6A040E14--10 | 40000 | 96.5
BRYANT HEATING & COOLING SYSTEMS | Non-weatherized gas furnaces | 59SP5A040E17--12 | 925SA36040E17 | 40000 | 96.5
BRYANT HEATING & COOLING SYSTEMS | Non-weatherized gas furnaces | 59TP6A040E14--10 | 926TA30040V14 | 40000 | 96.5
NAPOLEON | Non-weatherized gas furnaces | NUV040T2B | NUV040T2B | 40000 | 97
CONTINENTAL | Non-weatherized gas furnaces | CTV040T2B | CTV040T2B | 40000 | 97
WOLF STEEL LTD. | Non-weatherized gas furnaces | CTV040T2B | CTV040T2B | 40000 | 97
WOLF STEEL LTD. | Non-weatherized gas furnaces | NUV040T2B | NUV040T2B | 40000 | 97 |  |  | 137
CARRIER CORPORATION | Non-weatherized gas furnaces | 58STX045-12* | 58STX045-12* | 42000 | 80
CARRIER CORPORATION | Non-weatherized gas furnaces | 58STX045-08* | 58STX045-08* | 42000 | 80
CARRIER CORPORATION | Non-weatherized gas furnaces | 58CTX045-08* | 58CTX045-08* | 42000 | 80
CARRIER CORPORATION | Non-weatherized gas furnaces | 58DLX045-08* | 58DLX045-08* | 42000 | 80
CARRIER CORPORATION | Non-weatherized gas furnaces | 58DLX045-12* | 58DLX045-12* | 42000 | 80
CARRIER CORPORATION | Non-weatherized gas furnaces | 58PHX045-08* | 58PHX045-08* | 42000 | 80
CARRIER CORPORATION | Non-weatherized gas furnaces | 58PHY045-12* | 58PHY045-12* | 42000 | 80
INTERNATIONAL COMFORT PRODUCTS | Non-weatherized gas furnaces | WFMR045A024** | WFML045A024** | 42000 | 80
BRYANT HEATING & COOLING SYSTEMS | Non-weatherized gas furnaces | 58DLX045-12* | 311JAV036045* | 42000 | 80
BRYANT HEATING & COOLING SYSTEMS | Non-weatherized gas furnaces | 58DLX045-08* | 311JAV024045* | 42000 | 80
BRYANT HEATING & COOLING SYSTEMS | Non-weatherized gas furnaces | 58CTX045-08* | 312JAV024045* | 42000 | 80
BRYANT HEATING & COOLING SYSTEMS | Non-weatherized gas furnaces | 58STX045-08* | 310JAV024045* | 42000 | 80
BRYANT HEATING & COOLING SYSTEMS | Non-weatherized gas furnaces | 58STX045-12* | 310JAV036045* | 42000 | 80
BRYANT HEATING & COOLING SYSTEMS | Non-weatherized gas furnaces | 58PHX045-08* | 313JAV024045* | 42000 | 80
BRYANT HEATING & COOLING SYSTEMS | Non-weatherized gas furnaces | 58PHY045-12* | 313JBV036045* | 42000 | 80
PAYNE HEATING & COOLING | Non-weatherized gas furnaces | 58STX045-12* | PG8JAA036045* | 42000 | 80
PAYNE HEATING & COOLING | Non-weatherized gas furnaces | 58STX045-08* | PG8JAA024045* | 42000 | 80
PAYNE HEATING & COOLING | Non-weatherized gas furnaces | 58PHX045-08* | PG8JEA024045* | 42000 | 80
PAYNE HEATING & COOLING | Non-weatherized gas furnaces | 58PHY045-12* | PG8JEB036045* | 42000 | 80
INTERNATIONAL COMFORT PRODUCTS | Non-weatherized gas furnaces | 58PHY045-12* | WFEL045A036A* | 42000 | 80
INTERNATIONAL COMFORT PRODUCTS | Non-weatherized gas furnaces | 58PHX045-08* | F8MXL0451408* | 42000 | 80
INTERNATIONAL COMFORT PRODUCTS | Non-weatherized gas furnaces | 58STX045-12* | WFML045A036* | 42000 | 80
INTERNATIONAL COMFORT PRODUCTS | Non-weatherized gas furnaces | 58PHX045-08* | G8MXL0451408* | 42000 | 80
INTERNATIONAL COMFORT PRODUCTS | Non-weatherized gas furnaces | 58STX045-12* | R8MSL0451412* | 42000 | 80
INTERNATIONAL COMFORT PRODUCTS | Non-weatherized gas furnaces | 58STX045-12* | N8MSL0451412* | 42000 | 80
INTERNATIONAL COMFORT PRODUCTS | Non-weatherized gas furnaces | 58STX045-08* | N8MSL0451408* | 42000 | 80
INTERNATIONAL COMFORT PRODUCTS | Non-weatherized gas furnaces | 58PHY045-12* | R8MXL0451412A* | 42000 | 80
INTERNATIONAL COMFORT PRODUCTS | Non-weatherized gas furnaces | 58PHY045-12* | N8MXL0451412A* | 42000 | 80
CARRIER CORPORATION | Non-weatherized gas furnaces | 58CTX045-12* | 58CTX045-12* | 42000 | 80
INTERNATIONAL COMFORT PRODUCTS | Non-weatherized gas furnaces | 58CTX045-12* | F8MTL0451412A* | 42000 | 80
INTERNATIONAL COMFORT PRODUCTS | Non-weatherized gas furnaces | 58CTX045-12* | G8MTL0451412A* | 42000 | 80
THERMAL ZONE | Non-weatherized gas furnaces | R92PA0401317MSA | TZ92MSP040B30A | 42000 | 92
UNITED REFRIGERATION, INC. | Non-weatherized gas furnaces | R92PA0401317MSA | TZ92MSP040B30A | 42000 | 92
RHEEM SALES COMPANY, INC. | Non-weatherized gas furnaces | R92PA0401317MSA | R92PA0401317MSA | 42000 | 92
RHEEM SALES COMPANY, INC. | Non-weatherized gas furnaces | R92PA0401317MSA | W92PA0401317MSA | 42000 | 92
RHEEM | Non-weatherized gas furnaces | R96VA0402317MSA | R96VA0402317MSA | 42000 | 95
RHEEM, RUUD | Non-weatherized gas furnaces | R96PA0402317MSA | R96PA0402317MSA | 42000 | 95
WEATHERKING | Non-weatherized gas furnaces | R96VA0402317MSA | W96VA0402317MSA | 42000 | 95
WEATHERKING | Non-weatherized gas furnaces | R96PA0402317MSA | W96PA0402317MSA | 42000 | 95
SURE | Non-weatherized gas furnaces | R96VA0402317MSA | S96VA0402317MSA | 42000 | 95
SURE | Non-weatherized gas furnaces | R96PA0402317MSA | S96PA0402317MSA | 42000 | 95
RUUD | Non-weatherized gas furnaces | R96VA0402317MSA | U96VA0402317MSA | 42000 | 95
DUROGUARD | Non-weatherized gas furnaces | R96VA0402317MSA | D96VA0402317MSA | 42000 | 95
DUROGUARD | Non-weatherized gas furnaces | R96PA0402317MSA | D96PA0402317MSA | 42000 | 95
THERMAL ZONE | Non-weatherized gas furnaces | R96PA0402317MSA | TZ96MDP040B30A | 42000 | 95
THERMAL ZONE | Non-weatherized gas furnaces | R96VA0402317MSA | TZ96MDV040B30A | 42000 | 95
THERMAL ZONE | Non-weatherized gas furnaces | R95TA0401317MSA | TZ95MSX040B30A | 42000 | 95
THERMAL ZONE | Non-weatherized gas furnaces | R95PA0401317MSA | TZ95MSP040B30A | 42000 | 95
UNITED REFRIGERATION, INC. | Non-weatherized gas furnaces | R95PA0401317MSA | TZ95MSP040B30A | 42000 | 95
UNITED REFRIGERATION, INC. | Non-weatherized gas furnaces | R95TA0401317MSA | TZ95MSX040B30A | 42000 | 95
RHEEM SALES COMPANY, INC. | Non-weatherized gas furnaces | R95PA0401317MSA | R95PA0401317MSA | 42000 | 95
RHEEM SALES COMPANY, INC. | Non-weatherized gas furnaces | R95TA0401317MSA | R95TA0401317MSA | 42000 | 95
RHEEM SALES COMPANY, INC. | Non-weatherized gas furnaces | R95TA0401317MSA | S95TA0401317MSA | 42000 | 95
RHEEM SALES COMPANY, INC. | Non-weatherized gas furnaces | R95TA0401317MSA | D95TA0401317MSA | 42000 | 95
RHEEM SALES COMPANY, INC. | Non-weatherized gas furnaces | R95PA0401317MSA | S95PA0401317MSA | 42000 | 95
RHEEM SALES COMPANY, INC. | Non-weatherized gas furnaces | R95PA0401317MSA | D95PA0401317MSA | 42000 | 95
RHEEM SALES COMPANY, INC. | Non-weatherized gas furnaces | R95TA0401317MSA | W95TA0401317MSA | 42000 | 95
RHEEM SALES COMPANY, INC. | Non-weatherized gas furnaces | R95PA0401317MSA | W95PA0401317MSA | 42000 | 95
UNITED REFRIGERATION, INC. | Non-weatherized gas furnaces | R96VA0402317MSA | TZ96MDV040B30A | 42000 | 96
UNITED REFRIGERATION, INC. | Non-weatherized gas furnaces | R96PA0402317MSA | TZ96MDP040B30A | 42000 | 96
RHEEM SALES COMPANY, INC. | Non-weatherized gas furnaces | R96PA0402317MSA | R96PA0402317MSA | 42000 | 96
RHEEM SALES COMPANY, INC. | Non-weatherized gas furnaces | R96VA0402317MSA | R96VA0402317MSA | 42000 | 96
RHEEM SALES COMPANY, INC. | Non-weatherized gas furnaces | R96VA0402317MSA | W96VA0402317MSA | 42000 | 96
RHEEM SALES COMPANY, INC. | Non-weatherized gas furnaces | R96VA0402317MSA | S96VA0402317MSA | 42000 | 96
RHEEM SALES COMPANY, INC. | Non-weatherized gas furnaces | R96VA0402317MSA | U96VA0402317MSA | 42000 | 96
RHEEM SALES COMPANY, INC. | Non-weatherized gas furnaces | R96VA0402317MSA | D96VA0402317MSA | 42000 | 96
RHEEM SALES COMPANY, INC. | Non-weatherized gas furnaces | R96PA0402317MSA | W96PA0402317MSA | 42000 | 96
RHEEM SALES COMPANY, INC. | Non-weatherized gas furnaces | R96PA0402317MSA | S96PA0402317MSA | 42000 | 96
RHEEM SALES COMPANY, INC. | Non-weatherized gas furnaces | R96PA0402317MSA | D96PA0402317MSA | 42000 | 96 |  |  | 38
PAYNE | Non-weatherized gas furnaces | 58CTW045-12 | PG8JVB036045 | 44000 | 80
CARRIER CORPORATION | Non-weatherized gas furnaces | 58STA045-12 | 58STA045-12 | 44000 | 80
CARRIER CORPORATION | Non-weatherized gas furnaces | 58STA045-08 | 58STA045-08 | 44000 | 80
CARRIER CORPORATION | Non-weatherized gas furnaces | 58STX045-12 | 58STX045-12 | 44000 | 80
CARRIER CORPORATION | Non-weatherized gas furnaces | 58STX045-08 | 58STX045-08 | 44000 | 80
CARRIER CORPORATION | Non-weatherized gas furnaces | 58CTX045-08 | 58CTX045-08 | 44000 | 80
CARRIER CORPORATION | Non-weatherized gas furnaces | 58DLA045-08 | 58DLA045-08 | 44000 | 80
CARRIER CORPORATION | Non-weatherized gas furnaces | 58DLA045-12 | 58DLA045-12 | 44000 | 80
CARRIER CORPORATION | Non-weatherized gas furnaces | 58DLX045-08 | 58DLX045-08 | 44000 | 80
CARRIER CORPORATION | Non-weatherized gas furnaces | 58DLX045-12 | 58DLX045-12 | 44000 | 80
CARRIER CORPORATION | Non-weatherized gas furnaces | 58PHA045-08 | 58PHA045-08 | 44000 | 80
CARRIER CORPORATION | Non-weatherized gas furnaces | 58PHX045-08 | 58PHX045-08 | 44000 | 80
CARRIER CORPORATION | Non-weatherized gas furnaces | 58CTW045-12 | 58CTW045-12 | 44000 | 80
CARRIER CORPORATION | Non-weatherized gas furnaces | 58CTY045-12 | 58CTY045-12 | 44000 | 80
CARRIER CORPORATION | Non-weatherized gas furnaces | 58PHB045-12 | 58PHB045-12 | 44000 | 80
CARRIER CORPORATION | Non-weatherized gas furnaces | 58PHY045-12 | 58PHY045-12 | 44000 | 80
LENNOX INDUSTRIES, INC. | Non-weatherized gas furnaces | ML180UH045P24A-* | ML180UH045P24A-* | 44000 | 80
LENNOX INDUSTRIES, INC. | Non-weatherized gas furnaces | ML180UH045P36A-* | ML180UH045P36A-* | 44000 | 80
LENNOX INDUSTRIES, INC. | Non-weatherized gas furnaces | ML180UH045P36A-* | ML180UH045XP36A-* | 44000 | 80
LENNOX INDUSTRIES, INC. | Non-weatherized gas furnaces | ML180DF045P36A* | ML180DF045P36A* | 44000 | 80
LENNOX INDUSTRIES, INC. | Non-weatherized gas furnaces | ML180DF045P24A-* | ML180DF045P24A-* | 44000 | 80
LENNOX INDUSTRIES, INC. | Non-weatherized gas furnaces | EL180UH045E36A-* | EL180UH045E36A-* | 44000 | 80
LENNOX INDUSTRIES, INC. | Non-weatherized gas furnaces | EL180DF045E36A-* | EL180DF045E36A-* | 44000 | 80
LENNOX INDUSTRIES, INC. | Non-weatherized gas furnaces | EL180UH045XE36A-* | EL180UH045XE36A-* | 44000 | 80
ALLIED AIR ENTERPRISES, LLC | Non-weatherized gas furnaces | 80G1DF045AP12-* | 80G1DF045AP12-* | 44000 | 80
ALLIED AIR ENTERPRISES, LLC | Non-weatherized gas furnaces | 80G1DF045AP12-* | A80DF1D045A12-* | 44000 | 80
ALLIED AIR ENTERPRISES, LLC | Non-weatherized gas furnaces | 80G1DF045AP12-* | 80AF1DF045P12A-* | 44000 | 80
INTERNATIONAL COMFORT PRODUCTS | Non-weatherized gas furnaces | WFML045A024* | WFML045A024* | 44000 | 80
INTERNATIONAL COMFORT PRODUCTS | Non-weatherized gas furnaces | WFMR045A024** | WFMR045A024** | 44000 | 80
INTERNATIONAL COMFORT PRODUCTS | Non-weatherized gas furnaces | WFMR045A036** | WFMR045A036** | 44000 | 80
BRYANT HEATING & COOLING SYSTEMS | Non-weatherized gas furnaces | 58STA045-12 | 310AAV036045 | 44000 | 80
BRYANT HEATING & COOLING SYSTEMS | Non-weatherized gas furnaces | 58STA045-08 | 310AAV024045 | 44000 | 80
BRYANT HEATING & COOLING SYSTEMS | Non-weatherized gas furnaces | 58DLA045-12 | 311AAV036045 | 44000 | 80
BRYANT HEATING & COOLING SYSTEMS | Non-weatherized gas furnaces | 58DLA045-08 | 311AAV024045 | 44000 | 80
BRYANT HEATING & COOLING SYSTEMS | Non-weatherized gas furnaces | 58DLX045-12 | 311JAV036045 | 44000 | 80
BRYANT HEATING & COOLING SYSTEMS | Non-weatherized gas furnaces | 58DLX045-08 | 311JAV024045 | 44000 | 80
BRYANT HEATING & COOLING SYSTEMS | Non-weatherized gas furnaces | 58CTX045-08 | 312JAV024045 | 44000 | 80
BRYANT HEATING & COOLING SYSTEMS | Non-weatherized gas furnaces | 58STX045-12 | 310JAV036045 | 44000 | 80
BRYANT HEATING & COOLING SYSTEMS | Non-weatherized gas furnaces | 58STX045-08 | 310JAV024045 | 44000 | 80
BRYANT HEATING & COOLING SYSTEMS | Non-weatherized gas furnaces | 58PHX045-08 | 313JAV024045 | 44000 | 80
BRYANT HEATING & COOLING SYSTEMS | Non-weatherized gas furnaces | 58PHA045-08 | 313AAV024045 | 44000 | 80
BRYANT HEATING & COOLING SYSTEMS | Non-weatherized gas furnaces | 58CTW045-12 | 314AAV036045 | 44000 | 80
BRYANT HEATING & COOLING SYSTEMS | Non-weatherized gas furnaces | 58CTY045-12 | 314JAV036045 | 44000 | 80
BRYANT HEATING & COOLING SYSTEMS | Non-weatherized gas furnaces | 58PHY045-12 | 313JBV036045 | 44000 | 80
BRYANT HEATING & COOLING SYSTEMS | Non-weatherized gas furnaces | 58PHB045-12 | 313ABV036045 | 44000 | 80
PAYNE HEATING & COOLING | Non-weatherized gas furnaces | 58STA045-12 | PG8MAA036045 | 44000 | 80
PAYNE HEATING & COOLING | Non-weatherized gas furnaces | 58STA045-08 | PG8MAA024045 | 44000 | 80
PAYNE HEATING & COOLING | Non-weatherized gas furnaces | 58STX045-08 | PG8JAA024045 | 44000 | 80
PAYNE HEATING & COOLING | Non-weatherized gas furnaces | 58STX045-12 | PG8JAA036045 | 44000 | 80
PAYNE HEATING & COOLING | Non-weatherized gas furnaces | 58PHX045-08 | PG8JEA024045 | 44000 | 80
PAYNE HEATING & COOLING | Non-weatherized gas furnaces | 58PHA045-08 | PG8MEA024045 | 44000 | 80
PAYNE HEATING & COOLING | Non-weatherized gas furnaces | 58CTW045-12 | PG8JVB036045 | 44000 | 80
PAYNE HEATING & COOLING | Non-weatherized gas furnaces | 58PHY045-12 | PG8JEB036045 | 44000 | 80
INTERNATIONAL COMFORT PRODUCTS | Non-weatherized gas furnaces | 58PHX045-08 | F8MXL0451408 | 44000 | 80
INTERNATIONAL COMFORT PRODUCTS | Non-weatherized gas furnaces | 58PHA045-08 | F8MXN0451408 | 44000 | 80
INTERNATIONAL COMFORT PRODUCTS | Non-weatherized gas furnaces | 58STA045-12 | WFMR045A036 | 44000 | 80
INTERNATIONAL COMFORT PRODUCTS | Non-weatherized gas furnaces | 58STA045-08 | WFMR045A024 | 44000 | 80
INTERNATIONAL COMFORT PRODUCTS | Non-weatherized gas furnaces | 58STX045-12 | WFML045A036 | 44000 | 80
INTERNATIONAL COMFORT PRODUCTS | Non-weatherized gas furnaces | 58STX045-08 | WFML045A024 | 44000 | 80
INTERNATIONAL COMFORT PRODUCTS | Non-weatherized gas furnaces | 58STA045-12 | R8MSN0451412 | 44000 | 80
INTERNATIONAL COMFORT PRODUCTS | Non-weatherized gas furnaces | 58STA045-12 | N8MSN0451412 | 44000 | 80
INTERNATIONAL COMFORT PRODUCTS | Non-weatherized gas furnaces | 58STA045-08 | N8MSN0451408 | 44000 | 80
INTERNATIONAL COMFORT PRODUCTS | Non-weatherized gas furnaces | 58PHA045-08 | G8MXN0451408 | 44000 | 80
INTERNATIONAL COMFORT PRODUCTS | Non-weatherized gas furnaces | 58PHX045-08 | G8MXL0451408 | 44000 | 80
INTERNATIONAL COMFORT PRODUCTS | Non-weatherized gas furnaces | 58STX045-12 | R8MSL0451412 | 44000 | 80
INTERNATIONAL COMFORT PRODUCTS | Non-weatherized gas furnaces | 58STX045-12 | N8MSL0451412 | 44000 | 80
INTERNATIONAL COMFORT PRODUCTS | Non-weatherized gas furnaces | 58STX045-08 | N8MSL0451408 | 44000 | 80
INTERNATIONAL COMFORT PRODUCTS | Non-weatherized gas furnaces | 58CTY045-12 | F8MVL0451412 | 44000 | 80
INTERNATIONAL COMFORT PRODUCTS | Non-weatherized gas furnaces | 58CTY045-12 | G8MVL0451412 | 44000 | 80
INTERNATIONAL COMFORT PRODUCTS | Non-weatherized gas furnaces | 58PHY045-12 | N8MXL0451412A | 44000 | 80
INTERNATIONAL COMFORT PRODUCTS | Non-weatherized gas furnaces | 58PHY045-12 | R8MXL0451412A | 44000 | 80
INTERNATIONAL COMFORT PRODUCTS | Non-weatherized gas furnaces | 58PHY045-12 | WFEL045A036A | 44000 | 80
ALLIED AIR ENTERPRISES, LLC | Non-weatherized gas furnaces | ML180UH045P36A-* | 80AF1UH045P12AL-* | 44000 | 80
ALLIED AIR ENTERPRISES, LLC | Non-weatherized gas furnaces | EL180UH045E36A-* | 80G1UH045AE12-* | 44000 | 80
ALLIED AIR ENTERPRISES, LLC | Non-weatherized gas furnaces | EL180UH045E36A-* | 80G1UH045AE12L | 44000 | 80
ALLIED AIR ENTERPRISES, LLC | Non-weatherized gas furnaces | ML180UH045P36A-* | A80UH1D045A12L-* | 44000 | 80
ALLIED AIR ENTERPRISES, LLC | Non-weatherized gas furnaces | ML180UH045P36A-* | 80G1UH045AP12L-* | 44000 | 80
ALLIED AIR ENTERPRISES, LLC | Non-weatherized gas furnaces | EL180UH045E36A-* | A80UH1E045A12L | 44000 | 80
ALLIED AIR ENTERPRISES, LLC | Non-weatherized gas furnaces | ML180UH045P36A-* | 80AF1UH045P12A* | 44000 | 80
ALLIED AIR ENTERPRISES, LLC | Non-weatherized gas furnaces | EL180UH045E36A-* | A80UH1E045A12-* | 44000 | 80
ALLIED AIR ENTERPRISES, LLC | Non-weatherized gas furnaces | EL180DF045E36A-* | A80DF1E045A12-* | 44000 | 80
ALLIED AIR ENTERPRISES, LLC | Non-weatherized gas furnaces | EL180DF045E36A-* | 80G1DF045AE12-* | 44000 | 80
ALLIED AIR ENTERPRISES, LLC | Non-weatherized gas furnaces | ML180UH045P36A-* | A80UH1D045A12-* | 44000 | 80
ALLIED AIR ENTERPRISES, LLC | Non-weatherized gas furnaces | ML180UH045P36A-* | 80G1UH045AP12-* | 44000 | 80
CARRIER CORPORATION | Non-weatherized gas furnaces | 58CTX045-12 | 58CTX045-12 | 44000 | 80
INTERNATIONAL COMFORT PRODUCTS | Non-weatherized gas furnaces | 58CTX045-12 | G8MTL0451412 | 44000 | 80
INTERNATIONAL COMFORT PRODUCTS | Non-weatherized gas furnaces | 58CTX045-12 | F8MTL0451412 | 44000 | 80
INTERNATIONAL COMFORT PRODUCTS | Non-weatherized gas furnaces | 58CTX045-12 | F8MTL0451412A | 44000 | 80
INTERNATIONAL COMFORT PRODUCTS | Non-weatherized gas furnaces | 58CTX045-12 | G8MTL0451412A | 44000 | 80
ALLIED AIR ENTERPRISES, LLC | Non-weatherized gas furnaces | 92G1DF045BP12-* | 92G1DF045BP12-* | 44000 | 92.1
ALLIED AIR ENTERPRISES, LLC | Non-weatherized gas furnaces | 92G1UH045BP12-* | 92G1UH045BP12-* | 44000 | 92.1
ALLIED AIR ENTERPRISES, LLC | Non-weatherized gas furnaces | 92G1UH045BP08-* | 92G1UH045BP08-* | 44000 | 92.1
ALLIED AIR ENTERPRISES, LLC | Non-weatherized gas furnaces | 92G1UH045BP12-* | 92AF1UH045P12B-* | 44000 | 92.1
ALLIED AIR ENTERPRISES, LLC | Non-weatherized gas furnaces | 92G1UH045BP08-* | 92AF1UH045P08B-* | 44000 | 92.1
ALLIED AIR ENTERPRISES, LLC | Non-weatherized gas furnaces | 92G1DF045BP12-* | 92AF1DF045P12B-* | 44000 | 92.1
LENNOX INDUSTRIES, INC. | Non-weatherized gas furnaces | ML193UH045XP24B-* | ML193UH045XP24B-* | 44000 | 93
LENNOX INDUSTRIES, INC. | Non-weatherized gas furnaces | ML193UH045XP36B-* | ML193UH045XP36B-* | 44000 | 93
LENNOX INDUSTRIES, INC. | Non-weatherized gas furnaces | ML193DF045XP36B-* | ML193DF045XP36B-* | 44000 | 93
ALLIED AIR ENTERPRISES, LLC | Non-weatherized gas furnaces | A93UH1D045B08A-* | A93UH1D045B08A-* | 44000 | 93
ALLIED AIR ENTERPRISES, LLC | Non-weatherized gas furnaces | ML193DF045XP36B-* | A93DF1D045B12A-* | 44000 | 93
ALLIED AIR ENTERPRISES, LLC | Non-weatherized gas furnaces | ML193UH045XP36B-* | A93UH1D045B12A-* | 44000 | 93
LENNOX INDUSTRIES, INC. | Non-weatherized gas furnaces | EL195UH045XE36B | EL195UH045XE36B | 44000 | 95
LENNOX INDUSTRIES, INC. | Non-weatherized gas furnaces | EL195DF045XE36B-* | EL195DF045XE36B-* | 44000 | 95
LENNOX INDUSTRIES, INC. | Non-weatherized gas furnaces | ML195UH045XP24B-* | ML195UH045XP24B-* | 44000 | 95
LENNOX INDUSTRIES, INC. | Non-weatherized gas furnaces | ML195UH045XP36B-* | ML195UH045XP36B-* | 44000 | 95
LENNOX INDUSTRIES, INC. | Non-weatherized gas furnaces | ML195DF045XP36B-* | ML195DF045XP36B-* | 44000 | 95
ALLIED AIR ENTERPRISES, LLC | Non-weatherized gas furnaces | A95DF2E045B12*-* | 95G2DF045BE12* | 44000 | 95
ALLIED AIR ENTERPRISES, LLC | Non-weatherized gas furnaces | A95UH2E045B12*-* | 95G2UH045BE12* | 44000 | 95
ALLIED AIR ENTERPRISES, LLC | Non-weatherized gas furnaces | A95DF2E045B12*-* | A95DF2E045B12*-* | 44000 | 95
ALLIED AIR ENTERPRISES, LLC | Non-weatherized gas furnaces | A95UH2E045B12*-* | A95UH2E045B12*-* | 44000 | 95
ALLIED AIR ENTERPRISES, LLC | Non-weatherized gas furnaces | A95UH2V045B12*-* | 95G2UH045BV12-* | 44000 | 95
ALLIED AIR ENTERPRISES, LLC | Non-weatherized gas furnaces | A95UH2V045B12*-* | A95UH2V045B12*-* | 44000 | 95
ALLIED AIR ENTERPRISES, LLC | Non-weatherized gas furnaces | A95DF2V045B12*-* | 95G2DF045BV12-* | 44000 | 95
ALLIED AIR ENTERPRISES, LLC | Non-weatherized gas furnaces | A95DF2V045B12*-* | A95DF2V045B12*-* | 44000 | 95
AIRE-FLO | Non-weatherized gas furnaces | A95DF2V045B12*-* | 95AF2DF045V12B-* | 44000 | 95
AIRE-FLO | Non-weatherized gas furnaces | A95UH2V045B12*-* | 95AF2UH045V12B-* | 44000 | 95
ALLIED AIR ENTERPRISES, LLC | Non-weatherized gas furnaces | ML195UH045XP24B-* | 95AF1UH045P08B-* | 44000 | 95
ALLIED AIR ENTERPRISES, LLC | Non-weatherized gas furnaces | ML195UH045XP24B-* | 95AF1UH045P12B-* | 44000 | 95
ALLIED AIR ENTERPRISES, LLC | Non-weatherized gas furnaces | EL195UH045XE36B | A95UH1E045B12-* | 44000 | 95
ALLIED AIR ENTERPRISES, LLC | Non-weatherized gas furnaces | ML195DF045XP36B-* | 95AF1DF045P12B-* | 44000 | 95
ALLIED AIR ENTERPRISES, LLC | Non-weatherized gas furnaces | EL195UH045XE36B | 95G1UH045BE12-* | 44000 | 95
ALLIED AIR ENTERPRISES, LLC | Non-weatherized gas furnaces | EL195DF045XE36B-* | 95G1DF045BE12-* | 44000 | 95
ALLIED AIR ENTERPRISES, LLC | Non-weatherized gas furnaces | EL195DF045XE36B-* | A95DF1E045B12-* | 44000 | 95
ALLIED AIR ENTERPRISES, LLC | Non-weatherized gas furnaces | ML195DF045XP36B-* | A95DF1D045B12*-* | 44000 | 95
ALLIED AIR ENTERPRISES, LLC | Non-weatherized gas furnaces | ML195UH045XP24B-* | 95G1UH045BP08-* | 44000 | 95
ALLIED AIR ENTERPRISES, LLC | Non-weatherized gas furnaces | ML195DF045XP36B-* | 95G1DF045BP12-* | 44000 | 95
ALLIED AIR ENTERPRISES, LLC | Non-weatherized gas furnaces | ML195UH045XP24B-* | A95UH1D045B08*-* | 44000 | 95
ALLIED AIR ENTERPRISES, LLC | Non-weatherized gas furnaces | ML195UH045XP36B-* | A95UH1D045B12*-* | 44000 | 95
ALLIED AIR ENTERPRISES, LLC | Non-weatherized gas furnaces | ML195UH045XP36B-* | 95G1UH045BP12-* | 44000 | 95
AIREASE,ALLIED,ARMSTRONG AIR | Non-weatherized gas furnaces | EL296DF045XV36B-* | A96US2V045B12S-* | 44000 | 96
AIREASE,ALLIED,ARMSTRONG AIR | Non-weatherized gas furnaces | EL296DF045XV36B-* | A96DS2V045B12S-* | 44000 | 96
LENNOX INDUSTRIES, INC. | Non-weatherized gas furnaces | EL296DF045XV36B-* | EL296DF045XV36B-* | 44000 | 96
LENNOX INDUSTRIES, INC. | Non-weatherized gas furnaces | EL296UH045XV36B-* | EL296UH045XV36B-* | 44000 | 96
LENNOX INDUSTRIES, INC. | Non-weatherized gas furnaces | EL296UH045XE36B-* | EL296UH045XE36B-* | 44000 | 96
LENNOX INDUSTRIES, INC. | Non-weatherized gas furnaces | EL296DF045XE36B-* | EL296DF045XE36B-* | 44000 | 96
ALLIED AIR ENTERPRISES, LLC | Non-weatherized gas furnaces | EL296UH045XV36B-* | A96US2V045B12S-* | 44000 | 96
ALLIED AIR ENTERPRISES, LLC | Non-weatherized gas furnaces | EL296DF045XV36B-* | A96DS2V045B12S-* | 44000 | 96 |  | 396 | 223 | 178
NORDYNE, LLC. | Non-weatherized gas furnaces | KG7SA 045*-23A* | KG7SA 045*-23A* | 45000 | 80
NORDYNE, LLC. | Non-weatherized gas furnaces | FG7SA 045*-23A* | FG7SA 045*-23A* | 45000 | 80
NORDYNE, LLC. | Non-weatherized gas furnaces | FG7SA 045*-23A* | VG7SA 045*-23A* | 45000 | 80
HEAT CONTROLLER, INC. | Non-weatherized gas furnaces | FG7SA 045*-23A* | GUH80A045A3XE | 45000 | 80
DETTSON | Non-weatherized gas furnaces | C45-2-V* | C45-2-V* | 45000 | 95
UNITED REFRIGERATION, INC. | Non-weatherized gas furnaces | RGRM-04(E,N)MAES | TZ92UP453T(A, AX) | 45000 | 95
WOLF STEEL LTD. | Non-weatherized gas furnaces | CSM045S2A | CSM045S2A | 45000 | 95
WOLF STEEL LTD. | Non-weatherized gas furnaces | NSM045S2A | NSM045S2A | 45000 | 95
WOLF STEEL LTD. | Non-weatherized gas furnaces | CPX045S2A | CPX045S2A | 45000 | 95
WOLF STEEL LTD. | Non-weatherized gas furnaces | NPX045S2A | NPX045S2A | 45000 | 95
DETTSON INDUSTRIES, INC. | Non-weatherized gas furnaces | C45-2-V* | C45-2-V* | 45000 | 95
RHEEM SALES COMPANY, INC. | Non-weatherized gas furnaces | RGRL-04(E,N)MAES | RGRL-04(E,N)MAES | 45000 | 95
RHEEM SALES COMPANY, INC. | Non-weatherized gas furnaces | RGRM-04(E,N)MAES | RGRM-04(E,N)MAES | 45000 | 95
RHEEM SALES COMPANY, INC. | Non-weatherized gas furnaces | RGRL-04(E,N)MAES | GF902U045BS36 | 45000 | 95
RHEEM SALES COMPANY, INC. | Non-weatherized gas furnaces | RGRM-04(E,N)MAES | GF902U045CS36 | 45000 | 95
NORDYNE, LLC. | Non-weatherized gas furnaces | M7RL 045A *** | M7RL 045A *** | 45000 | 95.1
WOLF STEEL LTD. | Non-weatherized gas furnaces | CSX045T2A | CSX045T2A | 45000 | 95.3
WOLF STEEL LTD. | Non-weatherized gas furnaces | NSX045T2A | NSX045T2A | 45000 | 95.3
WOLF STEEL LTD. | Non-weatherized gas furnaces | CPV045T2A | CPV045T2A | 45000 | 95.3
WOLF STEEL LTD. | Non-weatherized gas furnaces | NPV045T2A | NPV045T2A | 45000 | 95.3
DETTSON | Non-weatherized gas furnaces | C45-M-V* | C45-M-V* | 45000 | 95.7
DETTSON INDUSTRIES, INC. | Non-weatherized gas furnaces | C45-M-V* | C45-M-V* | 45000 | 95.7
GOODMAN MANUFACTURING CO., LP. | Non-weatherized gas furnaces | GKS90453BX | GKS90453BX | 46000 | 92.1
AMANA HEATING AND AIR CONDITIONING | Non-weatherized gas furnaces | GKS90453BX | AKSS920453BX | 46000 | 92.1
DAIKIN MANUFACTURING COMPANY, L.P. | Non-weatherized gas furnaces | GKS90453BX | DK92SS0453BX | 46000 | 92.1
GOODMAN MANUFACTURING CO., LP. | Non-weatherized gas furnaces | GMH950453BX | GMH950453BX | 46000 | 96.1
GOODMAN MANUFACTURING CO., LP. | Non-weatherized gas furnaces | GMVC950453BX* | GMVC950453BX* | 46000 | 96.1
GOODMAN MANUFACTURING CO., LP. | Non-weatherized gas furnaces | GCH950453BX** | GCH950453BX** | 46000 | 96.1
AMANA HEATING AND AIR CONDITIONING | Non-weatherized gas furnaces | GCH950453BX** | ACSH960453BX | 46000 | 96.1
AMANA HEATING AND AIR CONDITIONING | Non-weatherized gas furnaces | GMVC950453BX* | AMVC950453BX | 46000 | 96.1
AMANA HEATING AND AIR CONDITIONING | Non-weatherized gas furnaces | GMH950453BX | AMH950453BX | 46000 | 96.1
DAIKIN MANUFACTURING COMPANY, L.P. | Non-weatherized gas furnaces | GCH950453BX** | DC96HS0453BX | 46000 | 96.1
DAIKIN MANUFACTURING COMPANY, L.P. | Non-weatherized gas furnaces | GMVC950453BX* | DM96VC0453BX | 46000 | 96.1
DAIKIN MANUFACTURING COMPANY, L.P. | Non-weatherized gas furnaces | GMH950453BX | DM96HS0453BX | 46000 | 96.1 |  | 34 | 30 | 30
RHEEM | Non-weatherized gas furnaces | R801PA050314ZSA | R801PA050314ZSA | 50000 | 80
RHEEM | Non-weatherized gas furnaces | R801SA050314ZSA | R801SA050314ZSA | 50000 | 80
WEATHERKING | Non-weatherized gas furnaces | R801SA050314ZSA | W801SA050314ZSA | 50000 | 80
WEATHERKING | Non-weatherized gas furnaces | R801PA050314ZSA | W801PA050314ZSA | 50000 | 80
SURE | Non-weatherized gas furnaces | R801SA050314ZSA | S801SA050314ZSA | 50000 | 80
SURE | Non-weatherized gas furnaces | R801PA050314ZSA | S801PA050314ZSA | 50000 | 80
DUROGUARD | Non-weatherized gas furnaces | R801SA050314ZSA | D801SA050314ZSA | 50000 | 80
DUROGUARD | Non-weatherized gas furnaces | R801PA050314ZSA | D801PA050314ZSA | 50000 | 80
THERMAL ZONE | Non-weatherized gas furnaces | R801PA050314ZSA | TZ80DSP050A30SA | 50000 | 80
THERMAL ZONE | Non-weatherized gas furnaces | R801SA050314ZSA | TZ80DSS050A30SA | 50000 | 80
DUROGUARD | Non-weatherized gas furnaces | R801PA050314MSA | D801PA050314MSA | 50000 | 80
DUROGUARD | Non-weatherized gas furnaces | R801PA050314MXA | D801PA050314MXA | 50000 | 80
DUROGUARD | Non-weatherized gas furnaces | R801SA050314MSA | D801SA050314MSA | 50000 | 80
DUROGUARD | Non-weatherized gas furnaces | R801SA050314MXA | D801SA050314MXA | 50000 | 80
SURE | Non-weatherized gas furnaces | R801PA050314MSA | S801PA050314MSA | 50000 | 80
SURE | Non-weatherized gas furnaces | R801PA050314MXA | S801PA050314MXA | 50000 | 80
SURE | Non-weatherized gas furnaces | R801SA050314MSA | S801SA050314MSA | 50000 | 80
SURE | Non-weatherized gas furnaces | R801SA050314MXA | S801SA050314MXA | 50000 | 80
WEATHERKING | Non-weatherized gas furnaces | R801PA050314MSA | W801PA050314MSA | 50000 | 80
WEATHERKING | Non-weatherized gas furnaces | R801PA050314MXA | W801PA050314MXA | 50000 | 80
WEATHERKING | Non-weatherized gas furnaces | R801SA050314MSA | W801SA050314MSA | 50000 | 80
WEATHERKING | Non-weatherized gas furnaces | R801SA050314MXA | W801SA050314MXA | 50000 | 80
RHEEM | Non-weatherized gas furnaces | R801SA050314MXA | R801SA050314MXA | 50000 | 80
RHEEM | Non-weatherized gas furnaces | R801SA050314MSA | R801SA050314MSA | 50000 | 80
RHEEM | Non-weatherized gas furnaces | R801PA050314MXA | R801PA050314MXA | 50000 | 80
RHEEM | Non-weatherized gas furnaces | R801PA050314MSA | R801PA050314MSA | 50000 | 80
THERMAL ZONE | Non-weatherized gas furnaces | R801SA050314MXA | TZ80MSS050A30XA | 50000 | 80
THERMAL ZONE | Non-weatherized gas furnaces | R801SA050314MSA | TZ80MSS050A30SA | 50000 | 80
THERMAL ZONE | Non-weatherized gas furnaces | R801PA050314MXA | TZ80MSP050A30XA | 50000 | 80
THERMAL ZONE | Non-weatherized gas furnaces | R801PA050314MSA | TZ80MSP050A30SA | 50000 | 80
WEATHERKING | Non-weatherized gas furnaces | RGLN-05(E,N)AUER | W801SA050314ZXA | 50000 | 80
WEATHERKING | Non-weatherized gas furnaces | R801PA050314ZXA | W801PA050314ZXA | 50000 | 80
SURE | Non-weatherized gas furnaces | RGLN-05(E,N)AUER | S801SA050314ZXA | 50000 | 80
SURE | Non-weatherized gas furnaces | R801PA050314ZXA | S801PA050314ZXA | 50000 | 80
DUROGUARD | Non-weatherized gas furnaces | RGLN-05(E,N)AUER | D801SA050314ZXA | 50000 | 80
DUROGUARD | Non-weatherized gas furnaces | R801PA050314ZXA | D801PA050314ZXA | 50000 | 80
RHEEM | Non-weatherized gas furnaces | R801PA050314ZXA | R801PA050314ZXA | 50000 | 80
RHEEM | Non-weatherized gas furnaces | RGLN-05(E,N)AUER | R801SA050314ZXA | 50000 | 80
DUROGUARD | Non-weatherized gas furnaces | R802PA050314ZSA | D802PA050314ZSA | 50000 | 80
DUROGUARD | Non-weatherized gas furnaces | R802PA050314ZXA | D802PA050314ZXA | 50000 | 80
SURE | Non-weatherized gas furnaces | R802PA050314ZSA | S802PA050314ZSA | 50000 | 80
SURE | Non-weatherized gas furnaces | R802PA050314ZXA | S802PA050314ZXA | 50000 | 80
WEATHERKING | Non-weatherized gas furnaces | R802PA050314ZSA | W802PA050314ZSA | 50000 | 80
WEATHERKING | Non-weatherized gas furnaces | R802PA050314ZXA | W802PA050314ZXA | 50000 | 80
RHEEM | Non-weatherized gas furnaces | R802PA050314ZSA | R802PA050314ZSA | 50000 | 80
RHEEM | Non-weatherized gas furnaces | R802PA050314ZXA | R802PA050314ZXA | 50000 | 80
RHEEM | Non-weatherized gas furnaces | R802PA050314MXA | R802PA050314MXA | 50000 | 80
RHEEM | Non-weatherized gas furnaces | R802PA050314MSA | R802PA050314MSA | 50000 | 80
THERMAL ZONE | Non-weatherized gas furnaces | R801PA050314ZXA | TZ80DSP050A30XA | 50000 | 80
THERMAL ZONE | Non-weatherized gas furnaces | RGLN-05(E,N)AUER | TZ80DSS050A30XA | 50000 | 80
WEATHERKING | Non-weatherized gas furnaces | R802PA050314MXA | W802PA050314MXA | 50000 | 80
WEATHERKING | Non-weatherized gas furnaces | R802PA050314MSA | W802PA050314MSA | 50000 | 80
SURE | Non-weatherized gas furnaces | R802PA050314MXA | S802PA050314MXA | 50000 | 80
SURE | Non-weatherized gas furnaces | R802PA050314MSA | S802PA050314MSA | 50000 | 80
DUROGUARD | Non-weatherized gas furnaces | R802PA050314MXA | D802PA050314MXA | 50000 | 80
DUROGUARD | Non-weatherized gas furnaces | R802PA050314MSA | D802PA050314MSA | 50000 | 80
THERMAL ZONE | Non-weatherized gas furnaces | R802PA050314ZSA | TZ80DDP050A30SA | 50000 | 80
THERMAL ZONE | Non-weatherized gas furnaces | R802PA050314ZXA | TZ80DDP050A30XA | 50000 | 80
THERMAL ZONE | Non-weatherized gas furnaces | R802PA050314MSA | TZ80MDP050A30SA | 50000 | 80
THERMAL ZONE | Non-weatherized gas furnaces | R802PA050314MXA | TZ80MDP050A30XA | 50000 | 80
WEATHERKING | Non-weatherized gas furnaces | R801TA050314MXA | W801TA050314MXA | 50000 | 80
WEATHERKING | Non-weatherized gas furnaces | R801TA050314MSA | W801TA050314MSA | 50000 | 80
SURE | Non-weatherized gas furnaces | R801TA050314MXA | S801TA050314MXA | 50000 | 80
SURE | Non-weatherized gas furnaces | R801TA050314MSA | S801TA050314MSA | 50000 | 80
DUROGUARD | Non-weatherized gas furnaces | R801TA050314MXA | D801TA050314MXA | 50000 | 80
DUROGUARD | Non-weatherized gas furnaces | R801TA050314MSA | D801TA050314MSA | 50000 | 80
RHEEM, RUUD | Non-weatherized gas furnaces | R801TA050314MXA | R801TA050314MXA | 50000 | 80
RHEEM, RUUD | Non-weatherized gas furnaces | R801TA050314MSA | R801TA050314MSA | 50000 | 80
THERMAL ZONE | Non-weatherized gas furnaces | R801TA050314MSA | TZ80MSX050A30SA | 50000 | 80
THERMAL ZONE | Non-weatherized gas furnaces | R801TA050314MXA | TZ80MSX050A30XA | 50000 | 80
GD MIDEA HEATING & VENTILATING EQUIPMENT CO., LTD. | Non-weatherized gas furnaces | MGS80M050A3A | MGS80M050A3A | 50000 | 80
ALLIED AIR ENTERPRISES, LLC | Non-weatherized gas furnaces | FPBB050A3* | FPBB050A3* | 50000 | 80
EAIR LLC | Non-weatherized gas furnaces | MGS80M050A3A | IGT80M050P12A | 50000 | 80
UNITED REFRIGERATION, INC. | Non-weatherized gas furnaces | R802VA050317MSA | TZ80MDV050B30SA | 50000 | 80
UNITED REFRIGERATION, INC. | Non-weatherized gas furnaces | RGLN-05(E,N)AUER | TZ80DSS050A30XA | 50000 | 80
UNITED REFRIGERATION, INC. | Non-weatherized gas furnaces | R801PA050314ZXA | TZ80DSP050A30XA | 50000 | 80
UNITED REFRIGERATION, INC. | Non-weatherized gas furnaces | R802PA050314ZXA | TZ80DDP050A30XA | 50000 | 80
UNITED REFRIGERATION, INC. | Non-weatherized gas furnaces | R802PA050314ZSA | TZ80DDP050A30SA | 50000 | 80
UNITED REFRIGERATION, INC. | Non-weatherized gas furnaces | R802PA050314MXA | TZ80MDP050A30XA | 50000 | 80
UNITED REFRIGERATION, INC. | Non-weatherized gas furnaces | R802PA050314MSA | TZ80MDP050A30SA | 50000 | 80
UNITED REFRIGERATION, INC. | Non-weatherized gas furnaces | R801TA050314MXA | TZ80MSX050A30XA | 50000 | 80
UNITED REFRIGERATION, INC. | Non-weatherized gas furnaces | R801TA050314MSA | TZ80MSX050A30SA | 50000 | 80
UNITED REFRIGERATION, INC. | Non-weatherized gas furnaces | R801PA050314MXA | TZ80MSP050A30XA | 50000 | 80
UNITED REFRIGERATION, INC. | Non-weatherized gas furnaces | R801SA050314MXA | TZ80MSS050A30XA | 50000 | 80
UNITED REFRIGERATION, INC. | Non-weatherized gas furnaces | R801SA050314MSA | TZ80MSS050A30SA | 50000 | 80
UNITED REFRIGERATION, INC. | Non-weatherized gas furnaces | R801PA050314MSA | TZ80MSP050A30SA | 50000 | 80
UNITED REFRIGERATION, INC. | Non-weatherized gas furnaces | R802VA050317MXA | TZ80MDV050B30XA | 50000 | 80
UNITED REFRIGERATION, INC. | Non-weatherized gas furnaces | R801SA050314ZSA | TZ80DSS050A30SA | 50000 | 80
UNITED REFRIGERATION, INC. | Non-weatherized gas furnaces | R801PA050314ZSA | TZ80DSP050A30SA | 50000 | 80
UNITED REFRIGERATION, INC. | Non-weatherized gas furnaces | RGPT-05(E,N)BMKR | TZ81UH503T(B,BX) | 50000 | 80
UNITED REFRIGERATION, INC. | Non-weatherized gas furnaces | RGPS-05(E,N)AUER | TZ81U(H,HN)503TA | 50000 | 80
RHEEM SALES COMPANY, INC. | Non-weatherized gas furnaces | RGLN-05(E,N)AUER | RGLN-05(E,N)AUER | 50000 | 80
RHEEM SALES COMPANY, INC. | Non-weatherized gas furnaces | RGLQ-05(E,N)AUER | RGLQ-05(E,N)AUER | 50000 | 80
RHEEM SALES COMPANY, INC. | Non-weatherized gas furnaces | RGLN-05(E,N)AUER | RGLS-05(E,N)AUER | 50000 | 80
RHEEM SALES COMPANY, INC. | Non-weatherized gas furnaces | RGPE-05(E,N)BMKR | RGPE-05(E,N)BMKR | 50000 | 80
RHEEM SALES COMPANY, INC. | Non-weatherized gas furnaces | RGPN-05(E,N)AUER | RGPN-05(E,N)AUER | 50000 | 80
RHEEM SALES COMPANY, INC. | Non-weatherized gas furnaces | RGPQ-05(E,,N)AUER | RGPQ-05(E,,N)AUER | 50000 | 80
RHEEM SALES COMPANY, INC. | Non-weatherized gas furnaces | RGPS-05(E,N)AUER | RGPS-05(E,N)AUER | 50000 | 80
RHEEM SALES COMPANY, INC. | Non-weatherized gas furnaces | RGPT-05(E,N)BMKR | RGPT-05(E,N)BMKR | 50000 | 80
RHEEM SALES COMPANY, INC. | Non-weatherized gas furnaces | R801PA050314ZSA | R801PA050314ZSA | 50000 | 80
RHEEM SALES COMPANY, INC. | Non-weatherized gas furnaces | R801SA050314ZSA | R801SA050314ZSA | 50000 | 80
RHEEM SALES COMPANY, INC. | Non-weatherized gas furnaces | R801PA050314MSA | R801PA050314MSA | 50000 | 80
RHEEM SALES COMPANY, INC. | Non-weatherized gas furnaces | R801PA050314MXA | R801PA050314MXA | 50000 | 80
RHEEM SALES COMPANY, INC. | Non-weatherized gas furnaces | R801SA050314MSA | R801SA050314MSA | 50000 | 80
RHEEM SALES COMPANY, INC. | Non-weatherized gas furnaces | R801SA050314MXA | R801SA050314MXA | 50000 | 80
RHEEM SALES COMPANY, INC. | Non-weatherized gas furnaces | R801PA050314ZXA | R801PA050314ZXA | 50000 | 80
RHEEM SALES COMPANY, INC. | Non-weatherized gas furnaces | RGLN-05(E,N)AUER | R801SA050314ZXA | 50000 | 80
RHEEM SALES COMPANY, INC. | Non-weatherized gas furnaces | R802PA050314ZSA | R802PA050314ZSA | 50000 | 80
RHEEM SALES COMPANY, INC. | Non-weatherized gas furnaces | R802PA050314ZXA | R802PA050314ZXA | 50000 | 80
RHEEM SALES COMPANY, INC. | Non-weatherized gas furnaces | R802PA050314MXA | R802PA050314MXA | 50000 | 80
RHEEM SALES COMPANY, INC. | Non-weatherized gas furnaces | R802PA050314MSA | R802PA050314MSA | 50000 | 80
RHEEM SALES COMPANY, INC. | Non-weatherized gas furnaces | R801TA050314MSA | R801TA050314MSA | 50000 | 80
RHEEM SALES COMPANY, INC. | Non-weatherized gas furnaces | R801TA050314MXA | R801TA050314MXA | 50000 | 80
RHEEM SALES COMPANY, INC. | Non-weatherized gas furnaces | R802VA050317MSA | R802VA050317MSA | 50000 | 80
RHEEM SALES COMPANY, INC. | Non-weatherized gas furnaces | R802VA050317MXA | R802VA050317MXA | 50000 | 80
RHEEM SALES COMPANY, INC. | Non-weatherized gas furnaces | RGLQ-05(E,N)AUER | GF802D050AS36 | 50000 | 80
RHEEM SALES COMPANY, INC. | Non-weatherized gas furnaces | RGPQ-05(E,,N)AUER | GF802U050AS36 | 50000 | 80
RHEEM SALES COMPANY, INC. | Non-weatherized gas furnaces | RGPE-05(E,N)BMKR | GF80V2U050AW36 | 50000 | 80
RHEEM SALES COMPANY, INC. | Non-weatherized gas furnaces | RGLN-05(E,N)AUER | GF801D050AS36 | 50000 | 80
RHEEM SALES COMPANY, INC. | Non-weatherized gas furnaces | RGPS-05(E,N)AUER | GF801U050AS36 | 50000 | 80
RHEEM SALES COMPANY, INC. | Non-weatherized gas furnaces | RGPT-05(E,N)BMKR | DGPT-05EBMKR | 50000 | 80
RHEEM SALES COMPANY, INC. | Non-weatherized gas furnaces | RGPT-05(E,N)BMKR | GF801U050X13S36 | 50000 | 80
RHEEM SALES COMPANY, INC. | Non-weatherized gas furnaces | R802VA050317MXA | S802VA050317MXA | 50000 | 80
RHEEM SALES COMPANY, INC. | Non-weatherized gas furnaces | R802VA050317MXA | U802VA050317MXA | 50000 | 80
RHEEM SALES COMPANY, INC. | Non-weatherized gas furnaces | R802VA050317MXA | D802VA050317MXA | 50000 | 80
RHEEM SALES COMPANY, INC. | Non-weatherized gas furnaces | R802VA050317MSA | W802VA050317MSA | 50000 | 80
RHEEM SALES COMPANY, INC. | Non-weatherized gas furnaces | R802VA050317MSA | S802VA050317MSA | 50000 | 80
RHEEM SALES COMPANY, INC. | Non-weatherized gas furnaces | R802VA050317MSA | U802VA050317MSA | 50000 | 80
RHEEM SALES COMPANY, INC. | Non-weatherized gas furnaces | R802VA050317MSA | D802VA050317MSA | 50000 | 80
RHEEM SALES COMPANY, INC. | Non-weatherized gas furnaces | R802PA050314ZXA | W802PA050314ZXA | 50000 | 80
RHEEM SALES COMPANY, INC. | Non-weatherized gas furnaces | R802PA050314ZXA | S802PA050314ZXA | 50000 | 80
RHEEM SALES COMPANY, INC. | Non-weatherized gas furnaces | R802PA050314ZXA | D802PA050314ZXA | 50000 | 80
RHEEM SALES COMPANY, INC. | Non-weatherized gas furnaces | R802PA050314ZSA | W802PA050314ZSA | 50000 | 80
RHEEM SALES COMPANY, INC. | Non-weatherized gas furnaces | R802PA050314ZSA | S802PA050314ZSA | 50000 | 80
RHEEM SALES COMPANY, INC. | Non-weatherized gas furnaces | R802PA050314ZSA | D802PA050314ZSA | 50000 | 80
RHEEM SALES COMPANY, INC. | Non-weatherized gas furnaces | R802VA050317MXA | W802VA050317MXA | 50000 | 80
RHEEM SALES COMPANY, INC. | Non-weatherized gas furnaces | R802PA050314MXA | W802PA050314MXA | 50000 | 80
RHEEM SALES COMPANY, INC. | Non-weatherized gas furnaces | R802PA050314MXA | S802PA050314MXA | 50000 | 80
RHEEM SALES COMPANY, INC. | Non-weatherized gas furnaces | R802PA050314MXA | D802PA050314MXA | 50000 | 80
RHEEM SALES COMPANY, INC. | Non-weatherized gas furnaces | R802PA050314MSA | W802PA050314MSA | 50000 | 80
RHEEM SALES COMPANY, INC. | Non-weatherized gas furnaces | R802PA050314MSA | S802PA050314MSA | 50000 | 80
RHEEM SALES COMPANY, INC. | Non-weatherized gas furnaces | R802PA050314MSA | D802PA050314MSA | 50000 | 80
RHEEM SALES COMPANY, INC. | Non-weatherized gas furnaces | R801TA050314MXA | W801TA050314MXA | 50000 | 80
RHEEM SALES COMPANY, INC. | Non-weatherized gas furnaces | R801TA050314MXA | S801TA050314MXA | 50000 | 80
RHEEM SALES COMPANY, INC. | Non-weatherized gas furnaces | R801TA050314MXA | D801TA050314MXA | 50000 | 80
RHEEM SALES COMPANY, INC. | Non-weatherized gas furnaces | R801TA050314MSA | W801TA050314MSA | 50000 | 80
RHEEM SALES COMPANY, INC. | Non-weatherized gas furnaces | R801TA050314MSA | S801TA050314MSA | 50000 | 80
RHEEM SALES COMPANY, INC. | Non-weatherized gas furnaces | RGLN-05(E,N)AUER | W801SA050314ZXA | 50000 | 80
RHEEM SALES COMPANY, INC. | Non-weatherized gas furnaces | RGLN-05(E,N)AUER | S801SA050314ZXA | 50000 | 80
RHEEM SALES COMPANY, INC. | Non-weatherized gas furnaces | RGLN-05(E,N)AUER | D801SA050314ZXA | 50000 | 80
RHEEM SALES COMPANY, INC. | Non-weatherized gas furnaces | R801PA050314ZXA | W801PA050314ZXA | 50000 | 80
RHEEM SALES COMPANY, INC. | Non-weatherized gas furnaces | R801PA050314ZXA | S801PA050314ZXA | 50000 | 80
RHEEM SALES COMPANY, INC. | Non-weatherized gas furnaces | R801PA050314ZXA | D801PA050314ZXA | 50000 | 80
RHEEM SALES COMPANY, INC. | Non-weatherized gas furnaces | R801TA050314MSA | D801TA050314MSA | 50000 | 80
RHEEM SALES COMPANY, INC. | Non-weatherized gas furnaces | R801SA050314MXA | W801SA050314MXA | 50000 | 80
RHEEM SALES COMPANY, INC. | Non-weatherized gas furnaces | R801SA050314MXA | S801SA050314MXA | 50000 | 80
RHEEM SALES COMPANY, INC. | Non-weatherized gas furnaces | R801SA050314MXA | D801SA050314MXA | 50000 | 80
RHEEM SALES COMPANY, INC. | Non-weatherized gas furnaces | R801SA050314MSA | W801SA050314MSA | 50000 | 80
RHEEM SALES COMPANY, INC. | Non-weatherized gas furnaces | R801SA050314MSA | S801SA050314MSA | 50000 | 80
RHEEM SALES COMPANY, INC. | Non-weatherized gas furnaces | R801SA050314MSA | D801SA050314MSA | 50000 | 80
RHEEM SALES COMPANY, INC. | Non-weatherized gas furnaces | R801PA050314MXA | W801PA050314MXA | 50000 | 80
RHEEM SALES COMPANY, INC. | Non-weatherized gas furnaces | R801PA050314MXA | S801PA050314MXA | 50000 | 80
RHEEM SALES COMPANY, INC. | Non-weatherized gas furnaces | R801PA050314MXA | D801PA050314MXA | 50000 | 80
RHEEM SALES COMPANY, INC. | Non-weatherized gas furnaces | R801PA050314MSA | W801PA050314MSA | 50000 | 80
RHEEM SALES COMPANY, INC. | Non-weatherized gas furnaces | R801PA050314MSA | S801PA050314MSA | 50000 | 80
RHEEM SALES COMPANY, INC. | Non-weatherized gas furnaces | R801PA050314MSA | D801PA050314MSA | 50000 | 80
RHEEM SALES COMPANY, INC. | Non-weatherized gas furnaces | R801SA050314ZSA | W801SA050314ZSA | 50000 | 80
RHEEM SALES COMPANY, INC. | Non-weatherized gas furnaces | R801SA050314ZSA | S801SA050314ZSA | 50000 | 80
RHEEM SALES COMPANY, INC. | Non-weatherized gas furnaces | R801SA050314ZSA | D801SA050314ZSA | 50000 | 80
RHEEM SALES COMPANY, INC. | Non-weatherized gas furnaces | R801PA050314ZSA | W801PA050314ZSA | 50000 | 80
RHEEM SALES COMPANY, INC. | Non-weatherized gas furnaces | R801PA050314ZSA | S801PA050314ZSA | 50000 | 80
RHEEM SALES COMPANY, INC. | Non-weatherized gas furnaces | R801PA050314ZSA | D801PA050314ZSA | 50000 | 80
WOLF STEEL LTD. | Non-weatherized gas furnaces | MGS80M050A3A | WGS80M050A3A | 50000 | 80
UNITED REFRIGERATION, INC. | Non-weatherized gas furnaces | R801SA050314ZSB | TZ80DSS050A30SB | 50000 | 80
UNITED REFRIGERATION, INC. | Non-weatherized gas furnaces | R801SA050314ZXB | TZ80DSS050A30XB | 50000 | 80
UNITED REFRIGERATION, INC. | Non-weatherized gas furnaces | R801PA050314ZSB | TZ80DSP050A30SB | 50000 | 80
UNITED REFRIGERATION, INC. | Non-weatherized gas furnaces | R801PA050314ZXB | TZ80DSP050A30XB | 50000 | 80
UNITED REFRIGERATION, INC. | Non-weatherized gas furnaces | R802PA050314ZSB | TZ80DDP050A30SB | 50000 | 80
UNITED REFRIGERATION, INC. | Non-weatherized gas furnaces | R802PA050314ZXB | TZ80DDP050A30XB | 50000 | 80
RHEEM SALES COMPANY, INC. | Non-weatherized gas furnaces | R802PA050314ZXB | R802PA050314ZXB | 50000 | 80
RHEEM SALES COMPANY, INC. | Non-weatherized gas furnaces | R802PA050314ZSB | R802PA050314ZSB | 50000 | 80
RHEEM SALES COMPANY, INC. | Non-weatherized gas furnaces | R801PA050314ZXB | R801PA050314ZXB | 50000 | 80
RHEEM SALES COMPANY, INC. | Non-weatherized gas furnaces | R801PA050314ZSB | R801PA050314ZSB | 50000 | 80
RHEEM SALES COMPANY, INC. | Non-weatherized gas furnaces | R801SA050314ZXB | R801SA050314ZXB | 50000 | 80
RHEEM SALES COMPANY, INC. | Non-weatherized gas furnaces | R801SA050314ZSB | R801SA050314ZSB | 50000 | 80
RHEEM SALES COMPANY, INC. | Non-weatherized gas furnaces | R802PA050314ZXB | W802PA050314ZXB | 50000 | 80
RHEEM SALES COMPANY, INC. | Non-weatherized gas furnaces | R802PA050314ZXB | S802PA050314ZXB | 50000 | 80
RHEEM SALES COMPANY, INC. | Non-weatherized gas furnaces | R802PA050314ZXB | D802PA050314ZXB | 50000 | 80
RHEEM SALES COMPANY, INC. | Non-weatherized gas furnaces | R802PA050314ZSB | W802PA050314ZSB | 50000 | 80
RHEEM SALES COMPANY, INC. | Non-weatherized gas furnaces | R802PA050314ZSB | S802PA050314ZSB | 50000 | 80
RHEEM SALES COMPANY, INC. | Non-weatherized gas furnaces | R802PA050314ZSB | D802PA050314ZSB | 50000 | 80
RHEEM SALES COMPANY, INC. | Non-weatherized gas furnaces | R801PA050314ZXB | W801PA050314ZXB | 50000 | 80
RHEEM SALES COMPANY, INC. | Non-weatherized gas furnaces | R801PA050314ZXB | S801PA050314ZXB | 50000 | 80
RHEEM SALES COMPANY, INC. | Non-weatherized gas furnaces | R801PA050314ZXB | D801PA050314ZXB | 50000 | 80
RHEEM SALES COMPANY, INC. | Non-weatherized gas furnaces | R801PA050314ZSB | W801PA050314ZSB | 50000 | 80
RHEEM SALES COMPANY, INC. | Non-weatherized gas furnaces | R801PA050314ZSB | S801PA050314ZSB | 50000 | 80
RHEEM SALES COMPANY, INC. | Non-weatherized gas furnaces | R801PA050314ZSB | D801PA050314ZSB | 50000 | 80
RHEEM SALES COMPANY, INC. | Non-weatherized gas furnaces | R801SA050314ZXB | W801SA050314ZXB | 50000 | 80
RHEEM SALES COMPANY, INC. | Non-weatherized gas furnaces | R801SA050314ZXB | S801SA050314ZXB | 50000 | 80
RHEEM SALES COMPANY, INC. | Non-weatherized gas furnaces | R801SA050314ZXB | D801SA050314ZXB | 50000 | 80
RHEEM SALES COMPANY, INC. | Non-weatherized gas furnaces | R801SA050314ZSB | W801SA050314ZSB | 50000 | 80
RHEEM SALES COMPANY, INC. | Non-weatherized gas furnaces | R801SA050314ZSB | S801SA050314ZSB | 50000 | 80
RHEEM SALES COMPANY, INC. | Non-weatherized gas furnaces | R801SA050314ZSB | D801SA050314ZSB | 50000 | 80
THERMO PRODUCTS, INC. | Non-weatherized gas furnaces | CDBI-50 | CDBI-50 | 50000 | 91.5
THERMO PRODUCTS, INC. | Non-weatherized gas furnaces | CHBI-50 | CHBI-50 | 50000 | 95
NORDYNE, LLC. | Non-weatherized gas furnaces | KG7SA 054*-23A* | KG7SA 054*-23A* | 54000 | 80
NORDYNE, LLC. | Non-weatherized gas furnaces | FG7SA 054*-23A* | FG7SA 054*-23A* | 54000 | 80
NORDYNE, LLC. | Non-weatherized gas furnaces | KG7SK 054*-23A* | KG7SK 054*-23A* | 54000 | 80
NORDYNE, LLC. | Non-weatherized gas furnaces | FG7SK 054*-23A | FG7SK 054*-23A | 54000 | 80
NORDYNE, LLC. | Non-weatherized gas furnaces | FG7SK 054*-23A | MGC2SK 054*-23A | 54000 | 80
NORDYNE, LLC. | Non-weatherized gas furnaces | FG7SK 054*-23A | KG7SK 054*-23A | 54000 | 80
NORDYNE, LLC. | Non-weatherized gas furnaces | FG7SA 054*-23A* | VG7SA 054*-23A* | 54000 | 80
HEAT CONTROLLER, INC. | Non-weatherized gas furnaces | KG7SK 054*-23A* | GDD80A054A3XE | 54000 | 80
HEAT CONTROLLER, INC. | Non-weatherized gas furnaces | FG7SA 054*-23A* | GUH80A054A3XE | 54000 | 80
TEXAS FURNACE, LLC | Non-weatherized gas furnaces | CCA054NH3R | CCA054NH3R | 54000 | 90.4
TEXAS FURNACE, LLC | Non-weatherized gas furnaces | CSA054NH3R | CSA054NH3R | 54000 | 90.4
TEXAS FURNACE, LLC | Non-weatherized gas furnaces | CSA054NH3RX | CSA054NH3RX | 54000 | 90.4
WILLIAMSON-THERMOFLO | Non-weatherized gas furnaces | CSA054NH3R | WTCSA054NH3R | 54000 | 90.4
CROWN BOILER CO. | Non-weatherized gas furnaces | CCA054NH3R | DCA054NH3R | 54000 | 90.4
TEXAS FURNACE, LLC | Non-weatherized gas furnaces | VSA054NH3RX | VSA054NH3RX | 54000 | 90.9
TEXAS FURNACE, LLC | Non-weatherized gas furnaces | VCA054NH3R | VCA054NH3R | 54000 | 90.9
TEXAS FURNACE, LLC | Non-weatherized gas furnaces | VSA054NH3R | VSA054NH3R | 54000 | 90.9
CROWN BOILER CO. | Non-weatherized gas furnaces | VCA054NH3R | UCA054NH3R | 54000 | 90.9
TEXAS FURNACE, LLC | Non-weatherized gas furnaces | VSB054NH3R | VSB054NH3R | 54000 | 92
NORDYNE, LLC. | Non-weatherized gas furnaces | M4RC 054D-24B | M4RC 054D-24B | 54000 | 92.1
NORDYNE, LLC. | Non-weatherized gas furnaces | FG7SL 054D-24B | FG7SL 054D-24B | 54000 | 92.1
NORDYNE, LLC. | Non-weatherized gas furnaces | FG7SC 054D-24B | FG7SC 054D-24B | 54000 | 92.1
NORDYNE, LLC. | Non-weatherized gas furnaces | FG7SL 054D-24B | MGC2SL 054D-24B | 54000 | 92.1
NORDYNE, LLC. | Non-weatherized gas furnaces | FG7SC 054D-24B | KG7SC 054D-24B | 54000 | 92.1
NORDYNE, LLC. | Non-weatherized gas furnaces | FG7SL 054D-24B | KG7SL 054D-24B | 54000 | 92.1
NORDYNE, LLC. | Non-weatherized gas furnaces | FG7SC 054D-24B | VG7SC 054D-24B | 54000 | 92.1
NORDYNE, LLC. | Non-weatherized gas furnaces | FG7SL 054D-24B | VG7SL 054D-24B | 54000 | 92.1
NORDYNE, LLC. | Non-weatherized gas furnaces | FG7SC 054D-24B | MGC2SC 054D-24B | 54000 | 92.1
HEAT CONTROLLER, INC. | Non-weatherized gas furnaces | FG7SC 054D-24B | GUH92A054B4XE | 54000 | 92.1
HEAT CONTROLLER, INC. | Non-weatherized gas furnaces | FG7SL 054D-24B | GDD92A054B4XE | 54000 | 92.1
NORDYNE, LLC. | Non-weatherized gas furnaces | FG7SM 054D-24B | FG7SM 054D-24B | 54000 | 95
NORDYNE, LLC. | Non-weatherized gas furnaces | FG7SD 054D-24B | FG7SD 054D-24B | 54000 | 95
NORDYNE, LLC. | Non-weatherized gas furnaces | FG7SD 054D-24B | KG7SD 054D-24B | 54000 | 95
NORDYNE, LLC. | Non-weatherized gas furnaces | FG7SM 054D-24B | KG7SM 054D-24B | 54000 | 95
NORDYNE, LLC. | Non-weatherized gas furnaces | FG7SM 054D-24B | MGC2SM 054D-24B | 54000 | 95
NORDYNE, LLC. | Non-weatherized gas furnaces | FG7SD 054D-24B | VG7SD 054D-24B | 54000 | 95
NORDYNE, LLC. | Non-weatherized gas furnaces | FG7SM 054D-24B | VG7SM 054D-24B | 54000 | 95
NORDYNE, LLC. | Non-weatherized gas furnaces | FG7SD 054D-24B | MGC2SD 054D-24B | 54000 | 95
HEAT CONTROLLER, INC. | Non-weatherized gas furnaces | FG7SD 054D-24B | GUH95A054B4XE | 54000 | 95
HEAT CONTROLLER, INC. | Non-weatherized gas furnaces | FG7SM 054D-24B | GDD95A054B4XE | 54000 | 95 |  | 244 | 32 | 10
NORDYNE, LLC. | Non-weatherized gas furnaces | M1MB 056A ** | M1MB 056A ** | 56000 | 80
NORDYNE, LLC. | Non-weatherized gas furnaces | M1MC 056A AW | M1MC 056A AW | 56000 | 80
THERMAL ZONE | Non-weatherized gas furnaces | R92PA0601317MSA | TZ92MSP060B30A | 56000 | 92
UNITED REFRIGERATION, INC. | Non-weatherized gas furnaces | R92PA0601317MSA | TZ92MSP060B30A | 56000 | 92
RHEEM SALES COMPANY, INC. | Non-weatherized gas furnaces | R92PA0601317MSA | R92PA0601317MSA | 56000 | 92
RHEEM SALES COMPANY, INC. | Non-weatherized gas furnaces | R92PA0601317MSA | W92PA0601317MSA | 56000 | 92
THERMAL ZONE | Non-weatherized gas furnaces | R95TA0601317MSA | TZ95MSX060B30A | 56000 | 95
THERMAL ZONE | Non-weatherized gas furnaces | R95PA0601317MSA | TZ95MSP060B30A | 56000 | 95
UNITED REFRIGERATION, INC. | Non-weatherized gas furnaces | R95PA0601317MSA | TZ95MSP060B30A | 56000 | 95
UNITED REFRIGERATION, INC. | Non-weatherized gas furnaces | R95TA0601317MSA | TZ95MSX060B30A | 56000 | 95
RHEEM SALES COMPANY, INC. | Non-weatherized gas furnaces | R95PA0601317MSA | R95PA0601317MSA | 56000 | 95
RHEEM SALES COMPANY, INC. | Non-weatherized gas furnaces | R95TA0601317MSA | R95TA0601317MSA | 56000 | 95
RHEEM SALES COMPANY, INC. | Non-weatherized gas furnaces | R95TA0601317MSA | S95TA0601317MSA | 56000 | 95
RHEEM SALES COMPANY, INC. | Non-weatherized gas furnaces | R95TA0601317MSA | D95TA0601317MSA | 56000 | 95
RHEEM SALES COMPANY, INC. | Non-weatherized gas furnaces | R95PA0601317MSA | S95PA0601317MSA | 56000 | 95
RHEEM SALES COMPANY, INC. | Non-weatherized gas furnaces | R95PA0601317MSA | D95PA0601317MSA | 56000 | 95
RHEEM SALES COMPANY, INC. | Non-weatherized gas furnaces | R95TA0601317MSA | W95TA0601317MSA | 56000 | 95
RHEEM SALES COMPANY, INC. | Non-weatherized gas furnaces | R95PA0601317MSA | W95PA0601317MSA | 56000 | 95
THERMAL ZONE | Non-weatherized gas furnaces | R96PA0602317MSA | TZ96MDP060B30A | 56000 | 96
THERMAL ZONE | Non-weatherized gas furnaces | R96VA0602317MSA | TZ96MDV060B30A | 56000 | 96
UNITED REFRIGERATION, INC. | Non-weatherized gas furnaces | R96VA0602317MSA | TZ96MDV060B30A | 56000 | 96
UNITED REFRIGERATION, INC. | Non-weatherized gas furnaces | R96PA0602317MSA | TZ96MDP060B30A | 56000 | 96
RHEEM SALES COMPANY, INC. | Non-weatherized gas furnaces | R96PA0602317MSA | R96PA0602317MSA | 56000 | 96
RHEEM SALES COMPANY, INC. | Non-weatherized gas furnaces | R96VA0602317MSA | R96VA0602317MSA | 56000 | 96
RHEEM SALES COMPANY, INC. | Non-weatherized gas furnaces | R96VA0602317MSA | S96VA0602317MSA | 56000 | 96
RHEEM SALES COMPANY, INC. | Non-weatherized gas furnaces | R96PA0602317MSA | S96PA0602317MSA | 56000 | 96
RHEEM SALES COMPANY, INC. | Non-weatherized gas furnaces | R96PA0602317MSA | D96PA0602317MSA | 56000 | 96
RHEEM SALES COMPANY, INC. | Non-weatherized gas furnaces | R96VA0602317MSA | W96VA0602317MSA | 56000 | 96
RHEEM SALES COMPANY, INC. | Non-weatherized gas furnaces | R96PA0602317MSA | W96PA0602317MSA | 56000 | 96
RHEEM SALES COMPANY, INC. | Non-weatherized gas furnaces | R96VA0602317MSA | U96VA0602317MSA | 56000 | 96
RHEEM SALES COMPANY, INC. | Non-weatherized gas furnaces | R96VA0602317MSA | D96VA0602317MSA | 56000 | 96 |  | 31 | 29 | 25
GOODMAN MANUFACTURING CO., LP. | Non-weatherized gas furnaces | AMVC80604BXB* | AMVC80604BXB* | 60000 | 80
GOODMAN MANUFACTURING CO., LP. | Non-weatherized gas furnaces | AMVC80604BNB* | AMVC80604BNB* | 60000 | 80
GOODMAN MANUFACTURING CO., LP. | Non-weatherized gas furnaces | GMS80603ANB* | GMS80603ANB* | 60000 | 80
GOODMAN MANUFACTURING CO., LP. | Non-weatherized gas furnaces | GMS80603AXB* | GMS80603AXB* | 60000 | 80
GOODMAN MANUFACTURING CO., LP. | Non-weatherized gas furnaces | GMS80604BNB* | GMS80604BNB* | 60000 | 80
GOODMAN MANUFACTURING CO., LP. | Non-weatherized gas furnaces | GMS80604BXB* | GMS80604BXB* | 60000 | 80
GOODMAN MANUFACTURING CO., LP. | Non-weatherized gas furnaces | GMH80603ANB* | GMH80603ANB* | 60000 | 80
GOODMAN MANUFACTURING CO., LP. | Non-weatherized gas furnaces | GMH80603AXB* | GMH80603AXB* | 60000 | 80
GOODMAN MANUFACTURING CO., LP. | Non-weatherized gas furnaces | GMH80604BNB* | GMH80604BNB* | 60000 | 80
GOODMAN MANUFACTURING CO., LP. | Non-weatherized gas furnaces | GMH80604BXB* | GMH80604BXB* | 60000 | 80
GOODMAN MANUFACTURING CO., LP. | Non-weatherized gas furnaces | GHS80604BXB* | GHS80604BXB* | 60000 | 80
GOODMAN MANUFACTURING CO., LP. | Non-weatherized gas furnaces | GDH80603AXB* | GDH80603AXB* | 60000 | 80
GOODMAN MANUFACTURING CO., LP. | Non-weatherized gas furnaces | GDH80603ANB* | GDH80603ANB* | 60000 | 80
GOODMAN MANUFACTURING CO., LP. | Non-weatherized gas furnaces | GDS80603AXB* | GDS80603AXB* | 60000 | 80
GOODMAN MANUFACTURING CO., LP. | Non-weatherized gas furnaces | GDS80603ANB* | GDS80603ANB* | 60000 | 80
GOODMAN MANUFACTURING CO., LP. | Non-weatherized gas furnaces | GMVC80604BXB* | GMVC80604BXB* | 60000 | 80
GOODMAN MANUFACTURING CO., LP. | Non-weatherized gas furnaces | GMVC80604BNB* | GMVC80604BNB* | 60000 | 80
GOODMAN MANUFACTURING CO., LP. | Non-weatherized gas furnaces | GME80603BXB* | GME80603BXB* | 60000 | 80
GOODMAN MANUFACTURING CO., LP. | Non-weatherized gas furnaces | GME80603BNB* | GME80603BNB* | 60000 | 80
GOODMAN MANUFACTURING CO., LP. | Non-weatherized gas furnaces | AMH80603AXB* | AMH80603AXB* | 60000 | 80
GOODMAN MANUFACTURING CO., LP. | Non-weatherized gas furnaces | AMH80603ANB* | AMH80603ANB* | 60000 | 80
GOODMAN MANUFACTURING CO., LP. | Non-weatherized gas furnaces | AMH80604BXB* | AMH80604BXB* | 60000 | 80
GOODMAN MANUFACTURING CO., LP. | Non-weatherized gas furnaces | AMH80604BNB* | AMH80604BNB* | 60000 | 80
GOODMAN MANUFACTURING CO., LP. | Non-weatherized gas furnaces | ADVC80603BXB* | ADVC80603BXB* | 60000 | 80
GOODMAN MANUFACTURING CO., LP. | Non-weatherized gas furnaces | ADVC80603BNB* | ADVC80603BNB* | 60000 | 80
TRANE | Non-weatherized gas furnaces | TUD2B060G9V3VA* | TUD2B060G9V3VA* | 60000 | 80
TRANE | Non-weatherized gas furnaces | TUD1B060G9H31A* | TUD1B060G9H31A* | 60000 | 80
TRANE | Non-weatherized gas furnaces | TUD2B060A9V3VB* | TUD2B060A9V3VB* | 60000 | 80
TRANE | Non-weatherized gas furnaces | TDD2B060A9V3VA* | TDD2B060A9V3VA* | 60000 | 80
TRANE | Non-weatherized gas furnaces | TDD1B060A9361A | TDD1B060A9361A | 60000 | 80
TRANE | Non-weatherized gas furnaces | TUD2B060ACV32* | TUD2B060ACV32* | 60000 | 80
TRANE | Non-weatherized gas furnaces | TDD2B060ACV32* | TDD2B060ACV32* | 60000 | 80
TRANE | Non-weatherized gas furnaces | TUD2B060A9362A* | TUD2B060A9362A* | 60000 | 80
TRANE | Non-weatherized gas furnaces | TDD2B060A9362A* | TDD2B060A9362A* | 60000 | 80
TRANE | Non-weatherized gas furnaces | TDD2A060A9362A* | TDD2A060A9362A* | 60000 | 80
TRANE | Non-weatherized gas furnaces | TUD2A060A9362A* | TUD2A060A9362A* | 60000 | 80
TRANE | Non-weatherized gas furnaces | TUD1B060A9H31B* | TUD1B060A9H31B* | 60000 | 80
TRANE | Non-weatherized gas furnaces | TDD1B060A9H31B* | TDD1B060A9H31B* | 60000 | 80
TRANE | Non-weatherized gas furnaces | TDE1B060A9361A* | TDE1B060A9361A* | 60000 | 80
TRANE | Non-weatherized gas furnaces | TDE1A060A9361A* | TDE1A060A9361A* | 60000 | 80
TRANE | Non-weatherized gas furnaces | TUE1B060A9361A* | TUE1B060A9361A* | 60000 | 80
TRANE | Non-weatherized gas furnaces | TUE1A060A9361A* | TUE1A060A9361A* | 60000 | 80
TRANE | Non-weatherized gas furnaces | TUE1A060A9241A* | TUE1A060A9241A* | 60000 | 80
TRANE | Non-weatherized gas furnaces | TUD1B060A9361A | TUD1B060A9361A | 60000 | 80
TRANE | Non-weatherized gas furnaces | TDD1A060A9361A* | TDD1A060A9361A* | 60000 | 80
TRANE | Non-weatherized gas furnaces | TDD1A060A9241A* | TDD1A060A9241A* | 60000 | 80
TRANE | Non-weatherized gas furnaces | TUD1A060A9361A* | TUD1A060A9361A* | 60000 | 80
TRANE | Non-weatherized gas furnaces | TUD1A060A9241A* | TUD1A060A9241A* | 60000 | 80
YORK BY JOHNSON CONTROLS | Non-weatherized gas furnaces | TM8V060A12MP11 | TM8V060A12MP11 | 60000 | 80
YORK BY JOHNSON CONTROLS | Non-weatherized gas furnaces | TM8T060A12MP11 | TM8T060A12MP11 | 60000 | 80
YORK BY JOHNSON CONTROLS | Non-weatherized gas furnaces | YPLC060A12MP12 | YPLC060A12MP12 | 60000 | 80
YORK BY JOHNSON CONTROLS | Non-weatherized gas furnaces | TM8V060A12MP11 | TMLV060A12MP11 | 60000 | 80
YORK BY JOHNSON CONTROLS | Non-weatherized gas furnaces | TM8T060A12MP11 | TMLT060A12MP11 | 60000 | 80
YORK BY JOHNSON CONTROLS | Non-weatherized gas furnaces | YPLC060A12MP12 | TPLC060A12MP12 | 60000 | 80
YORK BY JOHNSON CONTROLS | Non-weatherized gas furnaces | TM8X060A12MP11 | TMLX060A12MP11 | 60000 | 80
YORK BY JOHNSON CONTROLS | Non-weatherized gas furnaces | TM8X060A12MP11 | TM8X060A12MP11 | 60000 | 80
YORK BY JOHNSON CONTROLS | Non-weatherized gas furnaces | TG8S060A12MP11 | TGLS060A12MP11 | 60000 | 80
YORK BY JOHNSON CONTROLS | Non-weatherized gas furnaces | TG8S060A10MP11 | TGLS060A10MP11 | 60000 | 80
YORK BY JOHNSON CONTROLS | Non-weatherized gas furnaces | TG8S060A12MP11 | TG8S060A12MP11 | 60000 | 80
YORK BY JOHNSON CONTROLS | Non-weatherized gas furnaces | TG8S060A10MP11 | TG8S060A10MP11 | 60000 | 80
COLEMAN BY JOHNSON CONTROLS | Non-weatherized gas furnaces | TM8V060A12MP11 | TMLV060A12MP11 | 60000 | 80
COLEMAN BY JOHNSON CONTROLS | Non-weatherized gas furnaces | TM8T060A12MP11 | TMLT060A12MP11 | 60000 | 80
COLEMAN BY JOHNSON CONTROLS | Non-weatherized gas furnaces | YPLC060A12MP12 | CPLC060A12MP12 | 60000 | 80
COLEMAN BY JOHNSON CONTROLS | Non-weatherized gas furnaces | TM8T060A12MP11 | TM8T060A12MP11 | 60000 | 80
COLEMAN BY JOHNSON CONTROLS | Non-weatherized gas furnaces | TM8V060A12MP11 | TM8V060A12MP11 | 60000 | 80
COLEMAN BY JOHNSON CONTROLS | Non-weatherized gas furnaces | TG8S060A10MP11 | TG8S060A10MP11 | 60000 | 80
COLEMAN BY JOHNSON CONTROLS | Non-weatherized gas furnaces | TG8S060A12MP11 | TG8S060A12MP11 | 60000 | 80
COLEMAN BY JOHNSON CONTROLS | Non-weatherized gas furnaces | TG8S060A10MP11 | TGLS060A10MP11 | 60000 | 80
COLEMAN BY JOHNSON CONTROLS | Non-weatherized gas furnaces | TG8S060A12MP11 | TGLS060A12MP11 | 60000 | 80
COLEMAN BY JOHNSON CONTROLS | Non-weatherized gas furnaces | TM8X060A12MP11 | TM8X060A12MP11 | 60000 | 80
COLEMAN BY JOHNSON CONTROLS | Non-weatherized gas furnaces | TM8X060A12MP11 | TMLX060A12MP11 | 60000 | 80
COLEMAN BY JOHNSON CONTROLS | Non-weatherized gas furnaces | YPLC060A12MP12 | TPLC060A12MP12 | 60000 | 80
EVCON BY JOHNSON CONTROLS | Non-weatherized gas furnaces | TM8V060A12MP11 | TM8V060A12MP11 | 60000 | 80
EVCON BY JOHNSON CONTROLS | Non-weatherized gas furnaces | TM8T060A12MP11 | TM8T060A12MP11 | 60000 | 80
EVCON BY JOHNSON CONTROLS | Non-weatherized gas furnaces | TM8T060A12MP11 | TMLT060A12MP11 | 60000 | 80
EVCON BY JOHNSON CONTROLS | Non-weatherized gas furnaces | TM8V060A12MP11 | TMLV060A12MP11 | 60000 | 80
EVCON BY JOHNSON CONTROLS | Non-weatherized gas furnaces | YPLC060A12MP12 | TPLC060A12MP12 | 60000 | 80
EVCON BY JOHNSON CONTROLS | Non-weatherized gas furnaces | TG8S060A10MP11 | TGLS060A10MP11 | 60000 | 80
EVCON BY JOHNSON CONTROLS | Non-weatherized gas furnaces | TG8S060A12MP11 | TGLS060A12MP11 | 60000 | 80
EVCON BY JOHNSON CONTROLS | Non-weatherized gas furnaces | TG8S060A12MP11 | TG8S060A12MP11 | 60000 | 80
EVCON BY JOHNSON CONTROLS | Non-weatherized gas furnaces | TG8S060A10MP11 | TG8S060A10MP11 | 60000 | 80
EVCON BY JOHNSON CONTROLS | Non-weatherized gas furnaces | TM8X060A12MP11 | TM8X060A12MP11 | 60000 | 80
EVCON BY JOHNSON CONTROLS | Non-weatherized gas furnaces | TM8X060A12MP11 | TMLX060A12MP11 | 60000 | 80
EVCON BY JOHNSON CONTROLS | Non-weatherized gas furnaces | TM8X060A12MP11 | RGF1L060AE12MP11 | 60000 | 80
EVCON BY JOHNSON CONTROLS | Non-weatherized gas furnaces | TG8S060A12MP11 | RGF1L060AP12MP11 | 60000 | 80
FRASER-JOHNSTON BY JOHNSON CONTROLS | Non-weatherized gas furnaces | TM8V060A12MP11 | TM8V060A12MP11 | 60000 | 80
FRASER-JOHNSTON BY JOHNSON CONTROLS | Non-weatherized gas furnaces | TM8T060A12MP11 | TM8T060A12MP11 | 60000 | 80
FRASER-JOHNSTON BY JOHNSON CONTROLS | Non-weatherized gas furnaces | TM8T060A12MP11 | TMLT060A12MP11 | 60000 | 80
FRASER-JOHNSTON BY JOHNSON CONTROLS | Non-weatherized gas furnaces | TM8V060A12MP11 | TMLV060A12MP11 | 60000 | 80
FRASER-JOHNSTON BY JOHNSON CONTROLS | Non-weatherized gas furnaces | YPLC060A12MP12 | TPLC060A12MP12 | 60000 | 80
FRASER-JOHNSTON BY JOHNSON CONTROLS | Non-weatherized gas furnaces | TG8S060A10MP11 | TGLS060A10MP11 | 60000 | 80
FRASER-JOHNSTON BY JOHNSON CONTROLS | Non-weatherized gas furnaces | TG8S060A12MP11 | TGLS060A12MP11 | 60000 | 80
FRASER-JOHNSTON BY JOHNSON CONTROLS | Non-weatherized gas furnaces | TG8S060A10MP11 | TG8S060A10MP11 | 60000 | 80
FRASER-JOHNSTON BY JOHNSON CONTROLS | Non-weatherized gas furnaces | TG8S060A12MP11 | TG8S060A12MP11 | 60000 | 80
FRASER-JOHNSTON BY JOHNSON CONTROLS | Non-weatherized gas furnaces | TM8X060A12MP11 | TM8X060A12MP11 | 60000 | 80
FRASER-JOHNSTON BY JOHNSON CONTROLS | Non-weatherized gas furnaces | TM8X060A12MP11 | TMLX060A12MP11 | 60000 | 80
GUARDIAN BY JOHNSON CONTROLS | Non-weatherized gas furnaces | TG8S060A10MP11 | GG8S060A10MP11 | 60000 | 80
GUARDIAN BY JOHNSON CONTROLS | Non-weatherized gas furnaces | TG8S060A12MP11 | RGF1L060AP12MP11 | 60000 | 80
GUARDIAN BY JOHNSON CONTROLS | Non-weatherized gas furnaces | TM8X060A12MP11 | RGF1L060AE12MP11 | 60000 | 80
LUXAIRE BY JOHNSON CONTROLS | Non-weatherized gas furnaces | TM8V060A12MP11 | TM8V060A12MP11 | 60000 | 80
LUXAIRE BY JOHNSON CONTROLS | Non-weatherized gas furnaces | TM8T060A12MP11 | TM8T060A12MP11 | 60000 | 80
LUXAIRE BY JOHNSON CONTROLS | Non-weatherized gas furnaces | YPLC060A12MP12 | LPLC060A12MP12 | 60000 | 80
LUXAIRE BY JOHNSON CONTROLS | Non-weatherized gas furnaces | TM8T060A12MP11 | TMLT060A12MP11 | 60000 | 80
LUXAIRE BY JOHNSON CONTROLS | Non-weatherized gas furnaces | TM8V060A12MP11 | TMLV060A12MP11 | 60000 | 80
LUXAIRE BY JOHNSON CONTROLS | Non-weatherized gas furnaces | YPLC060A12MP12 | TPLC060A12MP12 | 60000 | 80
LUXAIRE BY JOHNSON CONTROLS | Non-weatherized gas furnaces | TM8X060A12MP11 | TMLX060A12MP11 | 60000 | 80
LUXAIRE BY JOHNSON CONTROLS | Non-weatherized gas furnaces | TM8X060A12MP11 | TM8X060A12MP11 | 60000 | 80
LUXAIRE BY JOHNSON CONTROLS | Non-weatherized gas furnaces | TG8S060A10MP11 | TGLS060A10MP11 | 60000 | 80
LUXAIRE BY JOHNSON CONTROLS | Non-weatherized gas furnaces | TG8S060A12MP11 | TGLS060A12MP11 | 60000 | 80
LUXAIRE BY JOHNSON CONTROLS | Non-weatherized gas furnaces | TG8S060A12MP11 | TG8S060A12MP11 | 60000 | 80
LUXAIRE BY JOHNSON CONTROLS | Non-weatherized gas furnaces | TG8S060A10MP11 | TG8S060A10MP11 | 60000 | 80
AMERICAN STANDARD HEATING & AIR CONDITIONING | Non-weatherized gas furnaces | TUD2B060A9V3VB* | AUD2B060A9V3VB* | 60000 | 80
AMERICAN STANDARD HEATING & AIR CONDITIONING | Non-weatherized gas furnaces | TUD2B060G9V3VA* | AUD2B060G9V3VA* | 60000 | 80
AMERICAN STANDARD HEATING & AIR CONDITIONING | Non-weatherized gas furnaces | TUD1B060G9H31A* | AUD1B060G9H31A* | 60000 | 80
AMERICAN STANDARD HEATING & AIR CONDITIONING | Non-weatherized gas furnaces | TDD2B060ACV32* | ADD2B060ACV32* | 60000 | 80
AMERICAN STANDARD HEATING & AIR CONDITIONING | Non-weatherized gas furnaces | TDD2A060A9362A* | ADD2A060A9362A* | 60000 | 80
AMERICAN STANDARD HEATING & AIR CONDITIONING | Non-weatherized gas furnaces | TDD2B060A9362A* | ADD2B060A9362A* | 60000 | 80
AMERICAN STANDARD HEATING & AIR CONDITIONING | Non-weatherized gas furnaces | TUD2B060A9362A* | AUD2B060A9362A* | 60000 | 80
AMERICAN STANDARD HEATING & AIR CONDITIONING | Non-weatherized gas furnaces | TUD2A060A9362A* | AUD2A060A9362A* | 60000 | 80
AMERICAN STANDARD HEATING & AIR CONDITIONING | Non-weatherized gas furnaces | TUD1B060A9H31B* | AUD1B060A9H31B* | 60000 | 80
AMERICAN STANDARD HEATING & AIR CONDITIONING | Non-weatherized gas furnaces | TDD1B060A9H31B* | ADD1B060A9H31B* | 60000 | 80
AMERICAN STANDARD HEATING & AIR CONDITIONING | Non-weatherized gas furnaces | TDE1B060A9361A* | ADE1B060A9361A* | 60000 | 80
AMERICAN STANDARD HEATING & AIR CONDITIONING | Non-weatherized gas furnaces | TDE1A060A9361A* | ADE1A060A9361A* | 60000 | 80
AMERICAN STANDARD HEATING & AIR CONDITIONING | Non-weatherized gas furnaces | TUE1B060A9361A* | AUE1B060A9361A* | 60000 | 80
AMERICAN STANDARD HEATING & AIR CONDITIONING | Non-weatherized gas furnaces | TUE1A060A9361A* | AUE1A060A9361A* | 60000 | 80
AMERICAN STANDARD HEATING & AIR CONDITIONING | Non-weatherized gas furnaces | TUE1A060A9241A* | AUE1A060A9241A* | 60000 | 80
AMERICAN STANDARD HEATING & AIR CONDITIONING | Non-weatherized gas furnaces | TDE1B060A9361A* | CDB1B060A9361A* | 60000 | 80
AMERICAN STANDARD HEATING & AIR CONDITIONING | Non-weatherized gas furnaces | TDE1A060A9361A* | CDB1A060A9361A* | 60000 | 80
AMERICAN STANDARD HEATING & AIR CONDITIONING | Non-weatherized gas furnaces | TUD1B060A9361A | AUD1B060A9361A | 60000 | 80
AMERICAN STANDARD HEATING & AIR CONDITIONING | Non-weatherized gas furnaces | TDD1B060A9361A | ADD1B060A9361A* | 60000 | 80
AMERICAN STANDARD HEATING & AIR CONDITIONING | Non-weatherized gas furnaces | TDD1A060A9361A* | ADD1A060A9361A* | 60000 | 80
AMERICAN STANDARD HEATING & AIR CONDITIONING | Non-weatherized gas furnaces | TDD1A060A9241A* | ADD1A060A9241A* | 60000 | 80
AMERICAN STANDARD HEATING & AIR CONDITIONING | Non-weatherized gas furnaces | TUD1A060A9361A* | AUD1A060A9361A* | 60000 | 80
AMERICAN STANDARD HEATING & AIR CONDITIONING | Non-weatherized gas furnaces | TUD1A060A9241A* | AUD1A060A9241A* | 60000 | 80
AMERICAN STANDARD HEATING & AIR CONDITIONING | Non-weatherized gas furnaces | TUD2B060ACV32* | AUD2B060ACV32* | 60000 | 80
AMERICAN STANDARD HEATING & AIR CONDITIONING | Non-weatherized gas furnaces | TDD2B060A9V3VA* | ADD2B060A9V3VA* | 60000 | 80
AMANA HEATING AND AIR CONDITIONING | Non-weatherized gas furnaces | GME80603BNB* | AMEH800603BN | 60000 | 80
AMANA HEATING AND AIR CONDITIONING | Non-weatherized gas furnaces | GME80603BXB* | AMEH800603BX | 60000 | 80
AMANA HEATING AND AIR CONDITIONING | Non-weatherized gas furnaces | GDS80603AXB* | ADSS800603AX | 60000 | 80
AMANA HEATING AND AIR CONDITIONING | Non-weatherized gas furnaces | GDH80603AXB* | ADSH800603AX | 60000 | 80
AMANA HEATING AND AIR CONDITIONING | Non-weatherized gas furnaces | GMS80604BXB* | AMS80604BX | 60000 | 80
AMANA HEATING AND AIR CONDITIONING | Non-weatherized gas furnaces | GMS80603AXB* | AMS80603AX | 60000 | 80
NORDYNE, LLC. | Non-weatherized gas furnaces | FG7TK060*-*A1* | FG7TK060*-*A1* | 60000 | 80
NORDYNE, LLC. | Non-weatherized gas furnaces | FG7TA060*-*A1* | FG7TA060*-*A1* | 60000 | 80
NORDYNE, LLC. | Non-weatherized gas furnaces | FG7TK060*-*A1* | KG7TK060*-*A1* | 60000 | 80
NORDYNE, LLC. | Non-weatherized gas furnaces | FG7TA060*-*A1* | PGC2TA060*-*A1* | 60000 | 80
NORDYNE, LLC. | Non-weatherized gas furnaces | FG7TA060*-*A1* | MGC2TA060*-*A1* | 60000 | 80
NORDYNE, LLC. | Non-weatherized gas furnaces | FG7TK060*-*A1* | PGC2TK060*-*A1* | 60000 | 80
NORDYNE, LLC. | Non-weatherized gas furnaces | FG7TK060*-*A1* | MGC2TK060*-*A1* | 60000 | 80
NORDYNE, LLC. | Non-weatherized gas furnaces | FG7TA060*-*A1* | KG7TA060*-*A1* | 60000 | 80
INGERSOLL RAND | Non-weatherized gas furnaces | TUE1A060A9241A* | M801P060AU24AA* | 60000 | 80
INGERSOLL RAND | Non-weatherized gas furnaces | TDD1A060A9361A* | M801P060AD36AA* | 60000 | 80
INGERSOLL RAND | Non-weatherized gas furnaces | TDD1A060A9241A* | M801P060AD24AA* | 60000 | 80
INGERSOLL RAND | Non-weatherized gas furnaces | TUE1A060A9361A* | M801P060AU36AA* | 60000 | 80
DAIKIN MANUFACTURING COMPANY, L.P. | Non-weatherized gas furnaces | GME80603BNB* | DM80HE0603BN | 60000 | 80
DAIKIN MANUFACTURING COMPANY, L.P. | Non-weatherized gas furnaces | GME80603BXB* | DM80HE0603BX | 60000 | 80
DAIKIN MANUFACTURING COMPANY, L.P. | Non-weatherized gas furnaces | GMVC80604BNB* | DM80VC0604BN | 60000 | 80
DAIKIN MANUFACTURING COMPANY, L.P. | Non-weatherized gas furnaces | GMVC80604BXB* | DM80VC0604BX | 60000 | 80
DAIKIN MANUFACTURING COMPANY, L.P. | Non-weatherized gas furnaces | GDS80603AXB* | DD80SS0603AX | 60000 | 80
DAIKIN MANUFACTURING COMPANY, L.P. | Non-weatherized gas furnaces | GDH80603AXB* | DD80HS0603AX | 60000 | 80
DAIKIN MANUFACTURING COMPANY, L.P. | Non-weatherized gas furnaces | GMH80604BXB* | DM80HS0604BX | 60000 | 80
DAIKIN MANUFACTURING COMPANY, L.P. | Non-weatherized gas furnaces | GMH80603AXB* | DM80HS0603AX | 60000 | 80
DAIKIN MANUFACTURING COMPANY, L.P. | Non-weatherized gas furnaces | GMS80604BXB* | DM80SS0604BX | 60000 | 80
DAIKIN MANUFACTURING COMPANY, L.P. | Non-weatherized gas furnaces | GMS80603AXB* | DM80SS0603AX | 60000 | 80
DAIKIN MANUFACTURING COMPANY, L.P. | Non-weatherized gas furnaces | ADVC80603BNB* | DD80VC0603BN | 60000 | 80
DAIKIN MANUFACTURING COMPANY, L.P. | Non-weatherized gas furnaces | ADVC80603BXB* | DD80VC0603BX | 60000 | 80
NORDYNE, LLC. | Non-weatherized gas furnaces | G7TK 060*-VA* | G7TK 060*-VA* | 60000 | 80
NORDYNE, LLC. | Non-weatherized gas furnaces | G7TA 060*-VA* | G7TA 060*-VA* | 60000 | 80
CROWN | Non-weatherized gas furnaces | ABA060NI3R | MDA060NI3R | 60000 | 80.2
ALLSTYLE,MERIDIAN,STYLEQUEST,TFC | Non-weatherized gas furnaces | ABA060NI3R | ADA060NI3R | 60000 | 80.2
TEXAS FURNACE, LLC | Non-weatherized gas furnaces | ABA060NI2RX | ABA060NI2RX | 60000 | 80.2
TEXAS FURNACE, LLC | Non-weatherized gas furnaces | ABA060NI3RX | ABA060NI3RX | 60000 | 80.2
TEXAS FURNACE, LLC | Non-weatherized gas furnaces | ABA060NI2R | ABA060NI2R | 60000 | 80.2
TEXAS FURNACE, LLC | Non-weatherized gas furnaces | ABA060NI3R | ABA060NI3R | 60000 | 80.2
TEXAS FURNACE, LLC | Non-weatherized gas furnaces | ABA060NI3R | ADA060NI3R | 60000 | 80.2
WILLIAMSON-THERMOFLO | Non-weatherized gas furnaces | ABA060NI3R | WTABA060NI3R | 60000 | 80.2
WILLIAMSON-THERMOFLO | Non-weatherized gas furnaces | ABA060NI2R | WTABA060NI2R | 60000 | 80.2
CROWN BOILER CO. | Non-weatherized gas furnaces | ABA060NI3R | MDA060NI3R | 60000 | 80.2
RHEEM SALES COMPANY, INC. | Non-weatherized gas furnaces | RGGE-06(E,N)MCKS | RGGE-06(E,N)MCKS | 60000 | 91.8 |  | xx
AMANA | Non-weatherized gas furnaces | GMSS920603BN | AMSS920603BN | 60000 | 92.1
AMANA | Non-weatherized gas furnaces | GCSS920603BN | ACSS920603BN | 60000 | 92.1
DAIKIN | Non-weatherized gas furnaces | GCSS920603BN | DC92SS0603BN | 60000 | 92.1
DAIKIN | Non-weatherized gas furnaces | GMSS920603BN | DM92SS0603BN | 60000 | 92.1
GOODMAN | Non-weatherized gas furnaces | GMSS920603BN | GMSS920603BN | 60000 | 92.1
GOODMAN | Non-weatherized gas furnaces | GCSS920603BN | GCSS920603BN | 60000 | 92.1
CARRIER CORPORATION | Non-weatherized gas furnaces | 59SP2A060E14--12 | 59SP2A060E14--12 | 60000 | 92.1
CARRIER CORPORATION | Non-weatherized gas furnaces | 59SP2A060E17--14 | 59SP2A060E17--14 | 60000 | 92.1
GOODMAN MANUFACTURING CO., LP. | Non-weatherized gas furnaces | GMSS920603BN | GMSS920603BN | 60000 | 92.1
GOODMAN MANUFACTURING CO., LP. | Non-weatherized gas furnaces | GCSS920603BN | GCSS920603BN | 60000 | 92.1
TRANE | Non-weatherized gas furnaces | TDC1B060A9361A* | TDC1B060A9361A* | 60000 | 92.1
TRANE | Non-weatherized gas furnaces | TUC1B060A9361A* | TUC1B060A9361A* | 60000 | 92.1
INTERNATIONAL COMFORT PRODUCTS | Non-weatherized gas furnaces | N9MSB0601716B | N9MSB0601716B* | 60000 | 92.1
INTERNATIONAL COMFORT PRODUCTS | Non-weatherized gas furnaces | N9MSB0601412B | N9MSB0601412B* | 60000 | 92.1
INTERNATIONAL COMFORT PRODUCTS | Non-weatherized gas furnaces | N9MSB0601716B | WFAR060B048B* | 60000 | 92.1
BRYANT HEATING & COOLING SYSTEMS | Non-weatherized gas furnaces | 59SP2A060E14--12 | 922SA36060E14 | 60000 | 92.1
BRYANT HEATING & COOLING SYSTEMS | Non-weatherized gas furnaces | 59SP2A060E17--14 | 922SA42060E17 | 60000 | 92.1
AMERICAN STANDARD HEATING & AIR CONDITIONING | Non-weatherized gas furnaces | TDC1B060A9361A* | ADC1B060A9361A* | 60000 | 92.1
AMERICAN STANDARD HEATING & AIR CONDITIONING | Non-weatherized gas furnaces | TUC1B060A9361A* | AUC1B060A9361A* | 60000 | 92.1
AMERICAN STANDARD HEATING & AIR CONDITIONING | Non-weatherized gas furnaces | TDC1B060A9361A* | CDX1B060A9361A* | 60000 | 92.1
AMERICAN STANDARD HEATING & AIR CONDITIONING | Non-weatherized gas furnaces | TUC1B060A9361A* | CUX1B060A9361A* | 60000 | 92.1
AMANA HEATING AND AIR CONDITIONING | Non-weatherized gas furnaces | GCSS920603BN | ACSS920603BN | 60000 | 92.1
AMANA HEATING AND AIR CONDITIONING | Non-weatherized gas furnaces | GMSS920603BN | AMSS920603BN | 60000 | 92.1
WOLF STEEL LTD. | Non-weatherized gas furnaces | CBM060S3A | CBM060S3A | 60000 | 92.1
WOLF STEEL LTD. | Non-weatherized gas furnaces | CBM060S2A | CBM060S2A | 60000 | 92.1
WOLF STEEL LTD. | Non-weatherized gas furnaces | NBM060S3A | NBM060S3A | 60000 | 92.1
WOLF STEEL LTD. | Non-weatherized gas furnaces | NBM060S2A | NBM060S2A | 60000 | 92.1
DAIKIN MANUFACTURING COMPANY, L.P. | Non-weatherized gas furnaces | GCSS920603BN | DC92SS0603BN | 60000 | 92.1
DAIKIN MANUFACTURING COMPANY, L.P. | Non-weatherized gas furnaces | GMSS920603BN | DM92SS0603BN | 60000 | 92.1
GD MIDEA HEATING & VENTILATING EQUIPMENT CO., LTD. | Non-weatherized gas furnaces | MGH93M060B3A | MGH93M060B3A | 60000 | 93
RHEEM SALES COMPANY, INC. | Non-weatherized gas furnaces | RGJF-06(E,N)MCKS | RGJF-06(E,N)MCKS | 60000 | 94.8 |  |  |  | 32
NAPOLEON | Non-weatherized gas furnaces | NPX060S3B | NPX060S3B | 60000 | 95
CONTINENTAL | Non-weatherized gas furnaces | CPX060S3B | CPX060S3B | 60000 | 95
CARRIER CORPORATION | Non-weatherized gas furnaces | 59TP5A060E14--12 | 59TP5A060E14--12 | 60000 | 95
CARRIER CORPORATION | Non-weatherized gas furnaces | A2X95-036060E14 | A2X95-036060E14 | 60000 | 95
CARRIER CORPORATION | Non-weatherized gas furnaces | 59TP6A060E14--12 | 59TP6A060E14--12 | 60000 | 95
TRANE | Non-weatherized gas furnaces | TDHMB060BCV3VB* | TDHMB060BCV3VB* | 60000 | 95
TRANE | Non-weatherized gas furnaces | TDH1B065A9H31B* | TDH1B065A9H31B* | 60000 | 95
TRANE | Non-weatherized gas furnaces | TUH1B060A9H31B* | TUH1B060A9H31B* | 60000 | 95
TRANE | Non-weatherized gas furnaces | TDH2B060A936VA* | TDH2B060A936VA* | 60000 | 95
TRANE | Non-weatherized gas furnaces | TDH1B065A9421A* | TDH1B065A9421A* | 60000 | 95
TRANE | Non-weatherized gas furnaces | TUH1B060A9361A* | TUH1B060A9361A* | 60000 | 95
YORK BY JOHNSON CONTROLS | Non-weatherized gas furnaces | TM9E060B12MP11 | TM9E060B12MP11 | 60000 | 95
COLEMAN BY JOHNSON CONTROLS | Non-weatherized gas furnaces | TM9E060B12MP11 | TM9E060B12MP11 | 60000 | 95
EVCON BY JOHNSON CONTROLS | Non-weatherized gas furnaces | TM9E060B12MP11 | RGF19060BE12MP12 | 60000 | 95
EVCON BY JOHNSON CONTROLS | Non-weatherized gas furnaces | TM9E060B12MP11 | TM9E060B12MP11 | 60000 | 95
FRASER-JOHNSTON BY JOHNSON CONTROLS | Non-weatherized gas furnaces | TM9E060B12MP11 | TM9E060B12MP11 | 60000 | 95
GUARDIAN BY JOHNSON CONTROLS | Non-weatherized gas furnaces | TM9E060B12MP11 | RGF19060BE12MP12 | 60000 | 95
LUXAIRE BY JOHNSON CONTROLS | Non-weatherized gas furnaces | TM9E060B12MP11 | TM9E060B12MP11 | 60000 | 95
INTERNATIONAL COMFORT PRODUCTS | Non-weatherized gas furnaces | 986TA36060V14 | G9MVE0601412A | 60000 | 95
INTERNATIONAL COMFORT PRODUCTS | Non-weatherized gas furnaces | 59TP5A060E14--12 | F9MXT0601412A | 60000 | 95
INTERNATIONAL COMFORT PRODUCTS | Non-weatherized gas furnaces | 986TA36060V14 | F9MVE0601412A | 60000 | 95
BRYANT HEATING & COOLING SYSTEMS | Non-weatherized gas furnaces | A2X95-036060E14 | 925TA36060E14 | 60000 | 95
BRYANT HEATING & COOLING SYSTEMS | Non-weatherized gas furnaces | 59TP6A060E14--12 | 926TA36060V14 | 60000 | 95
PAYNE HEATING & COOLING | Non-weatherized gas furnaces | 59TP5A060E14--12 | PG95XAT36060A | 60000 | 95
AMERICAN STANDARD HEATING & AIR CONDITIONING | Non-weatherized gas furnaces | TUH1B060A9H31B* | AUH1B060A9H31B* | 60000 | 95
AMERICAN STANDARD HEATING & AIR CONDITIONING | Non-weatherized gas furnaces | TDHMB060BCV3VB* | ADHMB060BCV3VB* | 60000 | 95
AMERICAN STANDARD HEATING & AIR CONDITIONING | Non-weatherized gas furnaces | TDH1B065A9H31B* | ADH1B065A9H31B* | 60000 | 95
AMERICAN STANDARD HEATING & AIR CONDITIONING | Non-weatherized gas furnaces | TUH1B060A9361A* | AUH1B060A9361A* | 60000 | 95
AMERICAN STANDARD HEATING & AIR CONDITIONING | Non-weatherized gas furnaces | TDH2B060A936VA* | ADH2B060A936VA* | 60000 | 95
AMERICAN STANDARD HEATING & AIR CONDITIONING | Non-weatherized gas furnaces | TDH1B065A9421A* | ADH1B065A9421A* | 60000 | 95
WOLF STEEL LTD. | Non-weatherized gas furnaces | CSM060S3A | CSM060S3A | 60000 | 95
WOLF STEEL LTD. | Non-weatherized gas furnaces | NSM060S3A | NSM060S3A | 60000 | 95
WOLF STEEL LTD. | Non-weatherized gas furnaces | CPX060S3A | CPX060S3A | 60000 | 95
WOLF STEEL LTD. | Non-weatherized gas furnaces | NPX060S3A | NPX060S3A | 60000 | 95
WOLF STEEL LTD. | Non-weatherized gas furnaces | CPX060S3B | CPX060S3B | 60000 | 95
WOLF STEEL LTD. | Non-weatherized gas furnaces | NPX060S3B | NPX060S3B | 60000 | 95
INGERSOLL RAND | Non-weatherized gas furnaces | TUH1B060A9361A* | M951P060BU36AA* | 60000 | 95
INGERSOLL RAND | Non-weatherized gas furnaces | TDH1B065A9421A* | M951P065BD42AA* | 60000 | 95
INTERNATIONAL COMFORT PRODUCTS | Non-weatherized gas furnaces | 59TP5A060E14--12 | G9MXT0601412A | 60000 | 95
DETTSON | Non-weatherized gas furnaces | C60-2-V* | C60-2-V* | 60000 | 95.1
DETTSON INDUSTRIES, INC. | Non-weatherized gas furnaces | C60-2-V* | C60-2-V* | 60000 | 95.1
NORDYNE, LLC. | Non-weatherized gas furnaces | M7RL 060A *** | M7RL 060A *** | 60000 | 95.1
NORDYNE, LLC. | Non-weatherized gas furnaces | FG7TL 060*-*B* | FG7TL 060*-*B* | 60000 | 95.1
NORDYNE, LLC. | Non-weatherized gas furnaces | FG7TC 060*-*B* | FG7TC 060*-*B* | 60000 | 95.1
NORDYNE, LLC. | Non-weatherized gas furnaces | FG7TL 060*-*B* | KG7TL 060*-*B* | 60000 | 95.1
NORDYNE, LLC. | Non-weatherized gas furnaces | FG7TC 060*-*B* | VG7TC 060*-*B* | 60000 | 95.1
NORDYNE, LLC. | Non-weatherized gas furnaces | FG7TC 060*-*B* | MGC2TC060D-*B* | 60000 | 95.1
NORDYNE, LLC. | Non-weatherized gas furnaces | FG7TC 060*-*B* | PGC2TC060*-*B* | 60000 | 95.1
NORDYNE, LLC. | Non-weatherized gas furnaces | FG7TL 060*-*B* | MGC2TL060*-*B* | 60000 | 95.1
NORDYNE, LLC. | Non-weatherized gas furnaces | FG7TL 060*-*B* | PGC2TL060D*-*B* | 60000 | 95.1
NORDYNE, LLC. | Non-weatherized gas furnaces | FG7TC 060*-*B* | KG7TC 060*-*B* | 60000 | 95.1
NORDYNE, LLC. | Non-weatherized gas furnaces | FG7TL 060*-*B* | VG7TL 060*-*B* | 60000 | 95.1
HEAT CONTROLLER, INC. | Non-weatherized gas furnaces | FG7TC 060*-*B* | GUH95T060B4XE | 60000 | 95.1
NORDYNE, LLC. | Non-weatherized gas furnaces | G7TL 060*-24B* | G7TL 060*-24B* | 60000 | 95.1
NORDYNE, LLC. | Non-weatherized gas furnaces | G7TC 060*-24B* | G7TC 060*-24B* | 60000 | 95.1
NORDYNE, LLC. | Non-weatherized gas furnaces | G7TL 060*-VB* | G7TL 060*-VB* | 60000 | 95.1
NORDYNE, LLC. | Non-weatherized gas furnaces | G7TC 060*-VB* | G7TC 060*-VB* | 60000 | 95.1
WOLF STEEL LTD. | Non-weatherized gas furnaces | CSX060T3A | CSX060T3A | 60000 | 95.3
WOLF STEEL LTD. | Non-weatherized gas furnaces | NSX060T3A | NSX060T3A | 60000 | 95.3
WOLF STEEL LTD. | Non-weatherized gas furnaces | CPV060T3A | CPV060T3A | 60000 | 95.3
WOLF STEEL LTD. | Non-weatherized gas furnaces | NPV060T3A | NPV060T3A | 60000 | 95.3
HEIL, COMFORTMAKER, DAY & NIGHT, AIRQUEST, KENMORE, KEEPRITE | Non-weatherized gas furnaces | 59SP5A060E14--12 | G9MXE0601412A* | 60000 | 95.5
CARRIER CORPORATION | Non-weatherized gas furnaces | A2X95-48060 | A2X95-48060 | 60000 | 95.5
CARRIER CORPORATION | Non-weatherized gas furnaces | 59SP5A060E14--12 | 59SP5A060E14--12 | 60000 | 95.5
YORK BY JOHNSON CONTROLS | Non-weatherized gas furnaces | TG9S060B12MP11 | TG9S060B12MP11 | 60000 | 95.5
YORK BY JOHNSON CONTROLS | Non-weatherized gas furnaces | TG9S060A10MP11 | TG9S060A10MP11 | 60000 | 95.5
COLEMAN BY JOHNSON CONTROLS | Non-weatherized gas furnaces | TG9S060B12MP11 | TG9S060B12MP11 | 60000 | 95.5
COLEMAN BY JOHNSON CONTROLS | Non-weatherized gas furnaces | TG9S060A10MP11 | TG9S060A10MP11 | 60000 | 95.5
EVCON BY JOHNSON CONTROLS | Non-weatherized gas furnaces | TG9S060A10MP11 | TG9S060A10MP11 | 60000 | 95.5
EVCON BY JOHNSON CONTROLS | Non-weatherized gas furnaces | TG9S060B12MP11 | TG9S060B12MP11 | 60000 | 95.5
EVCON BY JOHNSON CONTROLS | Non-weatherized gas furnaces | TG9S060B12MP11 | RGF19060BP12MP11 | 60000 | 95.5
FRASER-JOHNSTON BY JOHNSON CONTROLS | Non-weatherized gas furnaces | TG9S060A10MP11 | TG9S060A10MP11 | 60000 | 95.5
FRASER-JOHNSTON BY JOHNSON CONTROLS | Non-weatherized gas furnaces | TG9S060B12MP11 | TG9S060B12MP11 | 60000 | 95.5
GUARDIAN BY JOHNSON CONTROLS | Non-weatherized gas furnaces | TG9S060B12MP11 | RGF19060BP12MP11 | 60000 | 95.5
LUXAIRE BY JOHNSON CONTROLS | Non-weatherized gas furnaces | TG9S060A10MP11 | TG9S060A10MP11 | 60000 | 95.5
LUXAIRE BY JOHNSON CONTROLS | Non-weatherized gas furnaces | TG9S060B12MP11 | TG9S060B12MP11 | 60000 | 95.5
INTERNATIONAL COMFORT PRODUCTS | Non-weatherized gas furnaces | F9MXE0601412A | F9MXE0601412A | 60000 | 95.5
INTERNATIONAL COMFORT PRODUCTS | Non-weatherized gas furnaces | F9MXE0601412A | G9MXE0601412A* | 60000 | 95.5
INTERNATIONAL COMFORT PRODUCTS | Non-weatherized gas furnaces | N9MSE0601714A | N9MSE0601714A* | 60000 | 95.5
INTERNATIONAL COMFORT PRODUCTS | Non-weatherized gas furnaces | N9MSE0601410A | N9MSE0601410A* | 60000 | 95.5
BRYANT HEATING & COOLING SYSTEMS | Non-weatherized gas furnaces | 59SP5A060E14--12 | 925SA36060E14 | 60000 | 95.5
PAYNE HEATING & COOLING | Non-weatherized gas furnaces | A2X95-48060 | PG95XAT42060B | 60000 | 95.5
NAPOLEON | Non-weatherized gas furnaces | NPV060T3B | NPV060T3B | 60000 | 96
CONTINENTAL | Non-weatherized gas furnaces | CPV060T3B | CPV060T3B | 60000 | 96
DETTSON | Non-weatherized gas furnaces | 60-M-V* | 60-M-V* | 60000 | 96
TRANE | Non-weatherized gas furnaces | TDH2B060A9V3VB* | TDH2B060A9V3VB* | 60000 | 96
TRANE | Non-weatherized gas furnaces | TUH2B060A936V** | TUH2B060A936V** | 60000 | 96
YORK BY JOHNSON CONTROLS | Non-weatherized gas furnaces | TM9T060B12MP11 | TM9T060B12MP11 | 60000 | 96
YORK BY JOHNSON CONTROLS | Non-weatherized gas furnaces | TM9V060B12MP11 | TM9V060B12MP11 | 60000 | 96
COLEMAN BY JOHNSON CONTROLS | Non-weatherized gas furnaces | TM9V060B12MP11 | TM9V060B12MP11 | 60000 | 96
COLEMAN BY JOHNSON CONTROLS | Non-weatherized gas furnaces | TM9T060B12MP11 | TM9T060B12MP11 | 60000 | 96
EVCON BY JOHNSON CONTROLS | Non-weatherized gas furnaces | TM9T060B12MP11 | TM9T060B12MP11 | 60000 | 96
EVCON BY JOHNSON CONTROLS | Non-weatherized gas furnaces | TM9V060B12MP11 | TM9V060B12MP11 | 60000 | 96
FRASER-JOHNSTON BY JOHNSON CONTROLS | Non-weatherized gas furnaces | TM9T060B12MP11 | TM9T060B12MP11 | 60000 | 96
FRASER-JOHNSTON BY JOHNSON CONTROLS | Non-weatherized gas furnaces | TM9V060B12MP11 | TM9V060B12MP11 | 60000 | 96
LUXAIRE BY JOHNSON CONTROLS | Non-weatherized gas furnaces | TM9T060B12MP11 | TM9T060B12MP11 | 60000 | 96
LUXAIRE BY JOHNSON CONTROLS | Non-weatherized gas furnaces | TM9V060B12MP11 | TM9V060B12MP11 | 60000 | 96
INTERNATIONAL COMFORT PRODUCTS | Non-weatherized gas furnaces | F9MXE0601714A | F9MXE0601714A* | 60000 | 96
INTERNATIONAL COMFORT PRODUCTS | Non-weatherized gas furnaces | F9MVT0601714A | G9MVE0601714A | 60000 | 96
INTERNATIONAL COMFORT PRODUCTS | Non-weatherized gas furnaces | F9MVT0601714A | F9MVE0601714A | 60000 | 96
INTERNATIONAL COMFORT PRODUCTS | Non-weatherized gas furnaces | F9MXT0601714A | G9MXT0601714A | 60000 | 96
INTERNATIONAL COMFORT PRODUCTS | Non-weatherized gas furnaces | F9MVT0601714A | G9MVT0601714A | 60000 | 96
INTERNATIONAL COMFORT PRODUCTS | Non-weatherized gas furnaces | F9MXT0601714A | F9MXT0601714A | 60000 | 96
PAYNE HEATING & COOLING | Non-weatherized gas furnaces | F9MVT0601714A | PG96VAT42060B | 60000 | 96
AMERICAN STANDARD HEATING & AIR CONDITIONING | Non-weatherized gas furnaces | TDH2B060A9V3VB* | ADH2B060A9V3VB* | 60000 | 96
AMERICAN STANDARD HEATING & AIR CONDITIONING | Non-weatherized gas furnaces | TUH2B060A936V** | AUH2B060A936V** | 60000 | 96
WOLF STEEL LTD. | Non-weatherized gas furnaces | CPV060T3B | CPV060T3B | 60000 | 96
WOLF STEEL LTD. | Non-weatherized gas furnaces | NPV060T3B | NPV060T3B | 60000 | 96
DETTSON INDUSTRIES, INC. | Non-weatherized gas furnaces | 60-M-V* | 60-M-V* | 60000 | 96
INGERSOLL RAND | Non-weatherized gas furnaces | TDH2B060A9V3VB* | M952V060BD36AA* | 60000 | 96
RHEEM SALES COMPANY, INC. | Non-weatherized gas furnaces | RGFG-06EMCKS | RGFG-06EMCKS | 60000 | 96
GOODMAN | Non-weatherized gas furnaces | GMSS960603BN | GMSS960603BN | 60000 | 96.1
GOODMAN | Non-weatherized gas furnaces | GCSS960603BN | GCSS960603BN | 60000 | 96.1
AMANA | Non-weatherized gas furnaces | GMVC960603BN | AMVC960603BN | 60000 | 96.1
AMANA | Non-weatherized gas furnaces | GMSS960603BN | AMSS960603BN | 60000 | 96.1
AMANA | Non-weatherized gas furnaces | GCVC960603BN | ACVC960603BN | 60000 | 96.1
AMANA | Non-weatherized gas furnaces | GCSS960603BN | ACSS960603BN | 60000 | 96.1
DAIKIN | Non-weatherized gas furnaces | GCVC960603BN | DC96VC0603BN | 60000 | 96.1
DAIKIN | Non-weatherized gas furnaces | GCSS960603BN | DC96HS0603BN | 60000 | 96.1
DAIKIN | Non-weatherized gas furnaces | GMVC960603BN | DM96VC0603BN | 60000 | 96.1
DAIKIN | Non-weatherized gas furnaces | GMSS960603BN | DM96HS0603BN | 60000 | 96.1
GOODMAN | Non-weatherized gas furnaces | GMVC960603BN | GMVC960603BN | 60000 | 96.1
GOODMAN | Non-weatherized gas furnaces | GCVC960603BN | GCVC960603BN | 60000 | 96.1
AMANA | Non-weatherized gas furnaces | GMEC960603BN | AMEC960603BN | 60000 | 96.1
DAIKIN | Non-weatherized gas furnaces | GMEC960603BN | DM96VE0603BN | 60000 | 96.1
GOODMAN | Non-weatherized gas furnaces | GMEC960603BN | GMEC960603BN | 60000 | 96.1
GOODMAN MANUFACTURING CO., LP. | Non-weatherized gas furnaces | GMSS960603BN | GMSS960603BN | 60000 | 96.1
GOODMAN MANUFACTURING CO., LP. | Non-weatherized gas furnaces | GCSS960603BN | GCSS960603BN | 60000 | 96.1
GOODMAN MANUFACTURING CO., LP. | Non-weatherized gas furnaces | GCVC960603BN | GCVC960603BN | 60000 | 96.1
GOODMAN MANUFACTURING CO., LP. | Non-weatherized gas furnaces | GMVC960603BN | GMVC960603BN | 60000 | 96.1
GOODMAN MANUFACTURING CO., LP. | Non-weatherized gas furnaces | GMEC960603BN | GMEC960603BN | 60000 | 96.1
GOODMAN MANUFACTURING CO., LP. | Non-weatherized gas furnaces | GMVM960603BX | GMVM960603BX | 60000 | 96.1
GOODMAN MANUFACTURING CO., LP. | Non-weatherized gas furnaces | GCVM960604CX | GCVM960604CX | 60000 | 96.1
GOODMAN MANUFACTURING CO., LP. | Non-weatherized gas furnaces | GME950603BX | GME950603BX | 60000 | 96.1
AMANA HEATING AND AIR CONDITIONING | Non-weatherized gas furnaces | GCSS960603BN | ACSS960603BN | 60000 | 96.1
AMANA HEATING AND AIR CONDITIONING | Non-weatherized gas furnaces | GMSS960603BN | AMSS960603BN | 60000 | 96.1
AMANA HEATING AND AIR CONDITIONING | Non-weatherized gas furnaces | GMEC960603BN | AMEC960603BN | 60000 | 96.1
AMANA HEATING AND AIR CONDITIONING | Non-weatherized gas furnaces | GCVC960603BN | ACVC960603BN | 60000 | 96.1
AMANA HEATING AND AIR CONDITIONING | Non-weatherized gas furnaces | GMVC960603BN | AMVC960603BN | 60000 | 96.1
AMANA HEATING AND AIR CONDITIONING | Non-weatherized gas furnaces | GME950603BX | AMEH960603BX | 60000 | 96.1
AMANA HEATING AND AIR CONDITIONING | Non-weatherized gas furnaces | GCVM960604CX | ACVM960604CX | 60000 | 96.1
AMANA HEATING AND AIR CONDITIONING | Non-weatherized gas furnaces | GMVM960603BX | AMVM960603BX | 60000 | 96.1
DAIKIN MANUFACTURING COMPANY, L.P. | Non-weatherized gas furnaces | GMSS960603BN | DM96HS0603BN | 60000 | 96.1
DAIKIN MANUFACTURING COMPANY, L.P. | Non-weatherized gas furnaces | GMEC960603BN | DM96VE0603BN | 60000 | 96.1
DAIKIN MANUFACTURING COMPANY, L.P. | Non-weatherized gas furnaces | GCSS960603BN | DC96HS0603BN | 60000 | 96.1
DAIKIN MANUFACTURING COMPANY, L.P. | Non-weatherized gas furnaces | GCVC960603BN | DC96VC0603BN | 60000 | 96.1
DAIKIN MANUFACTURING COMPANY, L.P. | Non-weatherized gas furnaces | GMVC960603BN | DM96VC0603BN | 60000 | 96.1
DAIKIN MANUFACTURING COMPANY, L.P. | Non-weatherized gas furnaces | GME950603BX | DM96HE0603BX | 60000 | 96.1
DAIKIN MANUFACTURING COMPANY, L.P. | Non-weatherized gas furnaces | GCVM960604CX | DC96MC0604CX | 60000 | 96.1
DAIKIN MANUFACTURING COMPANY, L.P. | Non-weatherized gas furnaces | GMVM960603BX | DM96MC0603BX | 60000 | 96.1
CARRIER CORPORATION | Non-weatherized gas furnaces | A2X95-048060 | A2X95-048060 | 60000 | 96.2
BRYANT HEATING & COOLING SYSTEMS | Non-weatherized gas furnaces | A2X95-048060 | 925TA42060E17A | 60000 | 96.2
CARRIER CORPORATION | Non-weatherized gas furnaces | 59TN6A060V17--14 | 59TN6A060V17--14 | 60000 | 96.3
CARRIER CORPORATION | Non-weatherized gas furnaces | 59TP5A060E17--14 | 59TP5A060E17--14 | 60000 | 96.3
CARRIER CORPORATION | Non-weatherized gas furnaces | 59TP6A060E17--14 | 59TP6A060E17--14 | 60000 | 96.3
BRYANT HEATING & COOLING SYSTEMS | Non-weatherized gas furnaces | 59TN6A060V17--14 | 986TB42060V17 | 60000 | 96.3
BRYANT HEATING & COOLING SYSTEMS | Non-weatherized gas furnaces | 59TP6A060E17--14 | 926TA42060V17 | 60000 | 96.3
CARRIER CORPORATION | Non-weatherized gas furnaces | 59SP5A060E17--14 | 59SP5A060E17--14* | 60000 | 96.5
NAPOLEON | Non-weatherized gas furnaces | NUV060T3B | NUV060T3B | 60000 | 97
CONTINENTAL | Non-weatherized gas furnaces | CTV060T3B | CTV060T3B | 60000 | 97
AMANA | Non-weatherized gas furnaces | GCVM970603BN | ACVM970603BN | 60000 | 97
AMANA | Non-weatherized gas furnaces | GMVM970603BN | AMVM970603BN | 60000 | 97
DAIKIN | Non-weatherized gas furnaces | GCVM970603BN | DC97MC0603BN | 60000 | 97
DAIKIN | Non-weatherized gas furnaces | GMVM970603BN | DM97MC0603BN | 60000 | 97
GOODMAN | Non-weatherized gas furnaces | GMVM970603BN | GMVM970603BN | 60000 | 97
GOODMAN | Non-weatherized gas furnaces | GCVM970603BN | GCVM970603BN | 60000 | 97
CARRIER CORPORATION | Non-weatherized gas furnaces | AMV98-042060 | AMV98-042060 | 60000 | 97
GOODMAN MANUFACTURING CO., LP. | Non-weatherized gas furnaces | GCVM970603BN | GCVM970603BN | 60000 | 97
TRANE | Non-weatherized gas furnaces | TUH2B060A9V3VB* | TUH2B060A9V3VB* | 60000 | 97
YORK BY JOHNSON CONTROLS | Non-weatherized gas furnaces | TM9M060B12MP12 | TM9M060B12MP12 | 60000 | 97
COLEMAN BY JOHNSON CONTROLS | Non-weatherized gas furnaces | TM9M060B12MP12 | TM9M060B12MP12 | 60000 | 97
EVCON BY JOHNSON CONTROLS | Non-weatherized gas furnaces | TM9M060B12MP12 | TM9M060B12MP12 | 60000 | 97
FRASER-JOHNSTON BY JOHNSON CONTROLS | Non-weatherized gas furnaces | TM9M060B12MP12 | TM9M060B12MP12 | 60000 | 97
LUXAIRE BY JOHNSON CONTROLS | Non-weatherized gas furnaces | TM9M060B12MP12 | TM9M060B12MP12 | 60000 | 97
INTERNATIONAL COMFORT PRODUCTS | Non-weatherized gas furnaces | F9MAC0601714A | G9MAE0601714A | 60000 | 97
INTERNATIONAL COMFORT PRODUCTS | Non-weatherized gas furnaces | F9MAC0601714A | F9MAE0601714A | 60000 | 97
INTERNATIONAL COMFORT PRODUCTS | Non-weatherized gas furnaces | F9MAC0601714A | G9MAC0601714A | 60000 | 97
INTERNATIONAL COMFORT PRODUCTS | Non-weatherized gas furnaces | F9MAC0601714A | F9MAC0601714A | 60000 | 97
BRYANT HEATING & COOLING SYSTEMS | Non-weatherized gas furnaces | AMV98-042060 | 987MA42060V17A | 60000 | 97
AMERICAN STANDARD HEATING & AIR CONDITIONING | Non-weatherized gas furnaces | TUH2B060A9V3VB* | AUH2B060A9V3VB* | 60000 | 97
AMANA HEATING AND AIR CONDITIONING | Non-weatherized gas furnaces | GCVM970603BN | ACVM970603BN | 60000 | 97
WOLF STEEL LTD. | Non-weatherized gas furnaces | CTV060T3B | CTV060T3B | 60000 | 97
WOLF STEEL LTD. | Non-weatherized gas furnaces | NUV060T3B | NUV060T3B | 60000 | 97
NORDYNE, LLC. | Non-weatherized gas furnaces | FG7MQ 060*-VB | FG7MQ 060*-VB | 60000 | 97
NORDYNE, LLC. | Non-weatherized gas furnaces | FG7MQ 060*-VB | KG7MQ 060*-VB | 60000 | 97
NORDYNE, LLC. | Non-weatherized gas furnaces | FG7MQ 060*-VB | PGC2MQ 060*-VB | 60000 | 97
INGERSOLL RAND | Non-weatherized gas furnaces | TUH2B060A9V3VB* | M952V060BU36AA* | 60000 | 97
DAIKIN MANUFACTURING COMPANY, L.P. | Non-weatherized gas furnaces | GCVM970603BN | DC97MC0603BN | 60000 | 97
WOLF STEEL LTD. | Non-weatherized gas furnaces | CTV060T3A | CTV060T3A | 60000 | 97.1
WOLF STEEL LTD. | Non-weatherized gas furnaces | NUV060T3A | NUV060T3A | 60000 | 97.1
TRANE | Non-weatherized gas furnaces | TUHMB060ACV3VB* | TUHMB060ACV3VB* | 60000 | 97.3
AMERICAN STANDARD HEATING & AIR CONDITIONING | Non-weatherized gas furnaces | TUHMB060ACV3VB* | AUHMB060ACV3VB* | 60000 | 97.3
CARRIER CORPORATION | Non-weatherized gas furnaces | 59MN7A060V17--14 | 59MN7A060V17--14 | 60000 | 97.4
YORK BY JOHNSON CONTROLS | Non-weatherized gas furnaces | YP9C060B12MP12 | TP9C060B12MP12 | 60000 | 97.5
YORK BY JOHNSON CONTROLS | Non-weatherized gas furnaces | YP9C060B12MP12 | YP9C060B12MP12 | 60000 | 97.5
COLEMAN BY JOHNSON CONTROLS | Non-weatherized gas furnaces | YP9C060B12MP12 | CP9C060B12MP12 | 60000 | 97.5
COLEMAN BY JOHNSON CONTROLS | Non-weatherized gas furnaces | YP9C060B12MP12 | TP9C060B12MP12 | 60000 | 97.5
EVCON BY JOHNSON CONTROLS | Non-weatherized gas furnaces | YP9C060B12MP12 | TP9C060B12MP12 | 60000 | 97.5
FRASER-JOHNSTON BY JOHNSON CONTROLS | Non-weatherized gas furnaces | YP9C060B12MP12 | TP9C060B12MP12 | 60000 | 97.5
LUXAIRE BY JOHNSON CONTROLS | Non-weatherized gas furnaces | YP9C060B12MP12 | TP9C060B12MP12 | 60000 | 97.5
LUXAIRE BY JOHNSON CONTROLS | Non-weatherized gas furnaces | YP9C060B12MP12 | LP9C060B12MP12 | 60000 | 97.5
GOODMAN MANUFACTURING CO., LP. | Non-weatherized gas furnaces | GMVM970603BN | GMVM970603BN | 60000 | 98
AMANA HEATING AND AIR CONDITIONING | Non-weatherized gas furnaces | GMVM970603BN | AMVM970603BN | 60000 | 98
DAIKIN MANUFACTURING COMPANY, L.P. | Non-weatherized gas furnaces | GMVM970603BN | DM97MC0603BN | 60000 | 98
INTERNATIONAL COMFORT PRODUCTS | Non-weatherized gas furnaces | F9MAC0602120A | G9MAE0602120A | 61000 | 98
INTERNATIONAL COMFORT PRODUCTS | Non-weatherized gas furnaces | F9MAC0601714A | F9MAE0602120A | 61000 | 98
INTERNATIONAL COMFORT PRODUCTS | Non-weatherized gas furnaces | F9MAC0602120A | G9MAC0602120A | 61000 | 98
INTERNATIONAL COMFORT PRODUCTS | Non-weatherized gas furnaces | F9MAC0602120A | F9MAC0602120A | 61000 | 98
CARRIER CORPORATION | Non-weatherized gas furnaces | AMV98-060060 | AMV98-060060 | 61000 | 98.3
BRYANT HEATING & COOLING SYSTEMS | Non-weatherized gas furnaces | AMV98-060060 | 987MA60060V21 | 61000 | 98.3
CARRIER CORPORATION | Non-weatherized gas furnaces | 59MN7A060V21--20 | 59MN7A060V21--20 | 61000 | 98.5 |  |  | xx | 243
CARRIER CORPORATION | Non-weatherized gas furnaces | 58STX070-16* | 58STX070-16* | 63000 | 80
CARRIER CORPORATION | Non-weatherized gas furnaces | 58STX070-12* | 58STX070-12* | 63000 | 80
CARRIER CORPORATION | Non-weatherized gas furnaces | 58STX070-08* | 58STX070-08* | 63000 | 80
CARRIER CORPORATION | Non-weatherized gas furnaces | 58CTX070-08* | 58CTX070-08* | 63000 | 80
CARRIER CORPORATION | Non-weatherized gas furnaces | 58CTX070-12* | 58CTX070-12* | 63000 | 80
CARRIER CORPORATION | Non-weatherized gas furnaces | 58DLX070-08* | 58DLX070-08* | 63000 | 80
CARRIER CORPORATION | Non-weatherized gas furnaces | 58DLX070-12* | 58DLX070-12* | 63000 | 80
CARRIER CORPORATION | Non-weatherized gas furnaces | 58DLX070-16* | 58DLX070-16* | 63000 | 80
CARRIER CORPORATION | Non-weatherized gas furnaces | 58CVX070-12* | 58CVX070-12* | 63000 | 80
CARRIER CORPORATION | Non-weatherized gas furnaces | 58PHX070-16* | 58PHX070-16* | 63000 | 80
CARRIER CORPORATION | Non-weatherized gas furnaces | 58PHY070-12* | 58PHY070-12* | 63000 | 80
CARRIER CORPORATION | Non-weatherized gas furnaces | 58PHY070-16* | 58PHY070-16* | 63000 | 80
INTERNATIONAL COMFORT PRODUCTS | Non-weatherized gas furnaces | WFMR070A024** | WFML070A024** | 63000 | 80
INTERNATIONAL COMFORT PRODUCTS | Non-weatherized gas furnaces | WFMR070A036** | WFML070A036** | 63000 | 80
BRYANT HEATING & COOLING SYSTEMS | Non-weatherized gas furnaces | 58DLX070-16* | 311JAV048070* | 63000 | 80
BRYANT HEATING & COOLING SYSTEMS | Non-weatherized gas furnaces | 58DLX070-12* | 311JAV036070* | 63000 | 80
BRYANT HEATING & COOLING SYSTEMS | Non-weatherized gas furnaces | 58DLX070-08* | 311JAV024070* | 63000 | 80
BRYANT HEATING & COOLING SYSTEMS | Non-weatherized gas furnaces | 58CTX070-12* | 312JAV036070* | 63000 | 80
BRYANT HEATING & COOLING SYSTEMS | Non-weatherized gas furnaces | 58CTX070-08* | 312JAV024070* | 63000 | 80
BRYANT HEATING & COOLING SYSTEMS | Non-weatherized gas furnaces | 58STX070-08* | 310JAV024070* | 63000 | 80
BRYANT HEATING & COOLING SYSTEMS | Non-weatherized gas furnaces | 58STX070-12* | 310JAV036070* | 63000 | 80
BRYANT HEATING & COOLING SYSTEMS | Non-weatherized gas furnaces | 58STX070-16* | 310JAV048070* | 63000 | 80
BRYANT HEATING & COOLING SYSTEMS | Non-weatherized gas furnaces | 58CVX070-12* | 315JAV036070* | 63000 | 80
BRYANT HEATING & COOLING SYSTEMS | Non-weatherized gas furnaces | 58PHX070-16* | 313JAV048070* | 63000 | 80
BRYANT HEATING & COOLING SYSTEMS | Non-weatherized gas furnaces | 58PHY070-16* | 313JBV048070* | 63000 | 80
BRYANT HEATING & COOLING SYSTEMS | Non-weatherized gas furnaces | 58PHY070-12* | 313JBV036070* | 63000 | 80
PAYNE HEATING & COOLING | Non-weatherized gas furnaces | 58STX070-16* | PG8JAA048070* | 63000 | 80
PAYNE HEATING & COOLING | Non-weatherized gas furnaces | 58STX070-12* | PG8JAA036070* | 63000 | 80
PAYNE HEATING & COOLING | Non-weatherized gas furnaces | 58STX070-08* | PG8JAA024070* | 63000 | 80
PAYNE HEATING & COOLING | Non-weatherized gas furnaces | 58PHX070-16* | PG8JEA048070* | 63000 | 80
PAYNE HEATING & COOLING | Non-weatherized gas furnaces | 58CVX070-12* | PG8JVA036070* | 63000 | 80
PAYNE HEATING & COOLING | Non-weatherized gas furnaces | 58PHY070-12* | PG8JEB036070* | 63000 | 80
PAYNE HEATING & COOLING | Non-weatherized gas furnaces | 58PHY070-16* | PG8JEB048070* | 63000 | 80
INTERNATIONAL COMFORT PRODUCTS | Non-weatherized gas furnaces | 58PHY070-16* | WFEL070B048A* | 63000 | 80
INTERNATIONAL COMFORT PRODUCTS | Non-weatherized gas furnaces | 58PHY070-12* | WFEL070B036A* | 63000 | 80
INTERNATIONAL COMFORT PRODUCTS | Non-weatherized gas furnaces | 58PHX070-16* | G8MXL0701716* | 63000 | 80
INTERNATIONAL COMFORT PRODUCTS | Non-weatherized gas furnaces | 58PHX070-16* | F8MXL0701716* | 63000 | 80
INTERNATIONAL COMFORT PRODUCTS | Non-weatherized gas furnaces | 58CVX070-12* | G8MVL0701412* | 63000 | 80
INTERNATIONAL COMFORT PRODUCTS | Non-weatherized gas furnaces | 58STX070-08* | N8MSL0701408* | 63000 | 80
INTERNATIONAL COMFORT PRODUCTS | Non-weatherized gas furnaces | 58STX070-16* | N8MSL0701716* | 63000 | 80
INTERNATIONAL COMFORT PRODUCTS | Non-weatherized gas furnaces | 58STX070-12* | N8MSL0701412* | 63000 | 80
INTERNATIONAL COMFORT PRODUCTS | Non-weatherized gas furnaces | 58CVX070-12* | F8MVL0701412* | 63000 | 80
INTERNATIONAL COMFORT PRODUCTS | Non-weatherized gas furnaces | 58STX070-12* | R8MSL0701412* | 63000 | 80
INTERNATIONAL COMFORT PRODUCTS | Non-weatherized gas furnaces | 58PHY070-12* | R8MXL0701712A* | 63000 | 80
INTERNATIONAL COMFORT PRODUCTS | Non-weatherized gas furnaces | 58PHY070-16* | R8MXL0701716A* | 63000 | 80
INTERNATIONAL COMFORT PRODUCTS | Non-weatherized gas furnaces | 58PHY070-12* | N8MXL0701712A* | 63000 | 80
INTERNATIONAL COMFORT PRODUCTS | Non-weatherized gas furnaces | 58PHY070-16* | N8MXL0701716A* | 63000 | 80
INTERNATIONAL COMFORT PRODUCTS | Non-weatherized gas furnaces | 58CTX070-12* | F8MTL0701412* | 63000 | 80
INTERNATIONAL COMFORT PRODUCTS | Non-weatherized gas furnaces | 58CTX070-12* | G8MTL0701412* | 63000 | 80
INTERNATIONAL COMFORT PRODUCTS | Non-weatherized gas furnaces | 58CTX070-12* | G8MTL0701412A* | 63000 | 80
INTERNATIONAL COMFORT PRODUCTS | Non-weatherized gas furnaces | 58CTX070-12* | F8MTL0701412A* | 63000 | 80 |  | 472
PAYNE | Non-weatherized gas furnaces | 58CTW070-16 | PG8JVB048070 | 66000 | 80
CARRIER CORPORATION | Non-weatherized gas furnaces | 58STA070-12 | 58STA070-12 | 66000 | 80
CARRIER CORPORATION | Non-weatherized gas furnaces | 58STA070-16 | 58STA070-16 | 66000 | 80
CARRIER CORPORATION | Non-weatherized gas furnaces | 58STA070-08 | 58STA070-08 | 66000 | 80
CARRIER CORPORATION | Non-weatherized gas furnaces | 58STX070-12 | 58STX070-12 | 66000 | 80
CARRIER CORPORATION | Non-weatherized gas furnaces | 58STX070-16 | 58STX070-16 | 66000 | 80
CARRIER CORPORATION | Non-weatherized gas furnaces | 58STX070-08 | 58STX070-08 | 66000 | 80
CARRIER CORPORATION | Non-weatherized gas furnaces | 58CTX070-08 | 58CTX070-08 | 66000 | 80
CARRIER CORPORATION | Non-weatherized gas furnaces | 58CTX070-12 | 58CTX070-12 | 66000 | 80
CARRIER CORPORATION | Non-weatherized gas furnaces | 58DLA070-08 | 58DLA070-08 | 66000 | 80
CARRIER CORPORATION | Non-weatherized gas furnaces | 58DLA070-16 | 58DLA070-16 | 66000 | 80
CARRIER CORPORATION | Non-weatherized gas furnaces | 58DLA070-12 | 58DLA070-12 | 66000 | 80
CARRIER CORPORATION | Non-weatherized gas furnaces | 58DLX070-08 | 58DLX070-08 | 66000 | 80
CARRIER CORPORATION | Non-weatherized gas furnaces | 58DLX070-16 | 58DLX070-16 | 66000 | 80
CARRIER CORPORATION | Non-weatherized gas furnaces | 58DLX070-12 | 58DLX070-12 | 66000 | 80
CARRIER CORPORATION | Non-weatherized gas furnaces | 58CVX070-12 | 58CVX070-12 | 66000 | 80
CARRIER CORPORATION | Non-weatherized gas furnaces | 58CVA070-12 | 58CVA070-12 | 66000 | 80
CARRIER CORPORATION | Non-weatherized gas furnaces | 58PHA070-16 | 58PHA070-16 | 66000 | 80
CARRIER CORPORATION | Non-weatherized gas furnaces | 58PHX070-16 | 58PHX070-16 | 66000 | 80
CARRIER CORPORATION | Non-weatherized gas furnaces | 58CTW070-16 | 58CTW070-16 | 66000 | 80
CARRIER CORPORATION | Non-weatherized gas furnaces | 58CTY070-16 | 58CTY070-16 | 66000 | 80
CARRIER CORPORATION | Non-weatherized gas furnaces | 58PHB070-12 | 58PHB070-12 | 66000 | 80
CARRIER CORPORATION | Non-weatherized gas furnaces | 58PHB070-16 | 58PHB070-16 | 66000 | 80
CARRIER CORPORATION | Non-weatherized gas furnaces | 58PHY070-12 | 58PHY070-12 | 66000 | 80
CARRIER CORPORATION | Non-weatherized gas furnaces | 58PHY070-16 | 58PHY070-16 | 66000 | 80
LENNOX INDUSTRIES, INC. | Non-weatherized gas furnaces | SL280DF070V36A-* | SL280DF070V36A-* | 66000 | 80
LENNOX INDUSTRIES, INC. | Non-weatherized gas furnaces | SL280UH070V36A-* | SL280UH070V36A-* | 66000 | 80
LENNOX INDUSTRIES, INC. | Non-weatherized gas furnaces | SL280UH070V36A-* | SL280UH070XV36A-* | 66000 | 80
LENNOX INDUSTRIES, INC. | Non-weatherized gas furnaces | ML180UH070P24A-* | ML180UH070P24A-* | 66000 | 80
LENNOX INDUSTRIES, INC. | Non-weatherized gas furnaces | ML180UH070P36A-* | ML180UH070P36A-* | 66000 | 80
LENNOX INDUSTRIES, INC. | Non-weatherized gas furnaces | ML180UH070P36A-* | ML180UH070XP36A-* | 66000 | 80
LENNOX INDUSTRIES, INC. | Non-weatherized gas furnaces | ML180DF070P36A* | ML180DF070P36A* | 66000 | 80
LENNOX INDUSTRIES, INC. | Non-weatherized gas furnaces | EL280UH070P24A-* | EL280UH070P24A-* | 66000 | 80
LENNOX INDUSTRIES, INC. | Non-weatherized gas furnaces | EL280UH070P36A-* | EL280UH070P36A-* | 66000 | 80
LENNOX INDUSTRIES, INC. | Non-weatherized gas furnaces | EL280UH070P36A-* | EL280UH070XP36A-* | 66000 | 80
LENNOX INDUSTRIES, INC. | Non-weatherized gas furnaces | ML180DF045P24A-* | ML180DF070XP36A-* | 66000 | 80
LENNOX INDUSTRIES, INC. | Non-weatherized gas furnaces | EL280DF070P36A | EL280DF070P36A | 66000 | 80
LENNOX INDUSTRIES, INC. | Non-weatherized gas furnaces | EL180UH070E36B-* | EL180UH070E36B-* | 66000 | 80
LENNOX INDUSTRIES, INC. | Non-weatherized gas furnaces | EL180DF070E36B-* | EL180DF070E36B-* | 66000 | 80
LENNOX INDUSTRIES, INC. | Non-weatherized gas furnaces | EL180UH070XE36B-* | EL180UH070XE36B-* | 66000 | 80
ALLIED AIR ENTERPRISES, LLC | Non-weatherized gas furnaces | 80G1DF070AP12-* | 80G1DF070AP12-* | 66000 | 80
ALLIED AIR ENTERPRISES, LLC | Non-weatherized gas furnaces | 80G1DF070AP12-* | A80DF1D070A12-* | 66000 | 80
ALLIED AIR ENTERPRISES, LLC | Non-weatherized gas furnaces | 80G1DF070AP12-* | 80AF1DF070P12A-* | 66000 | 80
INTERNATIONAL COMFORT PRODUCTS | Non-weatherized gas furnaces | WFML070A036* | WFML070A036* | 66000 | 80
INTERNATIONAL COMFORT PRODUCTS | Non-weatherized gas furnaces | WFML070A024* | WFML070A024* | 66000 | 80
INTERNATIONAL COMFORT PRODUCTS | Non-weatherized gas furnaces | WFMR070A024** | WFMR070A024** | 66000 | 80
INTERNATIONAL COMFORT PRODUCTS | Non-weatherized gas furnaces | WFMR070A036** | WFMR070A036** | 66000 | 80
BRYANT HEATING & COOLING SYSTEMS | Non-weatherized gas furnaces | 58STA070-08 | 310AAV024070 | 66000 | 80
BRYANT HEATING & COOLING SYSTEMS | Non-weatherized gas furnaces | 58STA070-16 | 310AAV048070 | 66000 | 80
BRYANT HEATING & COOLING SYSTEMS | Non-weatherized gas furnaces | 58STA070-12 | 310AAV036070 | 66000 | 80
BRYANT HEATING & COOLING SYSTEMS | Non-weatherized gas furnaces | 58DLA070-12 | 311AAV036070 | 66000 | 80
BRYANT HEATING & COOLING SYSTEMS | Non-weatherized gas furnaces | 58DLA070-16 | 311AAV048070 | 66000 | 80
BRYANT HEATING & COOLING SYSTEMS | Non-weatherized gas furnaces | 58DLA070-08 | 311AAV024070 | 66000 | 80
BRYANT HEATING & COOLING SYSTEMS | Non-weatherized gas furnaces | 58DLX070-12 | 311JAV036070 | 66000 | 80
BRYANT HEATING & COOLING SYSTEMS | Non-weatherized gas furnaces | 58DLX070-16 | 311JAV048070 | 66000 | 80
BRYANT HEATING & COOLING SYSTEMS | Non-weatherized gas furnaces | 58DLX070-08 | 311JAV024070 | 66000 | 80
BRYANT HEATING & COOLING SYSTEMS | Non-weatherized gas furnaces | 58CTX070-08 | 312JAV024070 | 66000 | 80
BRYANT HEATING & COOLING SYSTEMS | Non-weatherized gas furnaces | 58CTX070-12 | 312JAV036070 | 66000 | 80
BRYANT HEATING & COOLING SYSTEMS | Non-weatherized gas furnaces | 58STX070-08 | 310JAV024070 | 66000 | 80
BRYANT HEATING & COOLING SYSTEMS | Non-weatherized gas furnaces | 58STX070-16 | 310JAV048070 | 66000 | 80
BRYANT HEATING & COOLING SYSTEMS | Non-weatherized gas furnaces | 58STX070-12 | 310JAV036070 | 66000 | 80
BRYANT HEATING & COOLING SYSTEMS | Non-weatherized gas furnaces | 58CVX070-12 | 315JAV036070 | 66000 | 80
BRYANT HEATING & COOLING SYSTEMS | Non-weatherized gas furnaces | 58CVA070-12 | 315AAV036070 | 66000 | 80
BRYANT HEATING & COOLING SYSTEMS | Non-weatherized gas furnaces | 58PHX070-16 | 313JAV048070 | 66000 | 80
BRYANT HEATING & COOLING SYSTEMS | Non-weatherized gas furnaces | 58PHA070-16 | 313AAV048070 | 66000 | 80
BRYANT HEATING & COOLING SYSTEMS | Non-weatherized gas furnaces | 58CTW070-16 | 314AAV048070 | 66000 | 80
BRYANT HEATING & COOLING SYSTEMS | Non-weatherized gas furnaces | 58CTY070-16 | 314JAV048070 | 66000 | 80
BRYANT HEATING & COOLING SYSTEMS | Non-weatherized gas furnaces | 58PHY070-16 | 313JBV048070 | 66000 | 80
BRYANT HEATING & COOLING SYSTEMS | Non-weatherized gas furnaces | 58PHY070-12 | 313JBV036070 | 66000 | 80
BRYANT HEATING & COOLING SYSTEMS | Non-weatherized gas furnaces | 58PHB070-16 | 313ABV048070 | 66000 | 80
BRYANT HEATING & COOLING SYSTEMS | Non-weatherized gas furnaces | 58PHB070-12 | 313ABV036070 | 66000 | 80
PAYNE HEATING & COOLING | Non-weatherized gas furnaces | 58STA070-08 | PG8MAA024070 | 66000 | 80
PAYNE HEATING & COOLING | Non-weatherized gas furnaces | 58STA070-16 | PG8MAA048070 | 66000 | 80
PAYNE HEATING & COOLING | Non-weatherized gas furnaces | 58STA070-12 | PG8MAA036070 | 66000 | 80
PAYNE HEATING & COOLING | Non-weatherized gas furnaces | 58STX070-08 | PG8JAA024070 | 66000 | 80
PAYNE HEATING & COOLING | Non-weatherized gas furnaces | 58STX070-16 | PG8JAA048070 | 66000 | 80
PAYNE HEATING & COOLING | Non-weatherized gas furnaces | 58STX070-12 | PG8JAA036070 | 66000 | 80
PAYNE HEATING & COOLING | Non-weatherized gas furnaces | 58PHX070-16 | PG8JEA048070 | 66000 | 80
PAYNE HEATING & COOLING | Non-weatherized gas furnaces | 58PHA070-16 | PG8MEA048070 | 66000 | 80
PAYNE HEATING & COOLING | Non-weatherized gas furnaces | 58CVA070-12 | PG8MVA036070 | 66000 | 80
PAYNE HEATING & COOLING | Non-weatherized gas furnaces | 58CVX070-12 | PG8JVA036070 | 66000 | 80
PAYNE HEATING & COOLING | Non-weatherized gas furnaces | 58CTW070-16 | PG8JVB048070 | 66000 | 80
PAYNE HEATING & COOLING | Non-weatherized gas furnaces | 58PHY070-12 | PG8JEB036070 | 66000 | 80
PAYNE HEATING & COOLING | Non-weatherized gas furnaces | 58PHY070-16 | PG8JEB048070 | 66000 | 80
INTERNATIONAL COMFORT PRODUCTS | Non-weatherized gas furnaces | 58PHX070-16 | F8MXL0701716 | 66000 | 80
INTERNATIONAL COMFORT PRODUCTS | Non-weatherized gas furnaces | 58PHA070-16 | F8MXN0701716 | 66000 | 80
INTERNATIONAL COMFORT PRODUCTS | Non-weatherized gas furnaces | 58STA070-12 | WFMR070A036 | 66000 | 80
INTERNATIONAL COMFORT PRODUCTS | Non-weatherized gas furnaces | 58STA070-08 | WFMR070A024 | 66000 | 80
INTERNATIONAL COMFORT PRODUCTS | Non-weatherized gas furnaces | 58STX070-08 | WFML070A024 | 66000 | 80
INTERNATIONAL COMFORT PRODUCTS | Non-weatherized gas furnaces | 58STX070-12 | WFML070A036 | 66000 | 80
INTERNATIONAL COMFORT PRODUCTS | Non-weatherized gas furnaces | 58CVX070-12 | G8MVL0701412 | 66000 | 80
INTERNATIONAL COMFORT PRODUCTS | Non-weatherized gas furnaces | 58CTX070-12 | F8MTL0701412 | 66000 | 80
INTERNATIONAL COMFORT PRODUCTS | Non-weatherized gas furnaces | 58STX070-08 | N8MSL0701408 | 66000 | 80
INTERNATIONAL COMFORT PRODUCTS | Non-weatherized gas furnaces | 58STA070-12 | R8MSN0701412 | 66000 | 80
INTERNATIONAL COMFORT PRODUCTS | Non-weatherized gas furnaces | 58PHA070-16 | G8MXN0701716 | 66000 | 80
INTERNATIONAL COMFORT PRODUCTS | Non-weatherized gas furnaces | 58PHX070-16 | G8MXL0701716 | 66000 | 80
INTERNATIONAL COMFORT PRODUCTS | Non-weatherized gas furnaces | 58STA070-12 | N8MSN0701412 | 66000 | 80
INTERNATIONAL COMFORT PRODUCTS | Non-weatherized gas furnaces | 58STA070-16 | N8MSN0701716 | 66000 | 80
INTERNATIONAL COMFORT PRODUCTS | Non-weatherized gas furnaces | 58STA070-08 | N8MSN0701408 | 66000 | 80
INTERNATIONAL COMFORT PRODUCTS | Non-weatherized gas furnaces | 58STX070-16 | N8MSL0701716 | 66000 | 80
INTERNATIONAL COMFORT PRODUCTS | Non-weatherized gas furnaces | 58STX070-12 | N8MSL0701412 | 66000 | 80
INTERNATIONAL COMFORT PRODUCTS | Non-weatherized gas furnaces | 58CTX070-12 | G8MTL0701412 | 66000 | 80
INTERNATIONAL COMFORT PRODUCTS | Non-weatherized gas furnaces | 58CVX070-12 | F8MVL0701412 | 66000 | 80
INTERNATIONAL COMFORT PRODUCTS | Non-weatherized gas furnaces | 58STX070-12 | R8MSL0701412 | 66000 | 80
INTERNATIONAL COMFORT PRODUCTS | Non-weatherized gas furnaces | 58CTY070-16 | F8MVL0701716 | 66000 | 80
INTERNATIONAL COMFORT PRODUCTS | Non-weatherized gas furnaces | 58CTY070-16 | G8MVL0701716 | 66000 | 80
INTERNATIONAL COMFORT PRODUCTS | Non-weatherized gas furnaces | 58PHY070-12 | R8MXL0701712A | 66000 | 80
INTERNATIONAL COMFORT PRODUCTS | Non-weatherized gas furnaces | 58PHY070-16 | R8MXL0701716A | 66000 | 80
INTERNATIONAL COMFORT PRODUCTS | Non-weatherized gas furnaces | 58PHY070-12 | N8MXL0701712A | 66000 | 80
INTERNATIONAL COMFORT PRODUCTS | Non-weatherized gas furnaces | 58PHY070-16 | N8MXL0701716A | 66000 | 80
INTERNATIONAL COMFORT PRODUCTS | Non-weatherized gas furnaces | 58PHY070-12 | WFEL070B036A | 66000 | 80
INTERNATIONAL COMFORT PRODUCTS | Non-weatherized gas furnaces | 58PHY070-16 | WFEL070B048A | 66000 | 80
ALLIED AIR ENTERPRISES, LLC | Non-weatherized gas furnaces | SL280DF070V36A-* | A80US2V070A12-* | 66000 | 80
ALLIED AIR ENTERPRISES, LLC | Non-weatherized gas furnaces | SL280DF070V36A-* | A80DS2V070A12-* | 66000 | 80
ALLIED AIR ENTERPRISES, LLC | Non-weatherized gas furnaces | SL280UH070V36A-* | A80US2V07012-* | 66000 | 80
ALLIED AIR ENTERPRISES, LLC | Non-weatherized gas furnaces | SL280UH070V36A-* | A80US2V070A12L-* | 66000 | 80
ALLIED AIR ENTERPRISES, LLC | Non-weatherized gas furnaces | ML180UH070P36A-* | 80AF1UH070P12AL-* | 66000 | 80
ALLIED AIR ENTERPRISES, LLC | Non-weatherized gas furnaces | EL180UH070E36B-* | 80G1UH070BE12-* | 66000 | 80
ALLIED AIR ENTERPRISES, LLC | Non-weatherized gas furnaces | ML180UH070P24A-* | 80G1UH070AP08-* | 66000 | 80
ALLIED AIR ENTERPRISES, LLC | Non-weatherized gas furnaces | ML180UH070P36A-* | A80UH1D070A12-* | 66000 | 80
ALLIED AIR ENTERPRISES, LLC | Non-weatherized gas furnaces | ML180UH070P36A-* | 80G1UH070AP12L-* | 66000 | 80
ALLIED AIR ENTERPRISES, LLC | Non-weatherized gas furnaces | EL180DF070E36B-* | 80G1DF070AE12-* | 66000 | 80
ALLIED AIR ENTERPRISES, LLC | Non-weatherized gas furnaces | ML180UH070P36A-* | 80AF1UH070P12A-* | 66000 | 80
ALLIED AIR ENTERPRISES, LLC | Non-weatherized gas furnaces | EL180DF070E36B-* | A80DF1E070A12-* | 66000 | 80
ALLIED AIR ENTERPRISES, LLC | Non-weatherized gas furnaces | EL180UH070E36B-* | A80UH1E070B12L-* | 66000 | 80
ALLIED AIR ENTERPRISES, LLC | Non-weatherized gas furnaces | EL180UH070E36B-* | A80UH1E070B12-* | 66000 | 80
ALLIED AIR ENTERPRISES, LLC | Non-weatherized gas furnaces | EL180UH070E36B-* | 80G1UH070BE12L-* | 66000 | 80
ALLIED AIR ENTERPRISES, LLC | Non-weatherized gas furnaces | ML180UH070P36A-* | A80UH1D070A12L-* | 66000 | 80
ALLIED AIR ENTERPRISES, LLC | Non-weatherized gas furnaces | SL280UH070V36A-* | 80G2UH070AV12L | 66000 | 80
ALLIED AIR ENTERPRISES, LLC | Non-weatherized gas furnaces | SL280UH070V36A-* | 80G2UH070AV12-* | 66000 | 80
ALLIED AIR ENTERPRISES, LLC | Non-weatherized gas furnaces | ML180UH070P24A-* | A80UH1D070A08-* | 66000 | 80
ALLIED AIR ENTERPRISES, LLC | Non-weatherized gas furnaces | ML180UH070P36A-* | 80G1UH070AP12-* | 66000 | 80
NORDYNE, LLC. | Non-weatherized gas furnaces | M1BB 066A ** | M1BB 066A ** | 66000 | 80
INTERNATIONAL COMFORT PRODUCTS | Non-weatherized gas furnaces | 58CTX070-12 | G8MTL0701412A | 66000 | 80
INTERNATIONAL COMFORT PRODUCTS | Non-weatherized gas furnaces | 58CTX070-12 | F8MTL0701412A | 66000 | 80
ALLIED AIR ENTERPRISES, LLC | Non-weatherized gas furnaces | 92G1UH070BP12-* | 92G1UH070BP12-* | 66000 | 92.1
ALLIED AIR ENTERPRISES, LLC | Non-weatherized gas furnaces | 92G1UH070BP08-* | 92G1UH070BP08-* | 66000 | 92.1
ALLIED AIR ENTERPRISES, LLC | Non-weatherized gas furnaces | 92G1DF070BP12-* | 92G1DF070BP12-* | 66000 | 92.1
ALLIED AIR ENTERPRISES, LLC | Non-weatherized gas furnaces | 92G1UH070BP12-* | 92AF1UH070P12B-* | 66000 | 92.1
ALLIED AIR ENTERPRISES, LLC | Non-weatherized gas furnaces | 92G1UH070BP08-* | 92AF1UH070P08B-* | 66000 | 92.1
ALLIED AIR ENTERPRISES, LLC | Non-weatherized gas furnaces | 92G1DF070BP12-* | 92AF1DF070P12B-* | 66000 | 92.1
LENNOX INDUSTRIES, INC. | Non-weatherized gas furnaces | ML193UH070XP24B-* | ML193UH070XP24B-* | 66000 | 93
LENNOX INDUSTRIES, INC. | Non-weatherized gas furnaces | ML193UH070XP36B-* | ML193UH070XP36B-* | 66000 | 93
LENNOX INDUSTRIES, INC. | Non-weatherized gas furnaces | ML193DF070XP36B-* | ML193DF070XP36B-* | 66000 | 93
ALLIED AIR ENTERPRISES, LLC | Non-weatherized gas furnaces | ML193DF070XP36B-* | A93DF1D070B12A-* | 66000 | 93
ALLIED AIR ENTERPRISES, LLC | Non-weatherized gas furnaces | ML193UH070XP36B-* | A93UH1D070B12A-* | 66000 | 93
ALLIED AIR ENTERPRISES, LLC | Non-weatherized gas furnaces | ML193UH070XP24B-* | A93UH1D070B08A-* | 66000 | 93
LENNOX INDUSTRIES, INC. | Non-weatherized gas furnaces | EL195UH070XE36B-* | EL195UH070XE36B-* | 66000 | 95
LENNOX INDUSTRIES, INC. | Non-weatherized gas furnaces | EL195DF070XE48B-* | EL195DF070XE48B-* | 66000 | 95
LENNOX INDUSTRIES, INC. | Non-weatherized gas furnaces | ML195UH070XP36B-* | ML195UH070XP36B-* | 66000 | 95
LENNOX INDUSTRIES, INC. | Non-weatherized gas furnaces | ML195DF070XP36B-* | ML195DF070XP36B-* | 66000 | 95
ALLIED AIR ENTERPRISES, LLC | Non-weatherized gas furnaces | A95DF1D070B12*-* | A95DF1D070B12*-* | 66000 | 95
ALLIED AIR ENTERPRISES, LLC | Non-weatherized gas furnaces | EL195DF070P48B-* | 95G1DF070BP12-* | 66000 | 95
ALLIED AIR ENTERPRISES, LLC | Non-weatherized gas furnaces | A95DF2E070B16*-* | 95G2DF070BE16* | 66000 | 95
ALLIED AIR ENTERPRISES, LLC | Non-weatherized gas furnaces | A95UH2E070B12*-* | 95G2UH070BE12* | 66000 | 95
ALLIED AIR ENTERPRISES, LLC | Non-weatherized gas furnaces | A95DF2E070B16*-* | A95DF2E070B16*-* | 66000 | 95
ALLIED AIR ENTERPRISES, LLC | Non-weatherized gas furnaces | A95UH2E070B12*-* | A95UH2E070B12*-* | 66000 | 95
ALLIED AIR ENTERPRISES, LLC | Non-weatherized gas furnaces | A95UH2V070B12*-* | 95G2UH070BV12-* | 66000 | 95
ALLIED AIR ENTERPRISES, LLC | Non-weatherized gas furnaces | A95DF2V070B16*-* | 95G2DF070BV16-* | 66000 | 95
ALLIED AIR ENTERPRISES, LLC | Non-weatherized gas furnaces | A95DF2V070B16*-* | A95DF2V070B16*-* | 66000 | 95
ALLIED AIR ENTERPRISES, LLC | Non-weatherized gas furnaces | A95UH2V070B12*-* | A95UH2V070B12*-* | 66000 | 95
ALLIED AIR ENTERPRISES, LLC | Non-weatherized gas furnaces | A95DF1D070B12*-* | 95AF1DF070P12B-* | 66000 | 95
AIRE-FLO | Non-weatherized gas furnaces | A95UH2V070B12*-* | 95AF2UH070V12B-* | 66000 | 95
AIRE-FLO | Non-weatherized gas furnaces | A95DF2V070B16*-* | 95AF2DF070V16B-* | 66000 | 95
ALLIED AIR ENTERPRISES, LLC | Non-weatherized gas furnaces | EL195DF070XE48B-* | A95DF1E070B16-* | 66000 | 95
ALLIED AIR ENTERPRISES, LLC | Non-weatherized gas furnaces | EL195DF070XE48B-* | 95G1DF070BE16-* | 66000 | 95
ALLIED AIR ENTERPRISES, LLC | Non-weatherized gas furnaces | ML195UH070XP36B-* | 95AF1UH070P12B-* | 66000 | 95
ALLIED AIR ENTERPRISES, LLC | Non-weatherized gas furnaces | EL195UH070XE36B-* | A95UH1E070B12-* | 66000 | 95
ALLIED AIR ENTERPRISES, LLC | Non-weatherized gas furnaces | EL195UH070XE36B-* | 95G1UH070BE12-* | 66000 | 95
ALLIED AIR ENTERPRISES, LLC | Non-weatherized gas furnaces | ML195UH070XP36B-* | 95G1UH070BP12-* | 66000 | 95
ALLIED AIR ENTERPRISES, LLC | Non-weatherized gas furnaces | ML195UH070XP36B-* | A95UH1D070B12*-* | 66000 | 95
AIREASE,ALLIED,ARMSTRONG AIR | Non-weatherized gas furnaces | EL296DF070XV48B-* | A96US2V070B12S-* | 66000 | 96
AIREASE,ALLIED,ARMSTRONG AIR | Non-weatherized gas furnaces | EL296DF070XV48B-* | A96DS2V070B16S-* | 66000 | 96
LENNOX INDUSTRIES, INC. | Non-weatherized gas furnaces | EL296DF070XV48B-* | EL296DF070XV48B-* | 66000 | 96
LENNOX INDUSTRIES, INC. | Non-weatherized gas furnaces | EL296UH070XV36B-* | EL296UH070XV36B-* | 66000 | 96
LENNOX INDUSTRIES, INC. | Non-weatherized gas furnaces | EL296UH070XE36B-* | EL296UH070XE36B-* | 66000 | 96
LENNOX INDUSTRIES, INC. | Non-weatherized gas furnaces | EL296DF070XE48B-* | EL296DF070XE48B-* | 66000 | 96
ALLIED AIR ENTERPRISES, LLC | Non-weatherized gas furnaces | EL296UH070XV36B-* | A96US2V070B12S-* | 66000 | 96
ALLIED AIR ENTERPRISES, LLC | Non-weatherized gas furnaces | EL296DF070XV48B-* | A96DS2V070B16S-* | 66000 | 96
ALLIED AIR ENTERPRISES, LLC | Non-weatherized gas furnaces | A97DSMV070B12S-* | A97DSMV070B12S-* | 66000 | 97
ALLIED AIR ENTERPRISES, LLC | Non-weatherized gas furnaces | A97USMV070B12S-* | A97USMV070B12S-* | 66000 | 97
LENNOX INDUSTRIES, INC. | Non-weatherized gas furnaces | SLP98UH070XV36B-* | SLP98UH070XV36B-* | 66000 | 97.4
LENNOX INDUSTRIES, INC. | Non-weatherized gas furnaces | SLP98DF070XV36B-* | SLP98DF070XV36B-* | 66000 | 97.5
GOODMAN MANUFACTURING CO., LP. | Non-weatherized gas furnaces | GKS90703BX | GKS90703BX | 69000 | 92.1
GOODMAN MANUFACTURING CO., LP. | Non-weatherized gas furnaces | GKS90704CX | GKS90704CX | 69000 | 92.1
AMANA HEATING AND AIR CONDITIONING | Non-weatherized gas furnaces | GKS90704CX | AKSS920704CX | 69000 | 92.1
AMANA HEATING AND AIR CONDITIONING | Non-weatherized gas furnaces | GKS90703BX | AKSS920703BX | 69000 | 92.1
DAIKIN MANUFACTURING COMPANY, L.P. | Non-weatherized gas furnaces | GKS90704CX | DK92SS0704CX | 69000 | 92.1
DAIKIN MANUFACTURING COMPANY, L.P. | Non-weatherized gas furnaces | GKS90703BX | DK92SS0703BX | 69000 | 92.1
GOODMAN MANUFACTURING CO., LP. | Non-weatherized gas furnaces | GCVC950714CX** | GCVC950714CX** | 69000 | 95
AMANA HEATING AND AIR CONDITIONING | Non-weatherized gas furnaces | GCVC950714CX** | ACVC950714CX | 69000 | 95
DAIKIN MANUFACTURING COMPANY, L.P. | Non-weatherized gas furnaces | GCVC950714CX** | DC96VC0714CX | 69000 | 95
GOODMAN MANUFACTURING CO., LP. | Non-weatherized gas furnaces | GMH950703BX | GMH950703BX | 69000 | 96.1
GOODMAN MANUFACTURING CO., LP. | Non-weatherized gas furnaces | GMH950704CX | GMH950704CX | 69000 | 96.1
GOODMAN MANUFACTURING CO., LP. | Non-weatherized gas furnaces | GMVC950704CX* | GMVC950704CX* | 69000 | 96.1
GOODMAN MANUFACTURING CO., LP. | Non-weatherized gas furnaces | GCH950703BX** | GCH950703BX** | 69000 | 96.1
GOODMAN MANUFACTURING CO., LP. | Non-weatherized gas furnaces | GCH950704CX** | GCH950704CX** | 69000 | 96.1
AMANA HEATING AND AIR CONDITIONING | Non-weatherized gas furnaces | GCH950704CX** | ACSH960704CX | 69000 | 96.1
AMANA HEATING AND AIR CONDITIONING | Non-weatherized gas furnaces | GCH950703BX** | ACSH960703BX | 69000 | 96.1
AMANA HEATING AND AIR CONDITIONING | Non-weatherized gas furnaces | GMVC950704CX* | AMVC950704CX | 69000 | 96.1
AMANA HEATING AND AIR CONDITIONING | Non-weatherized gas furnaces | GMH950703BX | AMH950703BX | 69000 | 96.1
AMANA HEATING AND AIR CONDITIONING | Non-weatherized gas furnaces | GMH950704CX | AMH950704CX | 69000 | 96.1
DAIKIN MANUFACTURING COMPANY, L.P. | Non-weatherized gas furnaces | GCH950704CX** | DC96HS0704CX | 69000 | 96.1
DAIKIN MANUFACTURING COMPANY, L.P. | Non-weatherized gas furnaces | GCH950703BX** | DC96HS0703BX | 69000 | 96.1
DAIKIN MANUFACTURING COMPANY, L.P. | Non-weatherized gas furnaces | GMVC950704CX* | DM96VC0704CX | 69000 | 96.1
DAIKIN MANUFACTURING COMPANY, L.P. | Non-weatherized gas furnaces | GMH950704CX | DM96HS0704CX | 69000 | 96.1
DAIKIN MANUFACTURING COMPANY, L.P. | Non-weatherized gas furnaces | GMH950703BX | DM96HS0703BX | 69000 | 96.1 |  |  | 207 | 72 | 18
GD MIDEA HEATING & VENTILATING EQUIPMENT CO., LTD. | Non-weatherized gas furnaces | MGS80M070A3A | MGS80M070A3A | 70000 | 80 | x
EAIR LLC | Non-weatherized gas furnaces | MGS80M070A3A | IGT80M070P12A | 70000 | 80
NORDYNE, LLC. | Non-weatherized gas furnaces | M1MB 070A ** | M1MB 070A ** | 70000 | 80
WOLF STEEL LTD. | Non-weatherized gas furnaces | MGS80M070A3A | WGS80M070A3A | 70000 | 80
NORDYNE, LLC. | Non-weatherized gas furnaces | M1MC 070A AW | M1MC 070A AW | 70000 | 80
THERMAL ZONE | Non-weatherized gas furnaces | R92PA0701317MSA | TZ92MSP070B30A | 70000 | 92
UNITED REFRIGERATION, INC. | Non-weatherized gas furnaces | R92PA0701317MSA | TZ92MSP070B30A | 70000 | 92
RHEEM SALES COMPANY, INC. | Non-weatherized gas furnaces | R92PA0701317MSA | R92PA0701317MSA | 70000 | 92
RHEEM SALES COMPANY, INC. | Non-weatherized gas furnaces | R92PA0701317MSA | W92PA0701317MSA | 70000 | 92
THERMAL ZONE | Non-weatherized gas furnaces | R95TA0701317MSA | TZ95MSX070B30A | 70000 | 95
THERMAL ZONE | Non-weatherized gas furnaces | R95PA0701317MSA | TZ95MSP070B30A | 70000 | 95
UNITED REFRIGERATION, INC. | Non-weatherized gas furnaces | R95PA0701317MSA | TZ95MSP070B30A | 70000 | 95
UNITED REFRIGERATION, INC. | Non-weatherized gas furnaces | R95TA0701317MSA | TZ95MSX070B30A | 70000 | 95
RHEEM SALES COMPANY, INC. | Non-weatherized gas furnaces | R95PA0701317MSA | R95PA0701317MSA | 70000 | 95
RHEEM SALES COMPANY, INC. | Non-weatherized gas furnaces | R95TA0701317MSA | R95TA0701317MSA | 70000 | 95
RHEEM SALES COMPANY, INC. | Non-weatherized gas furnaces | R95TA0701317MSA | S95TA0701317MSA | 70000 | 95
RHEEM SALES COMPANY, INC. | Non-weatherized gas furnaces | R95TA0701317MSA | D95TA0701317MSA | 70000 | 95
RHEEM SALES COMPANY, INC. | Non-weatherized gas furnaces | R95PA0701317MSA | S95PA0701317MSA | 70000 | 95
RHEEM SALES COMPANY, INC. | Non-weatherized gas furnaces | R95PA0701317MSA | D95PA0701317MSA | 70000 | 95
RHEEM SALES COMPANY, INC. | Non-weatherized gas furnaces | R95TA0701317MSA | W95TA0701317MSA | 70000 | 95
RHEEM SALES COMPANY, INC. | Non-weatherized gas furnaces | R95PA0701317MSA | W95PA0701317MSA | 70000 | 95
THERMAL ZONE | Non-weatherized gas furnaces | R96PA0702317MSA | TZ96MDP070B30A | 70000 | 96
THERMAL ZONE | Non-weatherized gas furnaces | R96VA0702317MSA | TZ96MDV070B30A | 70000 | 96
UNITED REFRIGERATION, INC. | Non-weatherized gas furnaces | R96VA0702317MSA | TZ96MDV070B30A | 70000 | 96
UNITED REFRIGERATION, INC. | Non-weatherized gas furnaces | R96PA0702317MSA | TZ96MDP070B30A | 70000 | 96
RHEEM SALES COMPANY, INC. | Non-weatherized gas furnaces | R96PA0702317MSA | R96PA0702317MSA | 70000 | 96
RHEEM SALES COMPANY, INC. | Non-weatherized gas furnaces | R96VA0702317MSA | R96VA0702317MSA | 70000 | 96
RHEEM SALES COMPANY, INC. | Non-weatherized gas furnaces | R96PA0702317MSA | S96PA0702317MSA | 70000 | 96
RHEEM SALES COMPANY, INC. | Non-weatherized gas furnaces | R96PA0702317MSA | D96PA0702317MSA | 70000 | 96
RHEEM SALES COMPANY, INC. | Non-weatherized gas furnaces | R96VA0702317MSA | S96VA0702317MSA | 70000 | 96
RHEEM SALES COMPANY, INC. | Non-weatherized gas furnaces | R96VA0702317MSA | W96VA0702317MSA | 70000 | 96
RHEEM SALES COMPANY, INC. | Non-weatherized gas furnaces | R96PA0702317MSA | W96PA0702317MSA | 70000 | 96
RHEEM SALES COMPANY, INC. | Non-weatherized gas furnaces | R96VA0702317MSA | U96VA0702317MSA | 70000 | 96
RHEEM SALES COMPANY, INC. | Non-weatherized gas furnaces | R96VA0702317MSA | D96VA0702317MSA | 70000 | 96
NORDYNE, LLC. | Non-weatherized gas furnaces | KG7SA 072*-35C* | KG7SA 072*-35C* | 72000 | 80
NORDYNE, LLC. | Non-weatherized gas furnaces | KG7SA 072*-24B* | KG7SA 072*-24B* | 72000 | 80
NORDYNE, LLC. | Non-weatherized gas furnaces | FG7SA 072*-35C* | FG7SA 072*-35C* | 72000 | 80
NORDYNE, LLC. | Non-weatherized gas furnaces | FG7SA 072*-24B* | FG7SA 072*-24B* | 72000 | 80
NORDYNE, LLC. | Non-weatherized gas furnaces | KG7SK 072*-24B* | KG7SK 072*-24B* | 72000 | 80
NORDYNE, LLC. | Non-weatherized gas furnaces | FG7SK 072*-24B | FG7SK 072*-24B | 72000 | 80
NORDYNE, LLC. | Non-weatherized gas furnaces | FG7SK 072*-24B | MGC2SK 072*-24B | 72000 | 80
NORDYNE, LLC. | Non-weatherized gas furnaces | FG7SK 072*-24B | KG7SK 072*-24B | 72000 | 80
NORDYNE, LLC. | Non-weatherized gas furnaces | FG7SA 072*-24B* | VG7SA 072*-24B* | 72000 | 80
NORDYNE, LLC. | Non-weatherized gas furnaces | FG7SA 072*-35C* | VG7SA 072*-35C* | 72000 | 80
HEAT CONTROLLER, INC. | Non-weatherized gas furnaces | KG7SK 072*-24B* | GDD80A072B4XE | 72000 | 80
HEAT CONTROLLER, INC. | Non-weatherized gas furnaces | FG7SA 072*-24B* | GUH80A072B4XE | 72000 | 80
HEAT CONTROLLER, INC. | Non-weatherized gas furnaces | FG7SA 072*-35C* | GUH80A072C5XE | 72000 | 80
TEXAS FURNACE, LLC | Non-weatherized gas furnaces | CCA072NH4R | CCA072NH4R | 72000 | 90.4
TEXAS FURNACE, LLC | Non-weatherized gas furnaces | CSA072NH3R | CSA072NH3R | 72000 | 90.4
TEXAS FURNACE, LLC | Non-weatherized gas furnaces | CSA072NH3RX | CSA072NH3RX | 72000 | 90.4
TEXAS FURNACE, LLC | Non-weatherized gas furnaces | CSA072NH4R | CSA072NH4R | 72000 | 90.4
TEXAS FURNACE, LLC | Non-weatherized gas furnaces | CCA072NH3R | CCA072NH3R | 72000 | 90.4
TEXAS FURNACE, LLC | Non-weatherized gas furnaces | CSA072NH4RX | CSA072NH4RX | 72000 | 90.4
WILLIAMSON-THERMOFLO | Non-weatherized gas furnaces | CSA072NH4R | WTCSA072NH4R | 72000 | 90.4
WILLIAMSON-THERMOFLO | Non-weatherized gas furnaces | CSA072NH3R | WTCSA072NH3R | 72000 | 90.4
CROWN BOILER CO. | Non-weatherized gas furnaces | CCA072NH4R | DCA072NH4R | 72000 | 90.4
CROWN BOILER CO. | Non-weatherized gas furnaces | CCA072NH3R | DCA072NH3R | 72000 | 90.4
TEXAS FURNACE, LLC | Non-weatherized gas furnaces | VSA072NH4R | VSA072NH4R | 72000 | 90.9
TEXAS FURNACE, LLC | Non-weatherized gas furnaces | VSA072NH3R | VSA072NH3R | 72000 | 90.9
TEXAS FURNACE, LLC | Non-weatherized gas furnaces | VCA072NH3R | VCA072NH3R | 72000 | 90.9
TEXAS FURNACE, LLC | Non-weatherized gas furnaces | VCA072NH4R | VCA072NH4R | 72000 | 90.9
TEXAS FURNACE, LLC | Non-weatherized gas furnaces | VSA072NH4RX | VSA072NH4RX | 72000 | 90.9
TEXAS FURNACE, LLC | Non-weatherized gas furnaces | VSA072NH3RX | VSA072NH3RX | 72000 | 90.9
WILLIAMSON-THERMOFLO | Non-weatherized gas furnaces | VSA072NH4R | WTVSA072NH4R | 72000 | 90.9
WILLIAMSON-THERMOFLO | Non-weatherized gas furnaces | VSA072NH3R | WTVSA072NH3R | 72000 | 90.9
CROWN BOILER CO. | Non-weatherized gas furnaces | VCA072NH4R | UCA072NH4R | 72000 | 90.9
CROWN BOILER CO. | Non-weatherized gas furnaces | VCA072NH3R | UCA072NH3R | 72000 | 90.9
TEXAS FURNACE, LLC | Non-weatherized gas furnaces | VSB072NH4R | VSB072NH4R | 72000 | 92
TEXAS FURNACE, LLC | Non-weatherized gas furnaces | VSB072NH3R | VSB072NH3R | 72000 | 92
NORDYNE, LLC. | Non-weatherized gas furnaces | M4RC 072D-35C | M4RC 072D-35C | 72000 | 92.1
NORDYNE, LLC. | Non-weatherized gas furnaces | FG7SL 072D-24B | FG7SL 072D-24B | 72000 | 92.1
NORDYNE, LLC. | Non-weatherized gas furnaces | FG7SC 072D-35C | FG7SC 072D-35C | 72000 | 92.1
NORDYNE, LLC. | Non-weatherized gas furnaces | FG7SC 072D-24B | FG7SC 072D-24B | 72000 | 92.1
NORDYNE, LLC. | Non-weatherized gas furnaces | FG7SL 072D-24B | MGC2SL 072D-24B | 72000 | 92.1
NORDYNE, LLC. | Non-weatherized gas furnaces | FG7SC 072D-24B | KG7SC 072D-24B | 72000 | 92.1
NORDYNE, LLC. | Non-weatherized gas furnaces | FG7SC 072D-35C | KG7SC 072D-35C | 72000 | 92.1
NORDYNE, LLC. | Non-weatherized gas furnaces | FG7SL 072D-24B | KG7SL 072D-24B | 72000 | 92.1
NORDYNE, LLC. | Non-weatherized gas furnaces | FG7SC 072D-24B | VG7SC 072D-24B | 72000 | 92.1
NORDYNE, LLC. | Non-weatherized gas furnaces | FG7SC 072D-35C | VG7SC 072D-35C | 72000 | 92.1
NORDYNE, LLC. | Non-weatherized gas furnaces | FG7SL 072D-24B | VG7SL 072D-24B | 72000 | 92.1
NORDYNE, LLC. | Non-weatherized gas furnaces | FG7SC 072D-24B | MGC2SC 072D-24B | 72000 | 92.1
NORDYNE, LLC. | Non-weatherized gas furnaces | FG7SC 072D-35C | MGC2SC 072D-35C | 72000 | 92.1
HEAT CONTROLLER, INC. | Non-weatherized gas furnaces | FG7SC 072D-24B | GUH92A072B4XE | 72000 | 92.1
HEAT CONTROLLER, INC. | Non-weatherized gas furnaces | FG7SC 072D-35C | GUH92A072C5XE | 72000 | 92.1
HEAT CONTROLLER, INC. | Non-weatherized gas furnaces | FG7SL 072D-24B | GDD92A072B4XE | 72000 | 92.1
NORDYNE, LLC. | Non-weatherized gas furnaces | FG7SM 072D-35C | FG7SM 072D-35C | 72000 | 95
NORDYNE, LLC. | Non-weatherized gas furnaces | FG7SD 072D-35C | FG7SD 072D-35C | 72000 | 95
NORDYNE, LLC. | Non-weatherized gas furnaces | FG7SD 072D-35C | KG7SD 072D-35C | 72000 | 95
NORDYNE, LLC. | Non-weatherized gas furnaces | FG7SM 072D-35C | MGC2SM 072D-35C | 72000 | 95
NORDYNE, LLC. | Non-weatherized gas furnaces | FG7SD 072D-35C | VG7SD 072D-35C | 72000 | 95
NORDYNE, LLC. | Non-weatherized gas furnaces | FG7SM 072D-35C | VG7SM 072D-35C | 72000 | 95
NORDYNE, LLC. | Non-weatherized gas furnaces | FG7SM 072D-35C | KG7SM 072D-35C | 72000 | 95
NORDYNE, LLC. | Non-weatherized gas furnaces | FG7SD 072D-35C | MGC2SD 072D-35C | 72000 | 95
HEAT CONTROLLER, INC. | Non-weatherized gas furnaces | FG7SD 072D-35C | GUH95A072C5XE | 72000 | 95
HEAT CONTROLLER, INC. | Non-weatherized gas furnaces | FG7SM 072D-35C | GDD95A072C5XE | 72000 | 95
NORDYNE, LLC. | Non-weatherized gas furnaces | M7RL 072A *** | M7RL 072A *** | 72000 | 95.1 | 96 | 78 | 35
RHEEM | Non-weatherized gas furnaces | R801PA075317ZSA | R801PA075317ZSA | 75000 | 80
RHEEM | Non-weatherized gas furnaces | R801PA075417ZSA | R801PA075417ZSA | 75000 | 80
RHEEM | Non-weatherized gas furnaces | R801SA075317ZSA | R801SA075317ZSA | 75000 | 80
RHEEM | Non-weatherized gas furnaces | R801SA075417ZSA | R801SA075417ZSA | 75000 | 80
WEATHERKING | Non-weatherized gas furnaces | R801SA075317ZSA | W801SA075317ZSA | 75000 | 80
WEATHERKING | Non-weatherized gas furnaces | R801PA075417ZSA | W801PA075417ZSA | 75000 | 80
WEATHERKING | Non-weatherized gas furnaces | R801PA075317ZSA | W801PA075317ZSA | 75000 | 80
SURE | Non-weatherized gas furnaces | R801SA075317ZSA | S801SA075317ZSA | 75000 | 80
SURE | Non-weatherized gas furnaces | R801PA075417ZSA | S801PA075417ZSA | 75000 | 80
SURE | Non-weatherized gas furnaces | R801PA075317ZSA | S801PA075317ZSA | 75000 | 80
RUUD | Non-weatherized gas furnaces | R801SA075417ZSA | R80SA075417ZSA | 75000 | 80
DUROGUARD | Non-weatherized gas furnaces | R801SA075317ZSA | D801SA075317ZSA | 75000 | 80
DUROGUARD | Non-weatherized gas furnaces | R801PA075417ZSA | D801PA075417ZSA | 75000 | 80
DUROGUARD | Non-weatherized gas furnaces | R801PA075317ZSA | D801PA075317ZSA | 75000 | 80
THERMAL ZONE | Non-weatherized gas furnaces | R801PA075317ZSA | TZ80DSP075B30SA | 75000 | 80
THERMAL ZONE | Non-weatherized gas furnaces | R801PA075417ZSA | TZ80DSP075B40SA | 75000 | 80
THERMAL ZONE | Non-weatherized gas furnaces | R801SA075317ZSA | TZ80DSS075B30SA | 75000 | 80
DUROGUARD | Non-weatherized gas furnaces | R801PA075417MSA | D801PA075417MSA | 75000 | 80
DUROGUARD | Non-weatherized gas furnaces | R801PA075417MXA | D801PA075417MXA | 75000 | 80
DUROGUARD | Non-weatherized gas furnaces | R801SA075417MSA | D801SA075417MSA | 75000 | 80
DUROGUARD | Non-weatherized gas furnaces | R801SA075417MXA | D801SA075417MXA | 75000 | 80
SURE | Non-weatherized gas furnaces | R801PA075417MSA | S801PA075417MSA | 75000 | 80
SURE | Non-weatherized gas furnaces | R801PA075417MXA | S801PA075417MXA | 75000 | 80
SURE | Non-weatherized gas furnaces | R801SA075417MSA | S801SA075417MSA | 75000 | 80
SURE | Non-weatherized gas furnaces | R801SA075417MXA | S801SA075417MXA | 75000 | 80
WEATHERKING | Non-weatherized gas furnaces | R801PA075417MSA | W801PA075417MSA | 75000 | 80
WEATHERKING | Non-weatherized gas furnaces | R801PA075417MXA | W801PA075417MXA | 75000 | 80
WEATHERKING | Non-weatherized gas furnaces | R801SA075417MSA | W801SA075417MSA | 75000 | 80
WEATHERKING | Non-weatherized gas furnaces | R801SA075417MXA | W801SA075417MXA | 75000 | 80
RHEEM | Non-weatherized gas furnaces | R801SA075417MXA | R801SA075417MXA | 75000 | 80
RHEEM | Non-weatherized gas furnaces | R801SA075417MSA | R801SA075417MSA | 75000 | 80
RHEEM | Non-weatherized gas furnaces | R801PA075417MXA | R801PA075417MXA | 75000 | 80
RHEEM | Non-weatherized gas furnaces | R801PA075417MSA | R801PA075417MSA | 75000 | 80
THERMAL ZONE | Non-weatherized gas furnaces | R801PA075417MXA | TZ80MSP075B40XA | 75000 | 80
THERMAL ZONE | Non-weatherized gas furnaces | R801PA075417MSA | TZ80MSP075B40SA | 75000 | 80
WEATHERKING | Non-weatherized gas furnaces | R801TA075521ZSA | W801TA075521ZSA | 75000 | 80
WEATHERKING | Non-weatherized gas furnaces | R801TA075317ZSA | W801TA075317ZSA | 75000 | 80
WEATHERKING | Non-weatherized gas furnaces | R801SA075417ZSA | W801SA075417ZSA | 75000 | 80
WEATHERKING | Non-weatherized gas furnaces | R801SA075317ZXA | W801SA075317ZXA | 75000 | 80
SURE | Non-weatherized gas furnaces | R801TA075521ZSA | S801TA075521ZSA | 75000 | 80
SURE | Non-weatherized gas furnaces | R801TA075317ZSA | S801TA075317ZSA | 75000 | 80
SURE | Non-weatherized gas furnaces | R801SA075317ZXA | S801SA075317ZXA | 75000 | 80
DUROGUARD | Non-weatherized gas furnaces | R801TA075521ZSA | D801TA075521ZSA | 75000 | 80
DUROGUARD | Non-weatherized gas furnaces | R801TA075317ZSA | D801TA075317ZSA | 75000 | 80
DUROGUARD | Non-weatherized gas furnaces | R801SA075417ZSA | D801SA075417ZSA | 75000 | 80
DUROGUARD | Non-weatherized gas furnaces | R801SA075317ZXA | D801SA075317ZXA | 75000 | 80
RHEEM | Non-weatherized gas furnaces | R801SA075317ZXA | R801SA075317ZXA | 75000 | 80
RHEEM | Non-weatherized gas furnaces | RGLN-07(E,N)AMGR | R801SA075417ZXA | 75000 | 80
RHEEM | Non-weatherized gas furnaces | R801TA075317ZSA | R801TA075317ZSA | 75000 | 80
RHEEM | Non-weatherized gas furnaces | R801TA075521ZSA | R801TA075521ZSA | 75000 | 80
RHEEM | Non-weatherized gas furnaces | R802PA075317ZSA | R802PA075317ZSA | 75000 | 80
RHEEM | Non-weatherized gas furnaces | R802PA075317ZXA | R802PA075317ZXA | 75000 | 80
WEATHERKING | Non-weatherized gas furnaces | R802VA075417ZXA | W802VA075417ZXA | 75000 | 80
WEATHERKING | Non-weatherized gas furnaces | R802VA075417ZSA | W802VA075417ZSA | 75000 | 80
WEATHERKING | Non-weatherized gas furnaces | R802VA075317ZXA | W802VA075317ZXA | 75000 | 80
WEATHERKING | Non-weatherized gas furnaces | R802VA075317ZSA | W802VA075317ZSA | 75000 | 80
WEATHERKING | Non-weatherized gas furnaces | R802PA075317ZXA | W802PA075317ZXA | 75000 | 80
WEATHERKING | Non-weatherized gas furnaces | R802PA075317ZSA | W802PA075317ZSA | 75000 | 80
SURE | Non-weatherized gas furnaces | R802VA075417ZXA | S802VA075417ZXA | 75000 | 80
SURE | Non-weatherized gas furnaces | R802VA075417ZSA | S802VA075417ZSA | 75000 | 80
SURE | Non-weatherized gas furnaces | R802VA075317ZXA | S802VA075317ZXA | 75000 | 80
SURE | Non-weatherized gas furnaces | R802VA075317ZSA | S802VA075317ZSA | 75000 | 80
SURE | Non-weatherized gas furnaces | R802PA075317ZXA | S802PA075317ZXA | 75000 | 80
SURE | Non-weatherized gas furnaces | R802PA075317ZSA | S802PA075317ZSA | 75000 | 80
RUUD | Non-weatherized gas furnaces | R802VA075417ZXA | U802VA075417ZXA | 75000 | 80
RUUD | Non-weatherized gas furnaces | R802VA075417ZSA | U802VA075417ZSA | 75000 | 80
RUUD | Non-weatherized gas furnaces | R802VA075317ZXA | U802VA075317ZXA | 75000 | 80
RUUD | Non-weatherized gas furnaces | R802VA075317ZSA | U802VA075317ZSA | 75000 | 80
DUROGUARD | Non-weatherized gas furnaces | R802VA075417ZXA | D802VA075417ZXA | 75000 | 80
DUROGUARD | Non-weatherized gas furnaces | R802VA075417ZSA | D802VA075417ZSA | 75000 | 80
DUROGUARD | Non-weatherized gas furnaces | R802VA075317ZXA | D802VA075317ZXA | 75000 | 80
DUROGUARD | Non-weatherized gas furnaces | R802VA075317ZSA | D802VA075317ZSA | 75000 | 80
DUROGUARD | Non-weatherized gas furnaces | R802PA075317ZXA | D802PA075317ZXA | 75000 | 80
DUROGUARD | Non-weatherized gas furnaces | R802PA075317ZSA | D802PA075317ZSA | 75000 | 80
RHEEM | Non-weatherized gas furnaces | R802VA075417ZXA | R802VA075417ZXA | 75000 | 80
RHEEM | Non-weatherized gas furnaces | R802VA075417ZSA | R802VA075417ZSA | 75000 | 80
RHEEM | Non-weatherized gas furnaces | R802VA075317ZXA | R802VA075317ZXA | 75000 | 80
RHEEM | Non-weatherized gas furnaces | R802VA075317ZSA | R802VA075317ZSA | 75000 | 80
RHEEM | Non-weatherized gas furnaces | R802VA075421ZXA | R802VA075421ZXA | 75000 | 80
RHEEM | Non-weatherized gas furnaces | R802VA075421ZSA | R802VA075421ZSA | 75000 | 80
RHEEM | Non-weatherized gas furnaces | R802PA075417MXA | R802PA075417MXA | 75000 | 80
RHEEM | Non-weatherized gas furnaces | R802PA075417MSA | R802PA075417MSA | 75000 | 80
WEATHERKING | Non-weatherized gas furnaces | R801TA075521ZXA | W801TA075521ZXA | 75000 | 80
WEATHERKING | Non-weatherized gas furnaces | R801TA075317ZXA | W801TA075317ZXA | 75000 | 80
WEATHERKING | Non-weatherized gas furnaces | R801PA075417ZXA | W801PA075417ZXA | 75000 | 80
WEATHERKING | Non-weatherized gas furnaces | R801PA075317ZXA | W801PA075317ZXA | 75000 | 80
SURE | Non-weatherized gas furnaces | R801TA075521ZXA | S801TA075521ZXA | 75000 | 80
SURE | Non-weatherized gas furnaces | R801TA075317ZXA | S801TA075317ZXA | 75000 | 80
SURE | Non-weatherized gas furnaces | R801PA075417ZXA | S801PA075417ZXA | 75000 | 80
SURE | Non-weatherized gas furnaces | R801PA075317ZXA | S801PA075317ZXA | 75000 | 80
DUROGUARD | Non-weatherized gas furnaces | R801TA075521ZXA | D801TA075521ZXA | 75000 | 80
DUROGUARD | Non-weatherized gas furnaces | R801TA075317ZXA | D801TA075317ZXA | 75000 | 80
DUROGUARD | Non-weatherized gas furnaces | R801PA075417ZXA | D801PA075417ZXA | 75000 | 80
DUROGUARD | Non-weatherized gas furnaces | R801PA075317ZXA | D801PA075317ZXA | 75000 | 80
RHEEM | Non-weatherized gas furnaces | R801TA075521ZXA | R801TA075521ZXA | 75000 | 80
RHEEM | Non-weatherized gas furnaces | R801TA075317ZXA | R801TA075317ZXA | 75000 | 80
RHEEM | Non-weatherized gas furnaces | R801PA075417ZXA | R801PA075417ZXA | 75000 | 80
RHEEM | Non-weatherized gas furnaces | R801PA075317ZXA | R801PA075317ZXA | 75000 | 80
THERMAL ZONE | Non-weatherized gas furnaces | R801SA075417MXA | TZ80MSS075B40XA | 75000 | 80
THERMAL ZONE | Non-weatherized gas furnaces | R801SA075417MSA | TZ80MSS075B40SA | 75000 | 80
THERMAL ZONE | Non-weatherized gas furnaces | RGLN-07(E,N)AMGR | TZ80DSS075B40XA | 75000 | 80
THERMAL ZONE | Non-weatherized gas furnaces | R801SA075417ZSA | TZ80DSS075B40SA | 75000 | 80
THERMAL ZONE | Non-weatherized gas furnaces | R801PA075317ZXA | TZ80DSP075B30XA | 75000 | 80
THERMAL ZONE | Non-weatherized gas furnaces | R801PA075417ZXA | TZ80DSP075B40XA | 75000 | 80
THERMAL ZONE | Non-weatherized gas furnaces | R801SA075317ZXA | TZ80DSS075B30XA | 75000 | 80
THERMAL ZONE | Non-weatherized gas furnaces | R801TA075317ZSA | TZ80DSX075B30SA | 75000 | 80
THERMAL ZONE | Non-weatherized gas furnaces | R801TA075317ZXA | TZ80DSX075B30XA | 75000 | 80
THERMAL ZONE | Non-weatherized gas furnaces | R801TA075521ZSA | TZ80DSX075C50SA | 75000 | 80
WEATHERKING | Non-weatherized gas furnaces | R802VA075421ZXA | W802VA075421ZXA | 75000 | 80
WEATHERKING | Non-weatherized gas furnaces | R802VA075421ZSA | W802VA075421ZSA | 75000 | 80
WEATHERKING | Non-weatherized gas furnaces | R802PA075417MXA | W802PA075417MXA | 75000 | 80
WEATHERKING | Non-weatherized gas furnaces | R802PA075417MSA | W802PA075417MSA | 75000 | 80
SURE | Non-weatherized gas furnaces | R802VA075421ZXA | S802VA075421ZXA | 75000 | 80
SURE | Non-weatherized gas furnaces | R802VA075421ZSA | S802VA075421ZSA | 75000 | 80
SURE | Non-weatherized gas furnaces | R802PA075417MXA | S802PA075417MXA | 75000 | 80
RUUD | Non-weatherized gas furnaces | R802VA075421ZXA | U802VA075421ZXA | 75000 | 80
RUUD | Non-weatherized gas furnaces | R802VA075421ZSA | U802VA075421ZSA | 75000 | 80
DUROGUARD | Non-weatherized gas furnaces | R802VA075421ZXA | D802VA075421ZXA | 75000 | 80
DUROGUARD | Non-weatherized gas furnaces | R802VA075421ZSA | D802VA075421ZSA | 75000 | 80
DUROGUARD | Non-weatherized gas furnaces | R802PA075417MXA | D802PA075417MXA | 75000 | 80
DUROGUARD | Non-weatherized gas furnaces | R802PA075417MSA | D802PA075417MSA | 75000 | 80
THERMAL ZONE | Non-weatherized gas furnaces | R802PA075317ZSA | TZ80DDP075B30SA | 75000 | 80
THERMAL ZONE | Non-weatherized gas furnaces | R802PA075317ZXA | TZ80DDP075B30XA | 75000 | 80
THERMAL ZONE | Non-weatherized gas furnaces | R802VA075317ZSA | TZ80DDV075B30SA | 75000 | 80
THERMAL ZONE | Non-weatherized gas furnaces | R802VA075317ZXA | TZ80DDV075B30XA | 75000 | 80
THERMAL ZONE | Non-weatherized gas furnaces | R802VA075421ZSA | TZ80DDV075C40SA | 75000 | 80
THERMAL ZONE | Non-weatherized gas furnaces | R802VA075421ZXA | TZ80DDV075C40XA | 75000 | 80
THERMAL ZONE | Non-weatherized gas furnaces | R801TA075521ZXA | TZ80DSX075C50XA | 75000 | 80
THERMAL ZONE | Non-weatherized gas furnaces | R802PA075417MSA | TZ80MDP075B40SA | 75000 | 80
THERMAL ZONE | Non-weatherized gas furnaces | R802PA075417MXA | TZ80MDP075B40XA | 75000 | 80
WEATHERKING | Non-weatherized gas furnaces | R801TA075417MXA | W801TA075417MXA | 75000 | 80
WEATHERKING | Non-weatherized gas furnaces | R801TA075417MSA | W801TA075417MSA | 75000 | 80
SURE | Non-weatherized gas furnaces | R801TA075417MXA | S801TA075417MXA | 75000 | 80
SURE | Non-weatherized gas furnaces | R801TA075417MSA | S801TA075417MSA | 75000 | 80
DUROGUARD | Non-weatherized gas furnaces | R801TA075417MXA | D801TA075417MXA | 75000 | 80
DUROGUARD | Non-weatherized gas furnaces | R801TA075417MSA | D801TA075417MSA | 75000 | 80
RHEEM, RUUD | Non-weatherized gas furnaces | R801TA075417MXA | R801TA075417MXA | 75000 | 80
RHEEM, RUUD | Non-weatherized gas furnaces | R801TA075417MSA | R801TA075417MSA | 75000 | 80
THERMAL ZONE | Non-weatherized gas furnaces | R801TA075417MSA | TZ80MSX075B40SA | 75000 | 80
THERMAL ZONE | Non-weatherized gas furnaces | R801TA075417MXA | TZ80MSX075B40XA | 75000 | 80
RHEEM SALES COMPANY, INC. | Non-weatherized gas furnaces | R802VA075421MSA | W802VA0754231MSA | 75000 | 80
ALLIED AIR ENTERPRISES, LLC | Non-weatherized gas furnaces | FPBB075A4* | FPBB075A4* | 75000 | 80
ALLIED AIR ENTERPRISES, LLC | Non-weatherized gas furnaces | FPBB075A3* | FPBB075A3* | 75000 | 80
UNITED REFRIGERATION, INC. | Non-weatherized gas furnaces | R802VA075421ZXB | TZ80DDV075C40XB | 75000 | 80
UNITED REFRIGERATION, INC. | Non-weatherized gas furnaces | R802VA075421ZSB | TZ80DDV075C40SB | 75000 | 80
UNITED REFRIGERATION, INC. | Non-weatherized gas furnaces | R802VA075421MXA | TZ80MDV075C50XA | 75000 | 80
UNITED REFRIGERATION, INC. | Non-weatherized gas furnaces | R802VA075317ZXB | TZ80DDV075B30XB | 75000 | 80
UNITED REFRIGERATION, INC. | Non-weatherized gas furnaces | R802VA075317ZSB | TZ80DDV075B30SB | 75000 | 80
UNITED REFRIGERATION, INC. | Non-weatherized gas furnaces | R801TA075521ZXB | TZ80DSX075B50XB | 75000 | 80
UNITED REFRIGERATION, INC. | Non-weatherized gas furnaces | R801TA075521ZSB | TZ80DSX075B50SB | 75000 | 80
UNITED REFRIGERATION, INC. | Non-weatherized gas furnaces | R801TA075421MXA | TZ80MSX075C40XA | 75000 | 80
UNITED REFRIGERATION, INC. | Non-weatherized gas furnaces | R801TA075421MSA | TZ80MSX075C40SA | 75000 | 80
UNITED REFRIGERATION, INC. | Non-weatherized gas furnaces | R801TA075317ZXB | TZ80DSX075B30XB | 75000 | 80
UNITED REFRIGERATION, INC. | Non-weatherized gas furnaces | R802VA075417ZXA | TZ80DDV075B40XA | 75000 | 80
UNITED REFRIGERATION, INC. | Non-weatherized gas furnaces | R802VA075417ZSA | TZ80DDV075B40SA | 75000 | 80
UNITED REFRIGERATION, INC. | Non-weatherized gas furnaces | R802VA075421MXA | TZ80MDV075C40XA | 75000 | 80
UNITED REFRIGERATION, INC. | Non-weatherized gas furnaces | R802VA075421MSA | TZ80MDV075C40SA | 75000 | 80
UNITED REFRIGERATION, INC. | Non-weatherized gas furnaces | R802VA075317MXA | TZ80MDV075B40XA | 75000 | 80
UNITED REFRIGERATION, INC. | Non-weatherized gas furnaces | R802VA075317MXA | TZ80MDV075B30XA | 75000 | 80
UNITED REFRIGERATION, INC. | Non-weatherized gas furnaces | R802VA075317MSA | TZ80MDV075B40SA | 75000 | 80
UNITED REFRIGERATION, INC. | Non-weatherized gas furnaces | R802VA075317MSA | TZ80MDV075B30SA | 75000 | 80
UNITED REFRIGERATION, INC. | Non-weatherized gas furnaces | R801TA075521ZSA | TZ80DSX075C50SA | 75000 | 80
UNITED REFRIGERATION, INC. | Non-weatherized gas furnaces | R801TA075317ZXA | TZ80DSX075B30XA | 75000 | 80
UNITED REFRIGERATION, INC. | Non-weatherized gas furnaces | R801TA075317ZSA | TZ80DSX075B30SA | 75000 | 80
UNITED REFRIGERATION, INC. | Non-weatherized gas furnaces | R801SA075317ZXA | TZ80DSS075B30XA | 75000 | 80
UNITED REFRIGERATION, INC. | Non-weatherized gas furnaces | R801PA075417ZXA | TZ80DSP075B40XA | 75000 | 80
UNITED REFRIGERATION, INC. | Non-weatherized gas furnaces | R801PA075317ZXA | TZ80DSP075B30XA | 75000 | 80
UNITED REFRIGERATION, INC. | Non-weatherized gas furnaces | R801TA075417MXA | TZ80MSX075B40XA | 75000 | 80
UNITED REFRIGERATION, INC. | Non-weatherized gas furnaces | R802VA075421ZXA | TZ80DDV075C40XA | 75000 | 80
UNITED REFRIGERATION, INC. | Non-weatherized gas furnaces | R802VA075421ZSA | TZ80DDV075C40SA | 75000 | 80
UNITED REFRIGERATION, INC. | Non-weatherized gas furnaces | R802VA075317ZXA | TZ80DDV075B30XA | 75000 | 80
UNITED REFRIGERATION, INC. | Non-weatherized gas furnaces | R802VA075317ZSA | TZ80DDV075B30SA | 75000 | 80
UNITED REFRIGERATION, INC. | Non-weatherized gas furnaces | R802PA075317ZXA | TZ80DDP075B30XA | 75000 | 80
UNITED REFRIGERATION, INC. | Non-weatherized gas furnaces | R802PA075317ZSA | TZ80DDP075B30SA | 75000 | 80
UNITED REFRIGERATION, INC. | Non-weatherized gas furnaces | R801TA075521ZXA | TZ80DSX075C50XA | 75000 | 80
UNITED REFRIGERATION, INC. | Non-weatherized gas furnaces | R802PA075417MXA | TZ80MDP075B40XA | 75000 | 80
UNITED REFRIGERATION, INC. | Non-weatherized gas furnaces | R802PA075417MSA | TZ80MDP075B40SA | 75000 | 80
UNITED REFRIGERATION, INC. | Non-weatherized gas furnaces | R801TA075417MSA | TZ80MSX075B40SA | 75000 | 80
UNITED REFRIGERATION, INC. | Non-weatherized gas furnaces | RGLN-07(E,N)AMGR | TZ80DSS075B40XA | 75000 | 80
UNITED REFRIGERATION, INC. | Non-weatherized gas furnaces | R801SA075417ZSA | TZ80DSS075B40SA | 75000 | 80
UNITED REFRIGERATION, INC. | Non-weatherized gas furnaces | R801SA075417MXA | TZ80MSS075B40XA | 75000 | 80
UNITED REFRIGERATION, INC. | Non-weatherized gas furnaces | R801SA075417MSA | TZ80MSS075B40SA | 75000 | 80
UNITED REFRIGERATION, INC. | Non-weatherized gas furnaces | R801PA075417MSA | TZ80MSP075B40SA | 75000 | 80
UNITED REFRIGERATION, INC. | Non-weatherized gas furnaces | R801PA075417MXA | TZ80MSP075B40XA | 75000 | 80
UNITED REFRIGERATION, INC. | Non-weatherized gas furnaces | R801SA075317ZSA | TZ80DSS075B30SA | 75000 | 80
UNITED REFRIGERATION, INC. | Non-weatherized gas furnaces | R801PA075417ZSA | TZ80DSP075B40SA | 75000 | 80
UNITED REFRIGERATION, INC. | Non-weatherized gas furnaces | R801PA075317ZSA | TZ80DSP075B30SA | 75000 | 80
UNITED REFRIGERATION, INC. | Non-weatherized gas furnaces | RGLT-07(E,N)BRQR | TZ81DN754T(B,X) | 75000 | 80
UNITED REFRIGERATION, INC. | Non-weatherized gas furnaces | RGPT-07(E,N)AMKR | TZ81UH753T(B,BX) | 75000 | 80
UNITED REFRIGERATION, INC. | Non-weatherized gas furnaces | RGPT-07(E,N)BRQR | TZ81UH754T(B,BX) | 75000 | 80
UNITED REFRIGERATION, INC. | Non-weatherized gas furnaces | RGLT-07(E,N)AMKR | TZ81DN753T(B,X) | 75000 | 80
UNITED REFRIGERATION, INC. | Non-weatherized gas furnaces | RGPS-07(E,N)AMGR | TZ81U(H,HN)754TA | 75000 | 80
UNITED REFRIGERATION, INC. | Non-weatherized gas furnaces | RGPS-07(E,N)AMER | TZ81U(H,HN)753TA | 75000 | 80
RHEEM SALES COMPANY, INC. | Non-weatherized gas furnaces | RGLE-07(E,N)AMKR | RGLE-07(E,N)AMKR | 75000 | 80
RHEEM SALES COMPANY, INC. | Non-weatherized gas furnaces | RGLE-07(E,N)BRQR | RGLE-07(E,N)BRQR | 75000 | 80
RHEEM SALES COMPANY, INC. | Non-weatherized gas furnaces | RGLN-07(E,N)AMER | RGLN-07(E,N)AMER | 75000 | 80
RHEEM SALES COMPANY, INC. | Non-weatherized gas furnaces | RGLN-07(E,N)AMGR | RGLN-07(E,N)AMGR | 75000 | 80
RHEEM SALES COMPANY, INC. | Non-weatherized gas furnaces | RGLQ-07(E,N)AMER | RGLQ-07(E,N)AMER | 75000 | 80
RHEEM SALES COMPANY, INC. | Non-weatherized gas furnaces | RGLN-07(E,N)AMGR | RGLS-07(E,N)AMGR | 75000 | 80
RHEEM SALES COMPANY, INC. | Non-weatherized gas furnaces | RGLS-07(E,N)AUER | RGLS-07(E,N)AUER | 75000 | 80
RHEEM SALES COMPANY, INC. | Non-weatherized gas furnaces | RGLT-07(E,N)AMKR | RGLT-07(E,N)AMKR | 75000 | 80
RHEEM SALES COMPANY, INC. | Non-weatherized gas furnaces | RGLT-07(E,N)BRQR | RGLT-07(E,N)BRQR | 75000 | 80
RHEEM SALES COMPANY, INC. | Non-weatherized gas furnaces | RGPE-07(E,N)AMKR | RGPE-07(E,N)AMKR | 75000 | 80
RHEEM SALES COMPANY, INC. | Non-weatherized gas furnaces | RGPE-07(E,N)BRQR | RGPE-07(E,N)BRQR | 75000 | 80
RHEEM SALES COMPANY, INC. | Non-weatherized gas furnaces | RGPN-07(E,N)AMER | RGPN-07(E,N)AMER | 75000 | 80
RHEEM SALES COMPANY, INC. | Non-weatherized gas furnaces | RGPN-07(E,N)AMGR | RGPN-07(E,N)AMGR | 75000 | 80
RHEEM SALES COMPANY, INC. | Non-weatherized gas furnaces | RGPQ-07(E,N)AMER | RGPQ-07(E,N)AMER | 75000 | 80
RHEEM SALES COMPANY, INC. | Non-weatherized gas furnaces | RGPQ-07(E,N)AMGR | RGPQ-07(E,N)AMGR | 75000 | 80
RHEEM SALES COMPANY, INC. | Non-weatherized gas furnaces | RGPS-07(E,N)AMER | RGPS-07(E,N)AMER | 75000 | 80
RHEEM SALES COMPANY, INC. | Non-weatherized gas furnaces | RGPS-07(E,N)AMGR | RGPS-07(E,N)AMGR | 75000 | 80
RHEEM SALES COMPANY, INC. | Non-weatherized gas furnaces | RGPT-07(E,N)AMKR | RGPT-07(E,N)AMKR | 75000 | 80
RHEEM SALES COMPANY, INC. | Non-weatherized gas furnaces | RGPT-07(E,N)BRQR | RGPT-07(E,N)BRQR | 75000 | 80
RHEEM SALES COMPANY, INC. | Non-weatherized gas furnaces | R801PA075317ZSA | R801PA075317ZSA | 75000 | 80
RHEEM SALES COMPANY, INC. | Non-weatherized gas furnaces | R801PA075417ZSA | R801PA075417ZSA | 75000 | 80
RHEEM SALES COMPANY, INC. | Non-weatherized gas furnaces | R801SA075317ZSA | R801SA075317ZSA | 75000 | 80
RHEEM SALES COMPANY, INC. | Non-weatherized gas furnaces | R801SA075417ZSA | R801SA075417ZSA | 75000 | 80
RHEEM SALES COMPANY, INC. | Non-weatherized gas furnaces | R801PA075417MSA | R801PA075417MSA | 75000 | 80
RHEEM SALES COMPANY, INC. | Non-weatherized gas furnaces | R801PA075417MXA | R801PA075417MXA | 75000 | 80
RHEEM SALES COMPANY, INC. | Non-weatherized gas furnaces | R801SA075417MSA | R801SA075417MSA | 75000 | 80
RHEEM SALES COMPANY, INC. | Non-weatherized gas furnaces | R801SA075417MXA | R801SA075417MXA | 75000 | 80
RHEEM SALES COMPANY, INC. | Non-weatherized gas furnaces | R801SA075317ZXA | R801SA075317ZXA | 75000 | 80
RHEEM SALES COMPANY, INC. | Non-weatherized gas furnaces | RGLN-07(E,N)AMGR | R801SA075417ZXA | 75000 | 80
RHEEM SALES COMPANY, INC. | Non-weatherized gas furnaces | R801TA075317ZSA | R801TA075317ZSA | 75000 | 80
RHEEM SALES COMPANY, INC. | Non-weatherized gas furnaces | R801TA075521ZSA | R801TA075521ZSA | 75000 | 80
RHEEM SALES COMPANY, INC. | Non-weatherized gas furnaces | R802PA075317ZSA | R802PA075317ZSA | 75000 | 80
RHEEM SALES COMPANY, INC. | Non-weatherized gas furnaces | R802PA075317ZXA | R802PA075317ZXA | 75000 | 80
RHEEM SALES COMPANY, INC. | Non-weatherized gas furnaces | R802VA075317ZSA | R802VA075317ZSA | 75000 | 80
RHEEM SALES COMPANY, INC. | Non-weatherized gas furnaces | R802VA075317ZXA | R802VA075317ZXA | 75000 | 80
RHEEM SALES COMPANY, INC. | Non-weatherized gas furnaces | R802VA075417ZSA | R802VA075417ZSA | 75000 | 80
RHEEM SALES COMPANY, INC. | Non-weatherized gas furnaces | R802VA075417ZXA | R802VA075417ZXA | 75000 | 80
RHEEM SALES COMPANY, INC. | Non-weatherized gas furnaces | R802PA075417MSA | R802PA075417MSA | 75000 | 80
RHEEM SALES COMPANY, INC. | Non-weatherized gas furnaces | R802PA075417MXA | R802PA075417MXA | 75000 | 80
RHEEM SALES COMPANY, INC. | Non-weatherized gas furnaces | R802VA075421ZSA | R802VA075421ZSA | 75000 | 80
RHEEM SALES COMPANY, INC. | Non-weatherized gas furnaces | R802VA075421ZXA | R802VA075421ZXA | 75000 | 80
RHEEM SALES COMPANY, INC. | Non-weatherized gas furnaces | R801PA075317ZXA | R801PA075317ZXA | 75000 | 80
RHEEM SALES COMPANY, INC. | Non-weatherized gas furnaces | R801PA075417ZXA | R801PA075417ZXA | 75000 | 80
RHEEM SALES COMPANY, INC. | Non-weatherized gas furnaces | R801TA075317ZXA | R801TA075317ZXA | 75000 | 80
RHEEM SALES COMPANY, INC. | Non-weatherized gas furnaces | R801TA075521ZXA | R801TA075521ZXA | 75000 | 80
RHEEM SALES COMPANY, INC. | Non-weatherized gas furnaces | R801TA075417MSA | R801TA075417MSA | 75000 | 80
RHEEM SALES COMPANY, INC. | Non-weatherized gas furnaces | R801TA075417MXA | R801TA075417MXA | 75000 | 80
RHEEM SALES COMPANY, INC. | Non-weatherized gas furnaces | R802VA075317MSA | R802VA075317MSA | 75000 | 80
RHEEM SALES COMPANY, INC. | Non-weatherized gas furnaces | R802VA075317MXA | R802VA075317MXA | 75000 | 80
RHEEM SALES COMPANY, INC. | Non-weatherized gas furnaces | R802VA075421MSA | R802VA075421MSA | 75000 | 80
RHEEM SALES COMPANY, INC. | Non-weatherized gas furnaces | R802VA075421MXA | R802VA075421MXA | 75000 | 80
RHEEM SALES COMPANY, INC. | Non-weatherized gas furnaces | R801TA075317ZXB | R801TA075317ZXB | 75000 | 80
RHEEM SALES COMPANY, INC. | Non-weatherized gas furnaces | R801TA075421MSA | R801TA075421MSA | 75000 | 80
RHEEM SALES COMPANY, INC. | Non-weatherized gas furnaces | R801TA075421MXA | R801TA075421MXA | 75000 | 80
RHEEM SALES COMPANY, INC. | Non-weatherized gas furnaces | R801TA075521ZSB | R801TA075521ZSB | 75000 | 80
RHEEM SALES COMPANY, INC. | Non-weatherized gas furnaces | R801TA075521ZXB | R801TA075521ZXB | 75000 | 80
RHEEM SALES COMPANY, INC. | Non-weatherized gas furnaces | R802VA075421ZSB | R802VA075421ZSB | 75000 | 80
RHEEM SALES COMPANY, INC. | Non-weatherized gas furnaces | R802VA075317ZXB | R802VA075317ZXB | 75000 | 80
RHEEM SALES COMPANY, INC. | Non-weatherized gas furnaces | R802VA075317ZSB | R802VA075317ZSB | 75000 | 80
RHEEM SALES COMPANY, INC. | Non-weatherized gas furnaces | R802VA075421ZXB | R802VA075421ZXB | 75000 | 80
RHEEM SALES COMPANY, INC. | Non-weatherized gas furnaces | RGPE-07(E,N)BRQR | GF80V2U075AW48 | 75000 | 80
RHEEM SALES COMPANY, INC. | Non-weatherized gas furnaces | RGLT-07(E,N)AMKR | GF801D075X13S36 | 75000 | 80
RHEEM SALES COMPANY, INC. | Non-weatherized gas furnaces | RGLT-07(E,N)AMKR | DGLT-07EAMKR | 75000 | 80
RHEEM SALES COMPANY, INC. | Non-weatherized gas furnaces | RGPQ-07(E,N)AMGR | GF802U075AS36 | 75000 | 80
RHEEM SALES COMPANY, INC. | Non-weatherized gas furnaces | RGPE-07(E,N)AMKR | GF80V2U075AS36 | 75000 | 80
RHEEM SALES COMPANY, INC. | Non-weatherized gas furnaces | RGPT-07(E,N)BRQR | DGPT-07EBRQR | 75000 | 80
RHEEM SALES COMPANY, INC. | Non-weatherized gas furnaces | RGPT-07(E,N)BRQR | GF801U075X13W48 | 75000 | 80
RHEEM SALES COMPANY, INC. | Non-weatherized gas furnaces | RGPT-07(E,N)AMKR | DGPT-07EAMKR | 75000 | 80
RHEEM SALES COMPANY, INC. | Non-weatherized gas furnaces | RGPT-07(E,N)AMKR | GF801U075X13S36 | 75000 | 80
RHEEM SALES COMPANY, INC. | Non-weatherized gas furnaces | RGLT-07(E,N)BRQR | GF801D075X13W48 | 75000 | 80
RHEEM SALES COMPANY, INC. | Non-weatherized gas furnaces | RGLT-07(E,N)BRQR | DGLT-07EBRQR | 75000 | 80
RHEEM SALES COMPANY, INC. | Non-weatherized gas furnaces | RGLS-07(E,N)AUER | GF801D075AS36 | 75000 | 80
RHEEM SALES COMPANY, INC. | Non-weatherized gas furnaces | RGPS-07(E,N)AMGR | GF801U075AS48 | 75000 | 80
RHEEM SALES COMPANY, INC. | Non-weatherized gas furnaces | RGLQ-07(E,N)AMER | GF802D075AS36 | 75000 | 80
RHEEM SALES COMPANY, INC. | Non-weatherized gas furnaces | R802VA075421ZXB | W802VA075421ZXB | 75000 | 80
RHEEM SALES COMPANY, INC. | Non-weatherized gas furnaces | R802VA075421ZXB | S802VA075421ZXB | 75000 | 80
RHEEM SALES COMPANY, INC. | Non-weatherized gas furnaces | R802VA075421ZXB | U802VA075421ZXB | 75000 | 80
RHEEM SALES COMPANY, INC. | Non-weatherized gas furnaces | R802VA075421ZXB | D802VA075421ZXB | 75000 | 80
RHEEM SALES COMPANY, INC. | Non-weatherized gas furnaces | R802VA075421ZSB | W802VA075421ZSB | 75000 | 80
RHEEM SALES COMPANY, INC. | Non-weatherized gas furnaces | R802VA075421ZSB | S802VA075421ZSB | 75000 | 80
RHEEM SALES COMPANY, INC. | Non-weatherized gas furnaces | R802VA075421ZSB | U802VA075421ZSB | 75000 | 80
RHEEM SALES COMPANY, INC. | Non-weatherized gas furnaces | R802VA075421ZSB | D802VA075421ZSB | 75000 | 80
RHEEM SALES COMPANY, INC. | Non-weatherized gas furnaces | R802VA075421MXA | W802VA0754231MXA | 75000 | 80
RHEEM SALES COMPANY, INC. | Non-weatherized gas furnaces | R802VA075317ZXB | W802VA075317ZXB | 75000 | 80
RHEEM SALES COMPANY, INC. | Non-weatherized gas furnaces | R802VA075317ZXB | S802VA075317ZXB | 75000 | 80
RHEEM SALES COMPANY, INC. | Non-weatherized gas furnaces | R802VA075317ZXB | U802VA075317ZXB | 75000 | 80
RHEEM SALES COMPANY, INC. | Non-weatherized gas furnaces | R802VA075317ZXB | D802VA075317ZXB | 75000 | 80
RHEEM SALES COMPANY, INC. | Non-weatherized gas furnaces | R802VA075317ZSB | W802VA075317ZSB | 75000 | 80
RHEEM SALES COMPANY, INC. | Non-weatherized gas furnaces | R802VA075317ZSB | S802VA075317ZSB | 75000 | 80
RHEEM SALES COMPANY, INC. | Non-weatherized gas furnaces | R802VA075317ZSB | U802VA075317ZSB | 75000 | 80
RHEEM SALES COMPANY, INC. | Non-weatherized gas furnaces | R802VA075317ZSB | D802VA075317ZSB | 75000 | 80
RHEEM SALES COMPANY, INC. | Non-weatherized gas furnaces | R801TA075521ZXB | W801TA075521ZXB | 75000 | 80
RHEEM SALES COMPANY, INC. | Non-weatherized gas furnaces | R801TA075521ZXB | S801TA075521ZXB | 75000 | 80
RHEEM SALES COMPANY, INC. | Non-weatherized gas furnaces | R801TA075521ZXB | D801TA075521ZXB | 75000 | 80
RHEEM SALES COMPANY, INC. | Non-weatherized gas furnaces | R801TA075521ZSB | W801TA075521ZSB | 75000 | 80
RHEEM SALES COMPANY, INC. | Non-weatherized gas furnaces | R801TA075521ZSB | S801TA075521ZSB | 75000 | 80
RHEEM SALES COMPANY, INC. | Non-weatherized gas furnaces | R801TA075521ZSB | D801TA075521ZSB | 75000 | 80
RHEEM SALES COMPANY, INC. | Non-weatherized gas furnaces | R801TA075421MXA | W801TA075421MXA | 75000 | 80
RHEEM SALES COMPANY, INC. | Non-weatherized gas furnaces | R801TA075421MXA | S801TA075421MXA | 75000 | 80
RHEEM SALES COMPANY, INC. | Non-weatherized gas furnaces | R801TA075421MXA | D801TA075421MXA | 75000 | 80
RHEEM SALES COMPANY, INC. | Non-weatherized gas furnaces | R801TA075421MSA | W801TA075421MSA | 75000 | 80
RHEEM SALES COMPANY, INC. | Non-weatherized gas furnaces | R801TA075421MSA | S801TA075421MSA | 75000 | 80
RHEEM SALES COMPANY, INC. | Non-weatherized gas furnaces | R801TA075421MSA | D801TA075421MSA | 75000 | 80
RHEEM SALES COMPANY, INC. | Non-weatherized gas furnaces | R801TA075317ZXB | W801TA075317ZXB | 75000 | 80
RHEEM SALES COMPANY, INC. | Non-weatherized gas furnaces | R801TA075317ZXB | S801TA075317ZXB | 75000 | 80
RHEEM SALES COMPANY, INC. | Non-weatherized gas furnaces | R801TA075317ZXB | D801TA075317ZXB | 75000 | 80
RHEEM SALES COMPANY, INC. | Non-weatherized gas furnaces | RGLN-07(E,N)AMGR | W801SA075417ZXA | 75000 | 80
RHEEM SALES COMPANY, INC. | Non-weatherized gas furnaces | RGLN-07(E,N)AMGR | S801SA075417ZXA | 75000 | 80
RHEEM SALES COMPANY, INC. | Non-weatherized gas furnaces | RGLN-07(E,N)AMGR | D801SA075417ZXA | 75000 | 80
RHEEM SALES COMPANY, INC. | Non-weatherized gas furnaces | R802VA075421MXA | W802VA075421MXA | 75000 | 80
RHEEM SALES COMPANY, INC. | Non-weatherized gas furnaces | R802VA075421MXA | S802VA075421MXA | 75000 | 80
RHEEM SALES COMPANY, INC. | Non-weatherized gas furnaces | R802VA075421MXA | U802VA075421MXA | 75000 | 80
RHEEM SALES COMPANY, INC. | Non-weatherized gas furnaces | R802VA075421MXA | D802VA075421MXA | 75000 | 80
RHEEM SALES COMPANY, INC. | Non-weatherized gas furnaces | R802VA075421MSA | W802VA075421MSA | 75000 | 80
RHEEM SALES COMPANY, INC. | Non-weatherized gas furnaces | R802VA075421MSA | S802VA075421MSA | 75000 | 80
RHEEM SALES COMPANY, INC. | Non-weatherized gas furnaces | R802VA075421MSA | U802VA075421MSA | 75000 | 80
RHEEM SALES COMPANY, INC. | Non-weatherized gas furnaces | R802VA075421MSA | D802VA075421MSA | 75000 | 80
RHEEM SALES COMPANY, INC. | Non-weatherized gas furnaces | R802VA075317MXA | W802VA075417MXA | 75000 | 80
RHEEM SALES COMPANY, INC. | Non-weatherized gas furnaces | R802VA075317MXA | W802VA075317MXA | 75000 | 80
RHEEM SALES COMPANY, INC. | Non-weatherized gas furnaces | R802VA075317MXA | S802VA075417MXA | 75000 | 80
RHEEM SALES COMPANY, INC. | Non-weatherized gas furnaces | R802VA075317MXA | S802VA075317MXA | 75000 | 80
RHEEM SALES COMPANY, INC. | Non-weatherized gas furnaces | R802VA075317MXA | U802VA075317MXA | 75000 | 80
RHEEM SALES COMPANY, INC. | Non-weatherized gas furnaces | R802VA075317MXA | D802VA075417MXA | 75000 | 80
RHEEM SALES COMPANY, INC. | Non-weatherized gas furnaces | R802VA075317MXA | D802VA075317MXA | 75000 | 80
RHEEM SALES COMPANY, INC. | Non-weatherized gas furnaces | R802VA075317MSA | W802VA075417MSA | 75000 | 80
RHEEM SALES COMPANY, INC. | Non-weatherized gas furnaces | R802VA075317MSA | W802VA075317MSA | 75000 | 80
RHEEM SALES COMPANY, INC. | Non-weatherized gas furnaces | R802VA075317MSA | S802VA075417MSA | 75000 | 80
RHEEM SALES COMPANY, INC. | Non-weatherized gas furnaces | R802VA075317MSA | S802VA075317MSA | 75000 | 80
RHEEM SALES COMPANY, INC. | Non-weatherized gas furnaces | R802VA075317MSA | U802VA075317MSA | 75000 | 80
RHEEM SALES COMPANY, INC. | Non-weatherized gas furnaces | R802VA075317MSA | D802VA075417MSA | 75000 | 80
RHEEM SALES COMPANY, INC. | Non-weatherized gas furnaces | R802VA075421ZXA | W802VA075421ZXA | 75000 | 80
RHEEM SALES COMPANY, INC. | Non-weatherized gas furnaces | R802VA075421ZXA | S802VA075421ZXA | 75000 | 80
RHEEM SALES COMPANY, INC. | Non-weatherized gas furnaces | R802VA075421ZXA | U802VA075421ZXA | 75000 | 80
RHEEM SALES COMPANY, INC. | Non-weatherized gas furnaces | R801TA075417MXA | W801TA075417MXA | 75000 | 80
RHEEM SALES COMPANY, INC. | Non-weatherized gas furnaces | R802VA075421ZXA | D802VA075421ZXA | 75000 | 80
RHEEM SALES COMPANY, INC. | Non-weatherized gas furnaces | R802VA075421ZSA | W802VA075421ZSA | 75000 | 80
RHEEM SALES COMPANY, INC. | Non-weatherized gas furnaces | R802VA075421ZSA | S802VA075421ZSA | 75000 | 80
RHEEM SALES COMPANY, INC. | Non-weatherized gas furnaces | R802VA075421ZSA | U802VA075421ZSA | 75000 | 80
RHEEM SALES COMPANY, INC. | Non-weatherized gas furnaces | R802VA075421ZSA | D802VA075421ZSA | 75000 | 80
RHEEM SALES COMPANY, INC. | Non-weatherized gas furnaces | R802PA075417MXA | W802PA075417MXA | 75000 | 80
RHEEM SALES COMPANY, INC. | Non-weatherized gas furnaces | R802PA075417MXA | S802PA075417MXA | 75000 | 80
RHEEM SALES COMPANY, INC. | Non-weatherized gas furnaces | R802PA075417MXA | D802PA075417MXA | 75000 | 80
RHEEM SALES COMPANY, INC. | Non-weatherized gas furnaces | R802PA075417MSA | W802PA075417MSA | 75000 | 80
RHEEM SALES COMPANY, INC. | Non-weatherized gas furnaces | R802PA075417MSA | D802PA075417MSA | 75000 | 80
RHEEM SALES COMPANY, INC. | Non-weatherized gas furnaces | R801TA075417MXA | S801TA075417MXA | 75000 | 80
RHEEM SALES COMPANY, INC. | Non-weatherized gas furnaces | R801TA075417MXA | D801TA075417MXA | 75000 | 80
RHEEM SALES COMPANY, INC. | Non-weatherized gas furnaces | R801TA075417MSA | W801TA075417MSA | 75000 | 80
RHEEM SALES COMPANY, INC. | Non-weatherized gas furnaces | R801TA075417MSA | S801TA075417MSA | 75000 | 80
RHEEM SALES COMPANY, INC. | Non-weatherized gas furnaces | R801TA075417MSA | D801TA075417MSA | 75000 | 80
RHEEM SALES COMPANY, INC. | Non-weatherized gas furnaces | R801TA075521ZXA | W801TA075521ZXA | 75000 | 80
RHEEM SALES COMPANY, INC. | Non-weatherized gas furnaces | R801TA075521ZXA | S801TA075521ZXA | 75000 | 80
RHEEM SALES COMPANY, INC. | Non-weatherized gas furnaces | R801TA075521ZXA | D801TA075521ZXA | 75000 | 80
RHEEM SALES COMPANY, INC. | Non-weatherized gas furnaces | R801TA075317ZXA | W801TA075317ZXA | 75000 | 80
RHEEM SALES COMPANY, INC. | Non-weatherized gas furnaces | R801TA075317ZXA | S801TA075317ZXA | 75000 | 80
RHEEM SALES COMPANY, INC. | Non-weatherized gas furnaces | R801TA075317ZXA | D801TA075317ZXA | 75000 | 80
RHEEM SALES COMPANY, INC. | Non-weatherized gas furnaces | R801PA075417ZXA | W801PA075417ZXA | 75000 | 80
RHEEM SALES COMPANY, INC. | Non-weatherized gas furnaces | R801PA075417ZXA | S801PA075417ZXA | 75000 | 80
RHEEM SALES COMPANY, INC. | Non-weatherized gas furnaces | R801PA075417ZXA | D801PA075417ZXA | 75000 | 80
RHEEM SALES COMPANY, INC. | Non-weatherized gas furnaces | R801PA075317ZXA | W801PA075317ZXA | 75000 | 80
RHEEM SALES COMPANY, INC. | Non-weatherized gas furnaces | R801PA075317ZXA | S801PA075317ZXA | 75000 | 80
RHEEM SALES COMPANY, INC. | Non-weatherized gas furnaces | R801PA075317ZXA | D801PA075317ZXA | 75000 | 80
RHEEM SALES COMPANY, INC. | Non-weatherized gas furnaces | R801SA075417ZSA | W801SA075417ZSA | 75000 | 80
RHEEM SALES COMPANY, INC. | Non-weatherized gas furnaces | R801SA075417ZSA | D801SA075417ZSA | 75000 | 80
RHEEM SALES COMPANY, INC. | Non-weatherized gas furnaces | R801SA075317ZXA | W801SA075317ZXA | 75000 | 80
RHEEM SALES COMPANY, INC. | Non-weatherized gas furnaces | R801SA075317ZXA | S801SA075317ZXA | 75000 | 80
RHEEM SALES COMPANY, INC. | Non-weatherized gas furnaces | R801SA075317ZXA | D801SA075317ZXA | 75000 | 80
RHEEM SALES COMPANY, INC. | Non-weatherized gas furnaces | R802PA075317ZXA | W802PA075317ZXA | 75000 | 80
RHEEM SALES COMPANY, INC. | Non-weatherized gas furnaces | R802PA075317ZXA | S802PA075317ZXA | 75000 | 80
RHEEM SALES COMPANY, INC. | Non-weatherized gas furnaces | R802PA075317ZXA | D802PA075317ZXA | 75000 | 80
RHEEM SALES COMPANY, INC. | Non-weatherized gas furnaces | R802PA075317ZSA | W802PA075317ZSA | 75000 | 80
RHEEM SALES COMPANY, INC. | Non-weatherized gas furnaces | R802PA075317ZSA | S802PA075317ZSA | 75000 | 80
RHEEM SALES COMPANY, INC. | Non-weatherized gas furnaces | R802PA075317ZSA | D802PA075317ZSA | 75000 | 80
RHEEM SALES COMPANY, INC. | Non-weatherized gas furnaces | R801TA075521ZSA | W801TA075521ZSA | 75000 | 80
RHEEM SALES COMPANY, INC. | Non-weatherized gas furnaces | R801TA075521ZSA | S801TA075521ZSA | 75000 | 80
RHEEM SALES COMPANY, INC. | Non-weatherized gas furnaces | R801TA075521ZSA | D801TA075521ZSA | 75000 | 80
RHEEM SALES COMPANY, INC. | Non-weatherized gas furnaces | R801TA075317ZSA | W801TA075317ZSA | 75000 | 80
RHEEM SALES COMPANY, INC. | Non-weatherized gas furnaces | R801TA075317ZSA | S801TA075317ZSA | 75000 | 80
RHEEM SALES COMPANY, INC. | Non-weatherized gas furnaces | R801TA075317ZSA | D801TA075317ZSA | 75000 | 80
RHEEM SALES COMPANY, INC. | Non-weatherized gas furnaces | R802VA075317MSA | D802VA075317MSA | 75000 | 80
RHEEM SALES COMPANY, INC. | Non-weatherized gas furnaces | R802VA075417ZXA | W802VA075417ZXA | 75000 | 80
RHEEM SALES COMPANY, INC. | Non-weatherized gas furnaces | R802VA075417ZXA | S802VA075417ZXA | 75000 | 80
RHEEM SALES COMPANY, INC. | Non-weatherized gas furnaces | R802VA075417ZXA | U802VA075417ZXA | 75000 | 80
RHEEM SALES COMPANY, INC. | Non-weatherized gas furnaces | R802VA075417ZXA | D802VA075417ZXA | 75000 | 80
RHEEM SALES COMPANY, INC. | Non-weatherized gas furnaces | R802VA075417ZSA | W802VA075417ZSA | 75000 | 80
RHEEM SALES COMPANY, INC. | Non-weatherized gas furnaces | R802VA075417ZSA | S802VA075417ZSA | 75000 | 80
RHEEM SALES COMPANY, INC. | Non-weatherized gas furnaces | R802VA075417ZSA | U802VA075417ZSA | 75000 | 80
RHEEM SALES COMPANY, INC. | Non-weatherized gas furnaces | R802VA075417ZSA | D802VA075417ZSA | 75000 | 80
RHEEM SALES COMPANY, INC. | Non-weatherized gas furnaces | R802VA075317ZXA | W802VA075317ZXA | 75000 | 80
RHEEM SALES COMPANY, INC. | Non-weatherized gas furnaces | R802VA075317ZXA | S802VA075317ZXA | 75000 | 80
RHEEM SALES COMPANY, INC. | Non-weatherized gas furnaces | R802VA075317ZXA | U802VA075317ZXA | 75000 | 80
RHEEM SALES COMPANY, INC. | Non-weatherized gas furnaces | R802VA075317ZXA | D802VA075317ZXA | 75000 | 80
RHEEM SALES COMPANY, INC. | Non-weatherized gas furnaces | R802VA075317ZSA | W802VA075317ZSA | 75000 | 80
RHEEM SALES COMPANY, INC. | Non-weatherized gas furnaces | R802VA075317ZSA | S802VA075317ZSA | 75000 | 80
RHEEM SALES COMPANY, INC. | Non-weatherized gas furnaces | R802VA075317ZSA | U802VA075317ZSA | 75000 | 80
RHEEM SALES COMPANY, INC. | Non-weatherized gas furnaces | R802VA075317ZSA | D802VA075317ZSA | 75000 | 80
RHEEM SALES COMPANY, INC. | Non-weatherized gas furnaces | R801SA075417MXA | W801SA075417MXA | 75000 | 80
RHEEM SALES COMPANY, INC. | Non-weatherized gas furnaces | R801SA075417MXA | S801SA075417MXA | 75000 | 80
RHEEM SALES COMPANY, INC. | Non-weatherized gas furnaces | R801SA075417MXA | D801SA075417MXA | 75000 | 80
RHEEM SALES COMPANY, INC. | Non-weatherized gas furnaces | R801SA075417MSA | W801SA075417MSA | 75000 | 80
RHEEM SALES COMPANY, INC. | Non-weatherized gas furnaces | R801SA075417MSA | S801SA075417MSA | 75000 | 80
RHEEM SALES COMPANY, INC. | Non-weatherized gas furnaces | R801SA075417MSA | D801SA075417MSA | 75000 | 80
RHEEM SALES COMPANY, INC. | Non-weatherized gas furnaces | R801PA075417MXA | W801PA075417MXA | 75000 | 80
RHEEM SALES COMPANY, INC. | Non-weatherized gas furnaces | R801PA075417MXA | S801PA075417MXA | 75000 | 80
RHEEM SALES COMPANY, INC. | Non-weatherized gas furnaces | R801PA075417MXA | D801PA075417MXA | 75000 | 80
RHEEM SALES COMPANY, INC. | Non-weatherized gas furnaces | R801PA075417MSA | W801PA075417MSA | 75000 | 80
RHEEM SALES COMPANY, INC. | Non-weatherized gas furnaces | R801PA075417MSA | S801PA075417MSA | 75000 | 80
RHEEM SALES COMPANY, INC. | Non-weatherized gas furnaces | R801PA075417MSA | D801PA075417MSA | 75000 | 80
RHEEM SALES COMPANY, INC. | Non-weatherized gas furnaces | R801SA075417ZSA | R80SA075417ZSA | 75000 | 80
RHEEM SALES COMPANY, INC. | Non-weatherized gas furnaces | R801SA075317ZSA | W801SA075317ZSA | 75000 | 80
RHEEM SALES COMPANY, INC. | Non-weatherized gas furnaces | R801SA075317ZSA | S801SA075317ZSA | 75000 | 80
RHEEM SALES COMPANY, INC. | Non-weatherized gas furnaces | R801SA075317ZSA | D801SA075317ZSA | 75000 | 80
RHEEM SALES COMPANY, INC. | Non-weatherized gas furnaces | R801PA075417ZSA | W801PA075417ZSA | 75000 | 80
RHEEM SALES COMPANY, INC. | Non-weatherized gas furnaces | R801PA075417ZSA | S801PA075417ZSA | 75000 | 80
RHEEM SALES COMPANY, INC. | Non-weatherized gas furnaces | R801PA075417ZSA | D801PA075417ZSA | 75000 | 80
RHEEM SALES COMPANY, INC. | Non-weatherized gas furnaces | R801PA075317ZSA | W801PA075317ZSA | 75000 | 80
RHEEM SALES COMPANY, INC. | Non-weatherized gas furnaces | R801PA075317ZSA | S801PA075317ZSA | 75000 | 80
RHEEM SALES COMPANY, INC. | Non-weatherized gas furnaces | R801PA075317ZSA | D801PA075317ZSA | 75000 | 80
UNITED REFRIGERATION, INC. | Non-weatherized gas furnaces | R801SA075317ZSB | TZ80DSS075B30SB | 75000 | 80
UNITED REFRIGERATION, INC. | Non-weatherized gas furnaces | R801SA075317ZXB | TZ80DSS075B30XB | 75000 | 80
UNITED REFRIGERATION, INC. | Non-weatherized gas furnaces | R801SA075417ZSB | TZ80DSS075B40SB | 75000 | 80
UNITED REFRIGERATION, INC. | Non-weatherized gas furnaces | R801SA075417ZXB | TZ80DSS075B40XB | 75000 | 80
UNITED REFRIGERATION, INC. | Non-weatherized gas furnaces | R801TA075317ZSB | TZ80DSX075B30SB | 75000 | 80
UNITED REFRIGERATION, INC. | Non-weatherized gas furnaces | R801PA075417ZSB | TZ80DSP075B40SB | 75000 | 80
UNITED REFRIGERATION, INC. | Non-weatherized gas furnaces | R801PA075417ZXB | TZ80DSP075B40XB | 75000 | 80
UNITED REFRIGERATION, INC. | Non-weatherized gas furnaces | R801PA075317ZSB | TZ80DSP075B30SB | 75000 | 80
UNITED REFRIGERATION, INC. | Non-weatherized gas furnaces | R801PA075317ZXB | TZ80DSP075B30XB | 75000 | 80
UNITED REFRIGERATION, INC. | Non-weatherized gas furnaces | R802PA075317ZSB | TZ80DDP075B30SB | 75000 | 80
UNITED REFRIGERATION, INC. | Non-weatherized gas furnaces | R802PA075317ZXB | TZ80DDP075B30XB | 75000 | 80
RHEEM SALES COMPANY, INC. | Non-weatherized gas furnaces | R802PA075317ZXB | R802PA075317ZXB | 75000 | 80
RHEEM SALES COMPANY, INC. | Non-weatherized gas furnaces | R802PA075317ZSB | R802PA075317ZSB | 75000 | 80
RHEEM SALES COMPANY, INC. | Non-weatherized gas furnaces | R801PA075317ZXB | R801PA075317ZXB | 75000 | 80
RHEEM SALES COMPANY, INC. | Non-weatherized gas furnaces | R801PA075317ZSB | R801PA075317ZSB | 75000 | 80
RHEEM SALES COMPANY, INC. | Non-weatherized gas furnaces | R801PA075417ZXB | R801PA075417ZXB | 75000 | 80
RHEEM SALES COMPANY, INC. | Non-weatherized gas furnaces | R801PA075417ZSB | R801PA075417ZSB | 75000 | 80
RHEEM SALES COMPANY, INC. | Non-weatherized gas furnaces | R801TA075317ZSB | R801TA075317ZSB | 75000 | 80
RHEEM SALES COMPANY, INC. | Non-weatherized gas furnaces | R801SA075417ZXB | R801SA075417ZXB | 75000 | 80
RHEEM SALES COMPANY, INC. | Non-weatherized gas furnaces | R801SA075417ZSB | R801SA075417ZSB | 75000 | 80
RHEEM SALES COMPANY, INC. | Non-weatherized gas furnaces | R801SA075317ZXB | R801SA075317ZXB | 75000 | 80
RHEEM SALES COMPANY, INC. | Non-weatherized gas furnaces | R801SA075317ZSB | R801SA075317ZSB | 75000 | 80
RHEEM SALES COMPANY, INC. | Non-weatherized gas furnaces | R802PA075317ZXB | W802PA075317ZXB | 75000 | 80
RHEEM SALES COMPANY, INC. | Non-weatherized gas furnaces | R802PA075317ZXB | S802PA075317ZXB | 75000 | 80
RHEEM SALES COMPANY, INC. | Non-weatherized gas furnaces | R802PA075317ZXB | D802PA075317ZXB | 75000 | 80
RHEEM SALES COMPANY, INC. | Non-weatherized gas furnaces | R802PA075317ZSB | W802PA075317ZSB | 75000 | 80
RHEEM SALES COMPANY, INC. | Non-weatherized gas furnaces | R802PA075317ZSB | S802PA075317ZSB | 75000 | 80
RHEEM SALES COMPANY, INC. | Non-weatherized gas furnaces | R802PA075317ZSB | D802PA075317ZSB | 75000 | 80
RHEEM SALES COMPANY, INC. | Non-weatherized gas furnaces | R801PA075317ZXB | W801PA075317ZXB | 75000 | 80
RHEEM SALES COMPANY, INC. | Non-weatherized gas furnaces | R801PA075317ZXB | S801PA075317ZXB | 75000 | 80
RHEEM SALES COMPANY, INC. | Non-weatherized gas furnaces | R801PA075317ZXB | D801PA075317ZXB | 75000 | 80
RHEEM SALES COMPANY, INC. | Non-weatherized gas furnaces | R801PA075317ZSB | W801PA075317ZSB | 75000 | 80
RHEEM SALES COMPANY, INC. | Non-weatherized gas furnaces | R801PA075317ZSB | S801PA075317ZSB | 75000 | 80
RHEEM SALES COMPANY, INC. | Non-weatherized gas furnaces | R801PA075317ZSB | D801PA075317ZSB | 75000 | 80
RHEEM SALES COMPANY, INC. | Non-weatherized gas furnaces | R801PA075417ZXB | W801PA075417ZXB | 75000 | 80
RHEEM SALES COMPANY, INC. | Non-weatherized gas furnaces | R801PA075417ZXB | S801PA075417ZXB | 75000 | 80
RHEEM SALES COMPANY, INC. | Non-weatherized gas furnaces | R801PA075417ZXB | D801PA075417ZXB | 75000 | 80
RHEEM SALES COMPANY, INC. | Non-weatherized gas furnaces | R801PA075417ZSB | D801PA075417ZSB | 75000 | 80
RHEEM SALES COMPANY, INC. | Non-weatherized gas furnaces | R801PA075417ZSB | W801PA075417ZSB | 75000 | 80
RHEEM SALES COMPANY, INC. | Non-weatherized gas furnaces | R801PA075417ZSB | S801PA075417ZSB | 75000 | 80
RHEEM SALES COMPANY, INC. | Non-weatherized gas furnaces | R801TA075317ZSB | W801TA075317ZSB | 75000 | 80
RHEEM SALES COMPANY, INC. | Non-weatherized gas furnaces | R801TA075317ZSB | S801TA075317ZSB | 75000 | 80
RHEEM SALES COMPANY, INC. | Non-weatherized gas furnaces | R801TA075317ZSB | D801TA075317ZSB | 75000 | 80
RHEEM SALES COMPANY, INC. | Non-weatherized gas furnaces | R801SA075417ZXB | W801SA075417ZXB | 75000 | 80
RHEEM SALES COMPANY, INC. | Non-weatherized gas furnaces | R801SA075417ZXB | S801SA075417ZXB | 75000 | 80
RHEEM SALES COMPANY, INC. | Non-weatherized gas furnaces | R801SA075417ZXB | D801SA075417ZXB | 75000 | 80
RHEEM SALES COMPANY, INC. | Non-weatherized gas furnaces | R801SA075417ZSB | W801SA075417ZSB | 75000 | 80
RHEEM SALES COMPANY, INC. | Non-weatherized gas furnaces | R801SA075417ZSB | S801SA075417ZSB | 75000 | 80
RHEEM SALES COMPANY, INC. | Non-weatherized gas furnaces | R801SA075417ZSB | D801SA075417ZSB | 75000 | 80
RHEEM SALES COMPANY, INC. | Non-weatherized gas furnaces | R801SA075317ZXB | W801SA075317ZXB | 75000 | 80
RHEEM SALES COMPANY, INC. | Non-weatherized gas furnaces | R801SA075317ZXB | S801SA075317ZXB | 75000 | 80
RHEEM SALES COMPANY, INC. | Non-weatherized gas furnaces | R801SA075317ZXB | D801SA075317ZXB | 75000 | 80
RHEEM SALES COMPANY, INC. | Non-weatherized gas furnaces | R801SA075317ZSB | W801SA075317ZSB | 75000 | 80
RHEEM SALES COMPANY, INC. | Non-weatherized gas furnaces | R801SA075317ZSB | S801SA075317ZSB | 75000 | 80
RHEEM SALES COMPANY, INC. | Non-weatherized gas furnaces | R801SA075317ZSB | D801SA075317ZSB | 75000 | 80
RHEEM SALES COMPANY, INC. | Non-weatherized gas furnaces | RGGE-07(E,N)MCKS | RGGE-07(E,N)MCKS | 75000 | 90.3
THERMO PRODUCTS, INC. | Non-weatherized gas furnaces | CDBI-75 | CDBI-75 | 75000 | 92
THERMO PRODUCTS, INC. | Non-weatherized gas furnaces | CDX3-75N | CDX3-75N | 75000 | 92.6
RHEEM SALES COMPANY, INC. | Non-weatherized gas furnaces | RGJF-07(E,N)MCKS | RGJF-07(E,N)MCKS | 75000 | 93.1
THERMO PRODUCTS, INC. | Non-weatherized gas furnaces | CHX3-75N | CHX3-75N | 75000 | 94.5
RHEEM SALES COMPANY, INC. | Non-weatherized gas furnaces | RGTM-07(E,N)RBGS | RGTM-07(E,N)RBGS | 75000 | 95
RHEEM SALES COMPANY, INC. | Non-weatherized gas furnaces | RGTM-07(E,N)RBGS | GF952D075CW48 | 75000 | 95
THERMO PRODUCTS, INC. | Non-weatherized gas furnaces | CHBI-75 | CHBI-75 | 75000 | 95.1
DETTSON | Non-weatherized gas furnaces | C75-1-D* | C75-1-D* | 75000 | 95.3
DETTSON | Non-weatherized gas furnaces | C75-2-V* | C75-2-V* | 75000 | 95.3
DETTSON INDUSTRIES, INC. | Non-weatherized gas furnaces | C75-1-D* | C75-1-D* | 75000 | 95.3
DETTSON INDUSTRIES, INC. | Non-weatherized gas furnaces | C75-2-V* | C75-2-V* | 75000 | 95.3
RHEEM SALES COMPANY, INC. | Non-weatherized gas furnaces | RGFG-07EMCKS | RGFG-07EMCKS | 75000 | 95.3
DETTSON | Non-weatherized gas furnaces | 75-M-V* | 75-M-V* | 75000 | 95.7
DETTSON | Non-weatherized gas furnaces | C75-2-D* | C75-2-D* | 75000 | 95.7
DETTSON INDUSTRIES, INC. | Non-weatherized gas furnaces | 75-M-V* | 75-M-V* | 75000 | 95.7
DETTSON INDUSTRIES, INC. | Non-weatherized gas furnaces | C75-2-D* | C75-2-D* | 75000 | 95.7
NORDYNE, LLC. | Non-weatherized gas furnaces | M1MB 077A ** | M1MB 077A ** | 77000 | 80
NORDYNE, LLC. | Non-weatherized gas furnaces | M1MC 077A AW | M1MC 077A AW | 77000 | 80
TRANE | Non-weatherized gas furnaces | TUH1B080A9H31C* | TUH1B080A9H31C* | 77000 | 95
TRANE | Non-weatherized gas furnaces | TUH1B080A9H31B* | TUH1B080A9H31B* | 77000 | 95
TRANE | Non-weatherized gas furnaces | TUH1B080A9421B* | TUH1B080A9421B* | 77000 | 95
AMERICAN STANDARD HEATING & AIR CONDITIONING | Non-weatherized gas furnaces | TUH1B080A9H31C* | AUH1B080A9H31C* | 77000 | 95
AMERICAN STANDARD HEATING & AIR CONDITIONING | Non-weatherized gas furnaces | TUH1B080A9421B* | AUH1B080A9421B* | 77000 | 95
AMERICAN STANDARD HEATING & AIR CONDITIONING | Non-weatherized gas furnaces | TUH1B080A9H31B* | AUH1B080A9H31B* | 77000 | 95
INGERSOLL RAND | Non-weatherized gas furnaces | TUH1B080A9421B* | M951P080BU42AB* | 77000 | 95 | 491 | 26 | 21
GD MIDEA HEATING & VENTILATING EQUIPMENT CO., LTD. | Non-weatherized gas furnaces | MGS80M080C4A | MGS80M080C4A | 80000 | 80 | x
GD MIDEA HEATING & VENTILATING EQUIPMENT CO., LTD. | Non-weatherized gas furnaces | MGS80M080B4A | MGS80M080B4A | 80000 | 80
GOODMAN MANUFACTURING CO., LP. | Non-weatherized gas furnaces | ADVC80805CNB* | ADVC80805CNB* | 80000 | 80
GOODMAN MANUFACTURING CO., LP. | Non-weatherized gas furnaces | AMVC80805CXB* | AMVC80805CXB* | 80000 | 80
GOODMAN MANUFACTURING CO., LP. | Non-weatherized gas furnaces | AMVC80805CNB* | AMVC80805CNB* | 80000 | 80
GOODMAN MANUFACTURING CO., LP. | Non-weatherized gas furnaces | GMS80805CNB* | GMS80805CNB* | 80000 | 80
GOODMAN MANUFACTURING CO., LP. | Non-weatherized gas furnaces | GMS80805CXB* | GMS80805CXB* | 80000 | 80
GOODMAN MANUFACTURING CO., LP. | Non-weatherized gas furnaces | GMH80805CNB* | GMH80805CNB* | 80000 | 80
GOODMAN MANUFACTURING CO., LP. | Non-weatherized gas furnaces | GMH80805CXB* | GMH80805CXB* | 80000 | 80
GOODMAN MANUFACTURING CO., LP. | Non-weatherized gas furnaces | GHS80805CXB* | GHS80805CXB* | 80000 | 80
GOODMAN MANUFACTURING CO., LP. | Non-weatherized gas furnaces | GDH80804BXB* | GDH80804BXB* | 80000 | 80
GOODMAN MANUFACTURING CO., LP. | Non-weatherized gas furnaces | GDH80804BNB* | GDH80804BNB* | 80000 | 80
GOODMAN MANUFACTURING CO., LP. | Non-weatherized gas furnaces | GDS80804BXB* | GDS80804BXB* | 80000 | 80
GOODMAN MANUFACTURING CO., LP. | Non-weatherized gas furnaces | GDS80804BNB* | GDS80804BNB* | 80000 | 80
GOODMAN MANUFACTURING CO., LP. | Non-weatherized gas furnaces | GMVC80805CXB* | GMVC80805CXB* | 80000 | 80
GOODMAN MANUFACTURING CO., LP. | Non-weatherized gas furnaces | GMVC80805CNB* | GMVC80805CNB* | 80000 | 80
GOODMAN MANUFACTURING CO., LP. | Non-weatherized gas furnaces | AMH80803BXB* | AMH80803BXB* | 80000 | 80
GOODMAN MANUFACTURING CO., LP. | Non-weatherized gas furnaces | AMH80803BNB* | AMH80803BNB* | 80000 | 80
GOODMAN MANUFACTURING CO., LP. | Non-weatherized gas furnaces | AMH80804BXB* | AMH80804BXB* | 80000 | 80
GOODMAN MANUFACTURING CO., LP. | Non-weatherized gas furnaces | AMH80804BNB* | AMH80804BNB* | 80000 | 80
GOODMAN MANUFACTURING CO., LP. | Non-weatherized gas furnaces | GMS80804BNB* | GMS80804BNB* | 80000 | 80
GOODMAN MANUFACTURING CO., LP. | Non-weatherized gas furnaces | GMS80804BXB* | GMS80804BXB* | 80000 | 80
GOODMAN MANUFACTURING CO., LP. | Non-weatherized gas furnaces | GMH80803BNB* | GMH80803BNB* | 80000 | 80
GOODMAN MANUFACTURING CO., LP. | Non-weatherized gas furnaces | GMH80803BXB* | GMH80803BXB* | 80000 | 80
GOODMAN MANUFACTURING CO., LP. | Non-weatherized gas furnaces | GMH80804BNB* | GMH80804BNB* | 80000 | 80
GOODMAN MANUFACTURING CO., LP. | Non-weatherized gas furnaces | GMH80804BXB* | GMH80804BXB* | 80000 | 80
GOODMAN MANUFACTURING CO., LP. | Non-weatherized gas furnaces | GME80805CXB* | GME80805CXB* | 80000 | 80
GOODMAN MANUFACTURING CO., LP. | Non-weatherized gas furnaces | GME80805CNB* | GME80805CNB* | 80000 | 80
GOODMAN MANUFACTURING CO., LP. | Non-weatherized gas furnaces | GME80805DXA* | GME80805DXA* | 80000 | 80
GOODMAN MANUFACTURING CO., LP. | Non-weatherized gas furnaces | GME80805DNA* | GME80805DNA* | 80000 | 80
GOODMAN MANUFACTURING CO., LP. | Non-weatherized gas furnaces | AMH80805CXB* | AMH80805CXB* | 80000 | 80
GOODMAN MANUFACTURING CO., LP. | Non-weatherized gas furnaces | AMH80805CNB* | AMH80805CNB* | 80000 | 80
GOODMAN MANUFACTURING CO., LP. | Non-weatherized gas furnaces | ADVC80805CXB* | ADVC80805CXB* | 80000 | 80
TRANE | Non-weatherized gas furnaces | TUD2C080H9V4VA* | TUD2C080H9V4VA* | 80000 | 80
TRANE | Non-weatherized gas furnaces | TUD2C080G9V4VA* | TUD2C080G9V4VA* | 80000 | 80
TRANE | Non-weatherized gas furnaces | TUD2B080G9V3VA* | TUD2B080G9V3VA* | 80000 | 80
TRANE | Non-weatherized gas furnaces | TUD1B080G9H31A* | TUD1B080G9H31A* | 80000 | 80
TRANE | Non-weatherized gas furnaces | TUD1C080G9H41A* | TUD1C080G9H41A* | 80000 | 80
TRANE | Non-weatherized gas furnaces | TUD2C080B9V4V** | TUD2C080B9V4V** | 80000 | 80
TRANE | Non-weatherized gas furnaces | TUD2C080A9V4V** | TUD2C080A9V4V** | 80000 | 80
TRANE | Non-weatherized gas furnaces | TUD2B080A9V3V** | TUD2B080A9V3V** | 80000 | 80
TRANE | Non-weatherized gas furnaces | TDD2B080A9V3V** | TDD2B080A9V3V** | 80000 | 80
TRANE | Non-weatherized gas furnaces | TDD1B080A9361A* | TDD1B080A9361A* | 80000 | 80
TRANE | Non-weatherized gas furnaces | TUD2C080ACV42* | TUD2C080ACV42* | 80000 | 80
TRANE | Non-weatherized gas furnaces | TUD2B080ACV32* | TUD2B080ACV32* | 80000 | 80
TRANE | Non-weatherized gas furnaces | TDD2B080ACV32* | TDD2B080ACV32* | 80000 | 80
TRANE | Non-weatherized gas furnaces | TDD2B080A9362A* | TDD2B080A9362A* | 80000 | 80
TRANE | Non-weatherized gas furnaces | TUD2B080A9482A* | TUD2B080A9482A* | 80000 | 80
TRANE | Non-weatherized gas furnaces | TUD2B080A9362A* | TUD2B080A9362A* | 80000 | 80
TRANE | Non-weatherized gas furnaces | TUD1B080A9H31B* | TUD1B080A9H31B* | 80000 | 80
TRANE | Non-weatherized gas furnaces | TDD1B080A9H31B* | TDD1B080A9H31B* | 80000 | 80
TRANE | Non-weatherized gas furnaces | TUD1C080A9H41B* | TUD1C080A9H41B* | 80000 | 80
TRANE | Non-weatherized gas furnaces | TDE1B080A9451A* | TDE1B080A9451A* | 80000 | 80
TRANE | Non-weatherized gas furnaces | TUE1B080A9481A* | TUE1B080A9481A* | 80000 | 80
TRANE | Non-weatherized gas furnaces | TUE1B080A9361A* | TUE1B080A9361A* | 80000 | 80
TRANE | Non-weatherized gas furnaces | TUD1B080A9481A* | TUD1B080A9481A* | 80000 | 80
TRANE | Non-weatherized gas furnaces | TUD1B080A9241A* | TUD1B080A9241A* | 80000 | 80
TRANE | Non-weatherized gas furnaces | TDD1B080A9451A* | TDD1B080A9451A* | 80000 | 80
TRANE | Non-weatherized gas furnaces | TUD1C080A9601A* | TUD1C080A9601A* | 80000 | 80
TRANE | Non-weatherized gas furnaces | TUD1B080A9361A* | TUD1B080A9361A* | 80000 | 80
YORK BY JOHNSON CONTROLS | Non-weatherized gas furnaces | TM8V080C16MP11 | TM8V080C16MP11 | 80000 | 80
YORK BY JOHNSON CONTROLS | Non-weatherized gas furnaces | TM8V080B12MP11 | TM8V080B12MP11 | 80000 | 80
YORK BY JOHNSON CONTROLS | Non-weatherized gas furnaces | TM8T080C16MP11 | TM8T080C16MP11 | 80000 | 80
YORK BY JOHNSON CONTROLS | Non-weatherized gas furnaces | TM8T080B12MP11 | TM8T080B12MP11 | 80000 | 80
YORK BY JOHNSON CONTROLS | Non-weatherized gas furnaces | YPLC080B12MP12 | YPLC080B12MP12 | 80000 | 80
YORK BY JOHNSON CONTROLS | Non-weatherized gas furnaces | YPLC080C16MP12 | YPLC080C16MP12 | 80000 | 80
YORK BY JOHNSON CONTROLS | Non-weatherized gas furnaces | TM8V080C16MP11 | TMLV080C16MP11 | 80000 | 80
YORK BY JOHNSON CONTROLS | Non-weatherized gas furnaces | TM8V080B12MP11 | TMLV080B12MP11 | 80000 | 80
YORK BY JOHNSON CONTROLS | Non-weatherized gas furnaces | TM8T080C16MP11 | TMLT080C16MP11 | 80000 | 80
YORK BY JOHNSON CONTROLS | Non-weatherized gas furnaces | TM8T080B12MP11 | TMLT080B12MP11 | 80000 | 80
YORK BY JOHNSON CONTROLS | Non-weatherized gas furnaces | YPLC080B12MP12 | TPLC080B12MP12 | 80000 | 80
YORK BY JOHNSON CONTROLS | Non-weatherized gas furnaces | YPLC080C16MP12 | TPLC080C16MP12 | 80000 | 80
YORK BY JOHNSON CONTROLS | Non-weatherized gas furnaces | TM8X080B12MP11 | TMLX080B12MP11 | 80000 | 80
YORK BY JOHNSON CONTROLS | Non-weatherized gas furnaces | TM8X080C16MP11 | TMLX080C16MP11 | 80000 | 80
YORK BY JOHNSON CONTROLS | Non-weatherized gas furnaces | TM8X080C16MP11 | TM8X080C16MP11 | 80000 | 80
YORK BY JOHNSON CONTROLS | Non-weatherized gas furnaces | TM8X080B12MP11 | TM8X080B12MP11 | 80000 | 80
YORK BY JOHNSON CONTROLS | Non-weatherized gas furnaces | TG8S080C22MP11 | TGLS080C22MP11 | 80000 | 80
YORK BY JOHNSON CONTROLS | Non-weatherized gas furnaces | TG8S080C16MP11 | TGLS080C16MP11 | 80000 | 80
YORK BY JOHNSON CONTROLS | Non-weatherized gas furnaces | TG8S080B12MP11 | TGLS080B12MP11 | 80000 | 80
YORK BY JOHNSON CONTROLS | Non-weatherized gas furnaces | TG8S080B12MP11 | TG8S080B12MP11 | 80000 | 80
YORK BY JOHNSON CONTROLS | Non-weatherized gas furnaces | TG8S080C22MP11 | TG8S080C22MP11 | 80000 | 80
YORK BY JOHNSON CONTROLS | Non-weatherized gas furnaces | TG8S080C16MP11 | TG8S080C16MP11 | 80000 | 80
COLEMAN BY JOHNSON CONTROLS | Non-weatherized gas furnaces | TM8V080B12MP11 | TMLV080B12MP11 | 80000 | 80
COLEMAN BY JOHNSON CONTROLS | Non-weatherized gas furnaces | TM8V080C16MP11 | TMLV080C16MP11 | 80000 | 80
COLEMAN BY JOHNSON CONTROLS | Non-weatherized gas furnaces | TM8T080B12MP11 | TMLT080B12MP11 | 80000 | 80
COLEMAN BY JOHNSON CONTROLS | Non-weatherized gas furnaces | TM8T080C16MP11 | TMLT080C16MP11 | 80000 | 80
COLEMAN BY JOHNSON CONTROLS | Non-weatherized gas furnaces | YPLC080C16MP12 | CPLC080C16MP12 | 80000 | 80
COLEMAN BY JOHNSON CONTROLS | Non-weatherized gas furnaces | YPLC080B12MP12 | CPLC080B12MP12 | 80000 | 80
COLEMAN BY JOHNSON CONTROLS | Non-weatherized gas furnaces | TM8T080B12MP11 | TM8T080B12MP11 | 80000 | 80
COLEMAN BY JOHNSON CONTROLS | Non-weatherized gas furnaces | TM8T080C16MP11 | TM8T080C16MP11 | 80000 | 80
COLEMAN BY JOHNSON CONTROLS | Non-weatherized gas furnaces | TM8V080B12MP11 | TM8V080B12MP11 | 80000 | 80
COLEMAN BY JOHNSON CONTROLS | Non-weatherized gas furnaces | TM8V080C16MP11 | TM8V080C16MP11 | 80000 | 80
COLEMAN BY JOHNSON CONTROLS | Non-weatherized gas furnaces | TG8S080C22MP11 | TG8S080C22MP11 | 80000 | 80
COLEMAN BY JOHNSON CONTROLS | Non-weatherized gas furnaces | TG8S080B12MP11 | TG8S080B12MP11 | 80000 | 80
COLEMAN BY JOHNSON CONTROLS | Non-weatherized gas furnaces | TG8S080C16MP11 | TG8S080C16MP11 | 80000 | 80
COLEMAN BY JOHNSON CONTROLS | Non-weatherized gas furnaces | TG8S080B12MP11 | TGLS080B12MP11 | 80000 | 80
COLEMAN BY JOHNSON CONTROLS | Non-weatherized gas furnaces | TG8S080C22MP11 | TGLS080C22MP11 | 80000 | 80
COLEMAN BY JOHNSON CONTROLS | Non-weatherized gas furnaces | TG8S080C16MP11 | TGLS080C16MP11 | 80000 | 80
COLEMAN BY JOHNSON CONTROLS | Non-weatherized gas furnaces | TM8X080B12MP11 | TM8X080B12MP11 | 80000 | 80
COLEMAN BY JOHNSON CONTROLS | Non-weatherized gas furnaces | TM8X080C16MP11 | TM8X080C16MP11 | 80000 | 80
COLEMAN BY JOHNSON CONTROLS | Non-weatherized gas furnaces | TM8X080B12MP11 | TMLX080B12MP11 | 80000 | 80
COLEMAN BY JOHNSON CONTROLS | Non-weatherized gas furnaces | TM8X080C16MP11 | TMLX080C16MP11 | 80000 | 80
COLEMAN BY JOHNSON CONTROLS | Non-weatherized gas furnaces | YPLC080B12MP12 | TPLC080B12MP12 | 80000 | 80
COLEMAN BY JOHNSON CONTROLS | Non-weatherized gas furnaces | YPLC080C16MP12 | TPLC080C16MP12 | 80000 | 80
EVCON BY JOHNSON CONTROLS | Non-weatherized gas furnaces | TM8V080C16MP11 | TM8V080C16MP11 | 80000 | 80
EVCON BY JOHNSON CONTROLS | Non-weatherized gas furnaces | TM8V080B12MP11 | TM8V080B12MP11 | 80000 | 80
EVCON BY JOHNSON CONTROLS | Non-weatherized gas furnaces | TM8T080C16MP11 | TM8T080C16MP11 | 80000 | 80
EVCON BY JOHNSON CONTROLS | Non-weatherized gas furnaces | TM8T080B12MP11 | TM8T080B12MP11 | 80000 | 80
EVCON BY JOHNSON CONTROLS | Non-weatherized gas furnaces | TM8T080C16MP11 | TMLT080C16MP11 | 80000 | 80
EVCON BY JOHNSON CONTROLS | Non-weatherized gas furnaces | TM8T080B12MP11 | TMLT080B12MP11 | 80000 | 80
EVCON BY JOHNSON CONTROLS | Non-weatherized gas furnaces | TM8V080B12MP11 | TMLV080B12MP11 | 80000 | 80
EVCON BY JOHNSON CONTROLS | Non-weatherized gas furnaces | TM8V080C16MP11 | TMLV080C16MP11 | 80000 | 80
EVCON BY JOHNSON CONTROLS | Non-weatherized gas furnaces | YPLC080C16MP12 | TPLC080C16MP12 | 80000 | 80
EVCON BY JOHNSON CONTROLS | Non-weatherized gas furnaces | YPLC080B12MP12 | TPLC080B12MP12 | 80000 | 80
EVCON BY JOHNSON CONTROLS | Non-weatherized gas furnaces | TG8S080C22MP11 | TGLS080C22MP11 | 80000 | 80
EVCON BY JOHNSON CONTROLS | Non-weatherized gas furnaces | TG8S080C16MP11 | TGLS080C16MP11 | 80000 | 80
EVCON BY JOHNSON CONTROLS | Non-weatherized gas furnaces | TG8S080B12MP11 | TGLS080B12MP11 | 80000 | 80
EVCON BY JOHNSON CONTROLS | Non-weatherized gas furnaces | TG8S080C16MP11 | TG8S080C16MP11 | 80000 | 80
EVCON BY JOHNSON CONTROLS | Non-weatherized gas furnaces | TG8S080B12MP11 | TG8S080B12MP11 | 80000 | 80
EVCON BY JOHNSON CONTROLS | Non-weatherized gas furnaces | TG8S080C22MP11 | TG8S080C22MP11 | 80000 | 80
EVCON BY JOHNSON CONTROLS | Non-weatherized gas furnaces | TM8X080B12MP11 | TM8X080B12MP11 | 80000 | 80
EVCON BY JOHNSON CONTROLS | Non-weatherized gas furnaces | TM8X080C16MP11 | TM8X080C16MP11 | 80000 | 80
EVCON BY JOHNSON CONTROLS | Non-weatherized gas furnaces | TM8X080B12MP11 | TMLX080B12MP11 | 80000 | 80
EVCON BY JOHNSON CONTROLS | Non-weatherized gas furnaces | TM8X080C16MP11 | TMLX080C16MP11 | 80000 | 80
EVCON BY JOHNSON CONTROLS | Non-weatherized gas furnaces | TM8X080C16MP11 | RGF1L080CE16MP11 | 80000 | 80
EVCON BY JOHNSON CONTROLS | Non-weatherized gas furnaces | TM8X080B12MP11 | RGF1L080BE12MP11 | 80000 | 80
EVCON BY JOHNSON CONTROLS | Non-weatherized gas furnaces | TG8S080C16MP11 | RGF1L080CP16MP11 | 80000 | 80
EVCON BY JOHNSON CONTROLS | Non-weatherized gas furnaces | TG8S080B12MP11 | RGF1L080BP12MP11 | 80000 | 80
FRASER-JOHNSTON BY JOHNSON CONTROLS | Non-weatherized gas furnaces | TM8V080C16MP11 | TM8V080C16MP11 | 80000 | 80
FRASER-JOHNSTON BY JOHNSON CONTROLS | Non-weatherized gas furnaces | TM8V080B12MP11 | TM8V080B12MP11 | 80000 | 80
FRASER-JOHNSTON BY JOHNSON CONTROLS | Non-weatherized gas furnaces | TM8T080B12MP11 | TM8T080B12MP11 | 80000 | 80
FRASER-JOHNSTON BY JOHNSON CONTROLS | Non-weatherized gas furnaces | TM8T080C16MP11 | TM8T080C16MP11 | 80000 | 80
FRASER-JOHNSTON BY JOHNSON CONTROLS | Non-weatherized gas furnaces | TM8T080C16MP11 | TMLT080C16MP11 | 80000 | 80
FRASER-JOHNSTON BY JOHNSON CONTROLS | Non-weatherized gas furnaces | TM8T080B12MP11 | TMLT080B12MP11 | 80000 | 80
FRASER-JOHNSTON BY JOHNSON CONTROLS | Non-weatherized gas furnaces | TM8V080C16MP11 | TMLV080C16MP11 | 80000 | 80
FRASER-JOHNSTON BY JOHNSON CONTROLS | Non-weatherized gas furnaces | TM8V080B12MP11 | TMLV080B12MP11 | 80000 | 80
FRASER-JOHNSTON BY JOHNSON CONTROLS | Non-weatherized gas furnaces | YPLC080C16MP12 | TPLC080C16MP12 | 80000 | 80
FRASER-JOHNSTON BY JOHNSON CONTROLS | Non-weatherized gas furnaces | YPLC080B12MP12 | TPLC080B12MP12 | 80000 | 80
FRASER-JOHNSTON BY JOHNSON CONTROLS | Non-weatherized gas furnaces | TG8S080C22MP11 | TGLS080C22MP11 | 80000 | 80
FRASER-JOHNSTON BY JOHNSON CONTROLS | Non-weatherized gas furnaces | TG8S080B12MP11 | TGLS080B12MP11 | 80000 | 80
FRASER-JOHNSTON BY JOHNSON CONTROLS | Non-weatherized gas furnaces | TG8S080C16MP11 | TGLS080C16MP11 | 80000 | 80
FRASER-JOHNSTON BY JOHNSON CONTROLS | Non-weatherized gas furnaces | TG8S080C16MP11 | TG8S080C16MP11 | 80000 | 80
FRASER-JOHNSTON BY JOHNSON CONTROLS | Non-weatherized gas furnaces | TG8S080B12MP11 | TG8S080B12MP11 | 80000 | 80
FRASER-JOHNSTON BY JOHNSON CONTROLS | Non-weatherized gas furnaces | TG8S080C22MP11 | TG8S080C22MP11 | 80000 | 80
FRASER-JOHNSTON BY JOHNSON CONTROLS | Non-weatherized gas furnaces | TM8X080C16MP11 | TM8X080C16MP11 | 80000 | 80
FRASER-JOHNSTON BY JOHNSON CONTROLS | Non-weatherized gas furnaces | TM8X080B12MP11 | TM8X080B12MP11 | 80000 | 80
FRASER-JOHNSTON BY JOHNSON CONTROLS | Non-weatherized gas furnaces | TM8X080B12MP11 | TMLX080B12MP11 | 80000 | 80
FRASER-JOHNSTON BY JOHNSON CONTROLS | Non-weatherized gas furnaces | TM8X080C16MP11 | TMLX080C16MP11 | 80000 | 80
GUARDIAN BY JOHNSON CONTROLS | Non-weatherized gas furnaces | TM8X080C16MP11 | RGF1L080CE16MP11 | 80000 | 80
GUARDIAN BY JOHNSON CONTROLS | Non-weatherized gas furnaces | TG8S080C22MP11 | GG8S080C22MP11 | 80000 | 80
GUARDIAN BY JOHNSON CONTROLS | Non-weatherized gas furnaces | TG8S080C16MP11 | RGF1L080CP16MP11 | 80000 | 80
GUARDIAN BY JOHNSON CONTROLS | Non-weatherized gas furnaces | TG8S080B12MP11 | RGF1L080BP12MP11 | 80000 | 80
GUARDIAN BY JOHNSON CONTROLS | Non-weatherized gas furnaces | TM8X080B12MP11 | RGF1L080BE12MP11 | 80000 | 80
LUXAIRE BY JOHNSON CONTROLS | Non-weatherized gas furnaces | TM8V080C16MP11 | TM8V080C16MP11 | 80000 | 80
LUXAIRE BY JOHNSON CONTROLS | Non-weatherized gas furnaces | TM8V080B12MP11 | TM8V080B12MP11 | 80000 | 80
LUXAIRE BY JOHNSON CONTROLS | Non-weatherized gas furnaces | TM8T080C16MP11 | TM8T080C16MP11 | 80000 | 80
LUXAIRE BY JOHNSON CONTROLS | Non-weatherized gas furnaces | TM8T080B12MP11 | TM8T080B12MP11 | 80000 | 80
LUXAIRE BY JOHNSON CONTROLS | Non-weatherized gas furnaces | YPLC080B12MP12 | LPLC080B12MP12 | 80000 | 80
LUXAIRE BY JOHNSON CONTROLS | Non-weatherized gas furnaces | YPLC080C16MP12 | LPLC080C16MP12 | 80000 | 80
LUXAIRE BY JOHNSON CONTROLS | Non-weatherized gas furnaces | TM8T080C16MP11 | TMLT080C16MP11 | 80000 | 80
LUXAIRE BY JOHNSON CONTROLS | Non-weatherized gas furnaces | TM8T080B12MP11 | TMLT080B12MP11 | 80000 | 80
LUXAIRE BY JOHNSON CONTROLS | Non-weatherized gas furnaces | TM8V080B12MP11 | TMLV080B12MP11 | 80000 | 80
LUXAIRE BY JOHNSON CONTROLS | Non-weatherized gas furnaces | TM8V080C16MP11 | TMLV080C16MP11 | 80000 | 80
LUXAIRE BY JOHNSON CONTROLS | Non-weatherized gas furnaces | YPLC080B12MP12 | TPLC080B12MP12 | 80000 | 80
LUXAIRE BY JOHNSON CONTROLS | Non-weatherized gas furnaces | YPLC080C16MP12 | TPLC080C16MP12 | 80000 | 80
LUXAIRE BY JOHNSON CONTROLS | Non-weatherized gas furnaces | TM8X080C16MP11 | TMLX080C16MP11 | 80000 | 80
LUXAIRE BY JOHNSON CONTROLS | Non-weatherized gas furnaces | TM8X080B12MP11 | TMLX080B12MP11 | 80000 | 80
LUXAIRE BY JOHNSON CONTROLS | Non-weatherized gas furnaces | TM8X080C16MP11 | TM8X080C16MP11 | 80000 | 80
LUXAIRE BY JOHNSON CONTROLS | Non-weatherized gas furnaces | TM8X080B12MP11 | TM8X080B12MP11 | 80000 | 80
LUXAIRE BY JOHNSON CONTROLS | Non-weatherized gas furnaces | TG8S080C22MP11 | TGLS080C22MP11 | 80000 | 80
LUXAIRE BY JOHNSON CONTROLS | Non-weatherized gas furnaces | TG8S080B12MP11 | TGLS080B12MP11 | 80000 | 80
LUXAIRE BY JOHNSON CONTROLS | Non-weatherized gas furnaces | TG8S080C16MP11 | TGLS080C16MP11 | 80000 | 80
LUXAIRE BY JOHNSON CONTROLS | Non-weatherized gas furnaces | TG8S080C22MP11 | TG8S080C22MP11 | 80000 | 80
LUXAIRE BY JOHNSON CONTROLS | Non-weatherized gas furnaces | TG8S080C16MP11 | TG8S080C16MP11 | 80000 | 80
LUXAIRE BY JOHNSON CONTROLS | Non-weatherized gas furnaces | TG8S080B12MP11 | TG8S080B12MP11 | 80000 | 80
EAIR LLC | Non-weatherized gas furnaces | MGS80M080B4A | IGT80M080P16B | 80000 | 80
AMERICAN STANDARD HEATING & AIR CONDITIONING | Non-weatherized gas furnaces | TUE1B080A9361A* | M801P080BU36AA* | 80000 | 80
AMERICAN STANDARD HEATING & AIR CONDITIONING | Non-weatherized gas furnaces | TUD2C080G9V4VA* | AUD2C080G9V4VA* | 80000 | 80
AMERICAN STANDARD HEATING & AIR CONDITIONING | Non-weatherized gas furnaces | TUD1C080G9H41A* | AUD1C080G9H41A* | 80000 | 80
AMERICAN STANDARD HEATING & AIR CONDITIONING | Non-weatherized gas furnaces | TUD2C080H9V4VA* | AUD2C080H9V4VA* | 80000 | 80
AMERICAN STANDARD HEATING & AIR CONDITIONING | Non-weatherized gas furnaces | TUD2B080G9V3VA* | AUD2B080G9V3VA* | 80000 | 80
AMERICAN STANDARD HEATING & AIR CONDITIONING | Non-weatherized gas furnaces | TUD1B080G9H31A* | AUD1B080G9H31A* | 80000 | 80
AMERICAN STANDARD HEATING & AIR CONDITIONING | Non-weatherized gas furnaces | TDD2B080A9V3V** | ADD2B080A9V3V** | 80000 | 80
AMERICAN STANDARD HEATING & AIR CONDITIONING | Non-weatherized gas furnaces | TUD2B080ACV32* | AUD2B080ACV32* | 80000 | 80
AMERICAN STANDARD HEATING & AIR CONDITIONING | Non-weatherized gas furnaces | TUD2C080ACV42* | AUD2C080ACV42* | 80000 | 80
AMERICAN STANDARD HEATING & AIR CONDITIONING | Non-weatherized gas furnaces | TDD2B080ACV32* | ADD2B080ACV32* | 80000 | 80
AMERICAN STANDARD HEATING & AIR CONDITIONING | Non-weatherized gas furnaces | TDD2B080A9362A* | ADD2B080A9362A* | 80000 | 80
AMERICAN STANDARD HEATING & AIR CONDITIONING | Non-weatherized gas furnaces | TUD2B080A9482A* | AUD2B080A9482A* | 80000 | 80
AMERICAN STANDARD HEATING & AIR CONDITIONING | Non-weatherized gas furnaces | TUD2B080A9362A* | AUD2B080A9362A* | 80000 | 80
AMERICAN STANDARD HEATING & AIR CONDITIONING | Non-weatherized gas furnaces | TUD1B080A9H31B* | AUD1B080A9H31B* | 80000 | 80
AMERICAN STANDARD HEATING & AIR CONDITIONING | Non-weatherized gas furnaces | TDD1B080A9H31B* | ADD1B080A9H31B* | 80000 | 80
AMERICAN STANDARD HEATING & AIR CONDITIONING | Non-weatherized gas furnaces | TUD1C080A9H41B* | AUD1C080A9H41B* | 80000 | 80
AMERICAN STANDARD HEATING & AIR CONDITIONING | Non-weatherized gas furnaces | TDE1B080A9451A* | ADE1B080A9451A* | 80000 | 80
AMERICAN STANDARD HEATING & AIR CONDITIONING | Non-weatherized gas furnaces | TUE1B080A9481A* | AUE1B080A9481A* | 80000 | 80
AMERICAN STANDARD HEATING & AIR CONDITIONING | Non-weatherized gas furnaces | TUE1B080A9361A* | AUE1B080A9361A* | 80000 | 80
AMERICAN STANDARD HEATING & AIR CONDITIONING | Non-weatherized gas furnaces | TDE1B080A9451A* | CDB1B080A9451A* | 80000 | 80
AMERICAN STANDARD HEATING & AIR CONDITIONING | Non-weatherized gas furnaces | TUD1B080A9481A* | AUD1B080A9481A* | 80000 | 80
AMERICAN STANDARD HEATING & AIR CONDITIONING | Non-weatherized gas furnaces | TUD1B080A9241A* | AUD1B080A9241A* | 80000 | 80
AMERICAN STANDARD HEATING & AIR CONDITIONING | Non-weatherized gas furnaces | TDD1B080A9451A* | ADD1B080A9451A* | 80000 | 80
AMERICAN STANDARD HEATING & AIR CONDITIONING | Non-weatherized gas furnaces | TDD1B080A9361A* | ADD1B080A9361A* | 80000 | 80
AMERICAN STANDARD HEATING & AIR CONDITIONING | Non-weatherized gas furnaces | TUD1C080A9601A* | AUD1C080A9601A* | 80000 | 80
AMERICAN STANDARD HEATING & AIR CONDITIONING | Non-weatherized gas furnaces | TUD1B080A9361A* | AUD1B080A9361A* | 80000 | 80
AMERICAN STANDARD HEATING & AIR CONDITIONING | Non-weatherized gas furnaces | TUD2C080B9V4V** | AUD2C080B9V4V** | 80000 | 80
AMERICAN STANDARD HEATING & AIR CONDITIONING | Non-weatherized gas furnaces | TUD2C080A9V4V** | AUD2C080A9V4V** | 80000 | 80
AMERICAN STANDARD HEATING & AIR CONDITIONING | Non-weatherized gas furnaces | TUD2B080A9V3V** | AUD2B080A9V3V** | 80000 | 80
AMANA HEATING AND AIR CONDITIONING | Non-weatherized gas furnaces | GME80805DNA* | AMEH800805DN | 80000 | 80
AMANA HEATING AND AIR CONDITIONING | Non-weatherized gas furnaces | GME80805DXA* | AMEH800805DX | 80000 | 80
AMANA HEATING AND AIR CONDITIONING | Non-weatherized gas furnaces | GME80805CNB* | AMEH800805CN | 80000 | 80
AMANA HEATING AND AIR CONDITIONING | Non-weatherized gas furnaces | GME80805CXB* | AMEH800805CX | 80000 | 80
AMANA HEATING AND AIR CONDITIONING | Non-weatherized gas furnaces | GMS80804BXB* | AMS80804BX | 80000 | 80
AMANA HEATING AND AIR CONDITIONING | Non-weatherized gas furnaces | GDS80804BXB* | ADSS800804BX | 80000 | 80
AMANA HEATING AND AIR CONDITIONING | Non-weatherized gas furnaces | GDH80804BXB* | ADSH800804BX | 80000 | 80
AMANA HEATING AND AIR CONDITIONING | Non-weatherized gas furnaces | GMS80805CXB* | AMS80805CX | 80000 | 80
NORDYNE, LLC. | Non-weatherized gas furnaces | FG7TK080*-*B1* | FG7TK080*-*B1* | 80000 | 80
NORDYNE, LLC. | Non-weatherized gas furnaces | FG7TA080*-*B1* | FG7TA080*-*B1* | 80000 | 80
NORDYNE, LLC. | Non-weatherized gas furnaces | FG7TA080*-*B1* | PGC2TA080*-*B1* | 80000 | 80
NORDYNE, LLC. | Non-weatherized gas furnaces | FG7TA080*-*B1* | MGC2TA080*-*B1* | 80000 | 80
NORDYNE, LLC. | Non-weatherized gas furnaces | FG7TK080*-*B1* | PGC2TK080*-*B1* | 80000 | 80
NORDYNE, LLC. | Non-weatherized gas furnaces | FG7TK080*-*B1* | MGC2TK080*-*B1* | 80000 | 80
NORDYNE, LLC. | Non-weatherized gas furnaces | FG7TK080*-*B1* | KG7TK080*-*B1* | 80000 | 80
NORDYNE, LLC. | Non-weatherized gas furnaces | FG7TA080*-*B1* | KG7TA080*-*B1* | 80000 | 80
INGERSOLL RAND | Non-weatherized gas furnaces | TDD1B080A9451A* | M801P080BD45AA* | 80000 | 80
INGERSOLL RAND | Non-weatherized gas furnaces | TUE1B080A9481A* | M801P080BU48AA* | 80000 | 80
DAIKIN MANUFACTURING COMPANY, L.P. | Non-weatherized gas furnaces | GME80805DNA* | DM80HE0805DN | 80000 | 80
DAIKIN MANUFACTURING COMPANY, L.P. | Non-weatherized gas furnaces | GME80805DXA* | DM80HE0805DX | 80000 | 80
DAIKIN MANUFACTURING COMPANY, L.P. | Non-weatherized gas furnaces | GME80805CNB* | DM80HE0805CN | 80000 | 80
DAIKIN MANUFACTURING COMPANY, L.P. | Non-weatherized gas furnaces | GME80805CXB* | DM80HE0805CX | 80000 | 80
DAIKIN MANUFACTURING COMPANY, L.P. | Non-weatherized gas furnaces | GMH80804BXB* | DM80HS0804BX | 80000 | 80
DAIKIN MANUFACTURING COMPANY, L.P. | Non-weatherized gas furnaces | GMH80803BXB* | DM80HS0803BX | 80000 | 80
DAIKIN MANUFACTURING COMPANY, L.P. | Non-weatherized gas furnaces | GMS80804BXB* | DM80SS0804BX | 80000 | 80
DAIKIN MANUFACTURING COMPANY, L.P. | Non-weatherized gas furnaces | GMVC80805CNB* | DM80VC0805CN | 80000 | 80
DAIKIN MANUFACTURING COMPANY, L.P. | Non-weatherized gas furnaces | GMVC80805CXB* | DM80VC0805CX | 80000 | 80
DAIKIN MANUFACTURING COMPANY, L.P. | Non-weatherized gas furnaces | GDS80804BXB* | DD80SS0804BX | 80000 | 80
DAIKIN MANUFACTURING COMPANY, L.P. | Non-weatherized gas furnaces | GDH80804BXB* | DD80HS0804BX | 80000 | 80
DAIKIN MANUFACTURING COMPANY, L.P. | Non-weatherized gas furnaces | GMH80805CXB* | DM80HS0805CX | 80000 | 80
DAIKIN MANUFACTURING COMPANY, L.P. | Non-weatherized gas furnaces | GMS80805CXB* | DM80SS0805CX | 80000 | 80
DAIKIN MANUFACTURING COMPANY, L.P. | Non-weatherized gas furnaces | ADVC80805CNB* | DD80VC0805CN | 80000 | 80
DAIKIN MANUFACTURING COMPANY, L.P. | Non-weatherized gas furnaces | ADVC80805CXB* | DD80VC0805CX | 80000 | 80
WOLF STEEL LTD. | Non-weatherized gas furnaces | MGS80M080B4A | WGS80M080B4A | 80000 | 80
NORDYNE, LLC. | Non-weatherized gas furnaces | G7TK 080*-VB* | G7TK 080*-VB* | 80000 | 80
NORDYNE, LLC. | Non-weatherized gas furnaces | G7TA 080*-VB* | G7TA 080*-VB* | 80000 | 80
CROWN | Non-weatherized gas furnaces | ABA080NI3R | MDA080NI3R | 80000 | 80.2
ALLSTYLE,MERIDIAN,STYLEQUEST,TFC | Non-weatherized gas furnaces | ABA080NI3R | ADA080NI3R | 80000 | 80.2
TEXAS FURNACE, LLC | Non-weatherized gas furnaces | ABA080NI4R | ADA080NI4R | 80000 | 80.2
TEXAS FURNACE, LLC | Non-weatherized gas furnaces | ABA080NI3RX | ABA080NI3RX | 80000 | 80.2
TEXAS FURNACE, LLC | Non-weatherized gas furnaces | ABA080NI4RX | ABA080NI4RX | 80000 | 80.2
TEXAS FURNACE, LLC | Non-weatherized gas furnaces | ABA080NI2RX | ABA080NI2RX | 80000 | 80.2
TEXAS FURNACE, LLC | Non-weatherized gas furnaces | ABA080NI5RX | ABA080NI5RX | 80000 | 80.2
TEXAS FURNACE, LLC | Non-weatherized gas furnaces | ABA080NI3R | ABA080NI3R | 80000 | 80.2
TEXAS FURNACE, LLC | Non-weatherized gas furnaces | ABA080NI4R | ABA080NI4R | 80000 | 80.2
TEXAS FURNACE, LLC | Non-weatherized gas furnaces | ABA080NI2R | ABA080NI2R | 80000 | 80.2
TEXAS FURNACE, LLC | Non-weatherized gas furnaces | ABA080NI5R | ABA080NI5R | 80000 | 80.2
TEXAS FURNACE, LLC | Non-weatherized gas furnaces | ABA080NI3R | ADA080NI3R | 80000 | 80.2
WILLIAMSON-THERMOFLO | Non-weatherized gas furnaces | ABA080NI5R | WTABA080NI5R | 80000 | 80.2
WILLIAMSON-THERMOFLO | Non-weatherized gas furnaces | ABA080NI4R | WTABA080NI4R | 80000 | 80.2
WILLIAMSON-THERMOFLO | Non-weatherized gas furnaces | ABA080NI3R | WTABA080NI3R | 80000 | 80.2
WILLIAMSON-THERMOFLO | Non-weatherized gas furnaces | ABA080NI2R | WTABA080NI2R | 80000 | 80.2
CROWN BOILER CO. | Non-weatherized gas furnaces | ABA080NI3R | MDA080NI3R | 80000 | 80.2
CROWN BOILER CO. | Non-weatherized gas furnaces | ABA080NI4R | MDA080NI4R | 80000 | 80.2
AMANA | Non-weatherized gas furnaces | GMSS920805CN | AMSS920805CN | 80000 | 92.1 |  | 342 | 298
AMANA | Non-weatherized gas furnaces | GMSS920804CN | AMSS920804CN | 80000 | 92.1 |  | 40 | 36
AMANA | Non-weatherized gas furnaces | GMSS920803BN | AMSS920803BN | 80000 | 92.1 |  | 69 | 57
AMANA | Non-weatherized gas furnaces | GCSS920804CN | ACSS920804CN | 80000 | 92.1 |  | 45 | 10
DAIKIN | Non-weatherized gas furnaces | GCSS920804CN | DC92SS0804CN | 80000 | 92.1 |  | 30 | 23
DAIKIN | Non-weatherized gas furnaces | GMSS920803BN | DM92SS0803BN | 80000 | 92.1 |  | 45 | 10
DAIKIN | Non-weatherized gas furnaces | GMSS920804CN | DM92SS0804CN | 80000 | 92.1 |  | 255 | 209
DAIKIN | Non-weatherized gas furnaces | GMSS920805CN | DM92SS0805CN | 80000 | 92.1 |  | 29 | 25
GOODMAN | Non-weatherized gas furnaces | GMSS920805CN | GMSS920805CN | 80000 | 92.1 |  | 8 | 8
GOODMAN | Non-weatherized gas furnaces | GMSS920804CN | GMSS920804CN | 80000 | 92.1 |  | 863 | 676
GOODMAN | Non-weatherized gas furnaces | GMSS920803BN | GMSS920803BN | 80000 | 92.1
GOODMAN | Non-weatherized gas furnaces | GCSS920804CN | GCSS920804CN | 80000 | 92.1
CARRIER CORPORATION | Non-weatherized gas furnaces | 59SP2A080E17--16 | 59SP2A080E17--16 | 80000 | 92.1
CARRIER CORPORATION | Non-weatherized gas furnaces | 59SP2A080E21--20 | 59SP2A080E21--20 | 80000 | 92.1
GOODMAN MANUFACTURING CO., LP. | Non-weatherized gas furnaces | GMSS920803BN | GMSS920803BN | 80000 | 92.1
GOODMAN MANUFACTURING CO., LP. | Non-weatherized gas furnaces | GMSS920804CN | GMSS920804CN | 80000 | 92.1
GOODMAN MANUFACTURING CO., LP. | Non-weatherized gas furnaces | GMSS920805CN | GMSS920805CN | 80000 | 92.1
GOODMAN MANUFACTURING CO., LP. | Non-weatherized gas furnaces | GCSS920804CN | GCSS920804CN | 80000 | 92.1
TRANE | Non-weatherized gas furnaces | TDC1B080A9421A* | TDC1B080A9421A* | 80000 | 92.1
TRANE | Non-weatherized gas furnaces | TUC1B080A9421A* | TUC1B080A9421A* | 80000 | 92.1
INTERNATIONAL COMFORT PRODUCTS | Non-weatherized gas furnaces | N9MSB0802120B | N9MSB0802120B* | 80000 | 92.1
INTERNATIONAL COMFORT PRODUCTS | Non-weatherized gas furnaces | N9MSB0801716B | N9MSB0801716B* | 80000 | 92.1
INTERNATIONAL COMFORT PRODUCTS | Non-weatherized gas furnaces | N9MSB0802120B | WFAR080C060B* | 80000 | 92.1
INTERNATIONAL COMFORT PRODUCTS | Non-weatherized gas furnaces | N9MSB0801716B | WFAR080B048B* | 80000 | 92.1
BRYANT HEATING & COOLING SYSTEMS | Non-weatherized gas furnaces | 59SP2A080E17--16 | 922SA48080E17 | 80000 | 92.1
BRYANT HEATING & COOLING SYSTEMS | Non-weatherized gas furnaces | 59SP2A080E21--20 | 922SA60080E21 | 80000 | 92.1
AMERICAN STANDARD HEATING & AIR CONDITIONING | Non-weatherized gas furnaces | TDC1B080A9421A* | ADC1B080A9421A* | 80000 | 92.1
AMERICAN STANDARD HEATING & AIR CONDITIONING | Non-weatherized gas furnaces | TUC1B080A9421A* | AUC1B080A9421A* | 80000 | 92.1
AMERICAN STANDARD HEATING & AIR CONDITIONING | Non-weatherized gas furnaces | TDC1B080A9421A* | CDX1B080A9421A* | 80000 | 92.1
AMERICAN STANDARD HEATING & AIR CONDITIONING | Non-weatherized gas furnaces | TUC1B080A9421A* | CUX1B080A9421A* | 80000 | 92.1
AMANA HEATING AND AIR CONDITIONING | Non-weatherized gas furnaces | GCSS920804CN | ACSS920804CN | 80000 | 92.1
AMANA HEATING AND AIR CONDITIONING | Non-weatherized gas furnaces | GMSS920805CN | AMSS920805CN | 80000 | 92.1
AMANA HEATING AND AIR CONDITIONING | Non-weatherized gas furnaces | GMSS920804CN | AMSS920804CN | 80000 | 92.1
AMANA HEATING AND AIR CONDITIONING | Non-weatherized gas furnaces | GMSS920803BN | AMSS920803BN | 80000 | 92.1
WOLF STEEL LTD. | Non-weatherized gas furnaces | CBM080S4A | CBM080S4A | 80000 | 92.1
WOLF STEEL LTD. | Non-weatherized gas furnaces | CBM080S3A | CBM080S3A | 80000 | 92.1
WOLF STEEL LTD. | Non-weatherized gas furnaces | NBM080S4A | NBM080S4A | 80000 | 92.1
WOLF STEEL LTD. | Non-weatherized gas furnaces | NBM080S3A | NBM080S3A | 80000 | 92.1
DAIKIN MANUFACTURING COMPANY, L.P. | Non-weatherized gas furnaces | GCSS920804CN | DC92SS0804CN | 80000 | 92.1
DAIKIN MANUFACTURING COMPANY, L.P. | Non-weatherized gas furnaces | GMSS920805CN | DM92SS0805CN | 80000 | 92.1
DAIKIN MANUFACTURING COMPANY, L.P. | Non-weatherized gas furnaces | GMSS920804CN | DM92SS0804CN | 80000 | 92.1
DAIKIN MANUFACTURING COMPANY, L.P. | Non-weatherized gas furnaces | GMSS920803BN | DM92SS0803BN | 80000 | 92.1
GD MIDEA HEATING & VENTILATING EQUIPMENT CO., LTD. | Non-weatherized gas furnaces | MGH93M080C4A | MGH93M080C4A | 80000 | 93
GD MIDEA HEATING & VENTILATING EQUIPMENT CO., LTD. | Non-weatherized gas furnaces | MGH93M080B3A | MGH93M080B3A | 80000 | 93
NAPOLEON | Non-weatherized gas furnaces | NPX080S4B | NPX080S4B | 80000 | 95 | x
NAPOLEON | Non-weatherized gas furnaces | NPX080S3B | NPX080S3B | 80000 | 95
CONTINENTAL | Non-weatherized gas furnaces | CPX080S4B | CPX080S4B | 80000 | 95
CONTINENTAL | Non-weatherized gas furnaces | CPX080S3B | CPX080S3B | 80000 | 95
TRANE | Non-weatherized gas furnaces | TDH2B080A9V4VB* | TDH2B080A9V4VB* | 80000 | 95
TRANE | Non-weatherized gas furnaces | TDH1C085A9H41B* | TDH1C085A9H41B* | 80000 | 95
TRANE | Non-weatherized gas furnaces | TDH2B080A942VA* | TDH2B080A942VA* | 80000 | 95
TRANE | Non-weatherized gas furnaces | TDH1C085A9481A* | TDH1C085A9481A* | 80000 | 95
TRANE | Non-weatherized gas furnaces | TUH1C080A9601A* | TUH1C080A9601A* | 80000 | 95
YORK BY JOHNSON CONTROLS | Non-weatherized gas furnaces | TM9E080B12MP11 | TM9E080B12MP11 | 80000 | 95
YORK BY JOHNSON CONTROLS | Non-weatherized gas furnaces | TM9E080C16MP11 | TM9E080C16MP11 | 80000 | 95
COLEMAN BY JOHNSON CONTROLS | Non-weatherized gas furnaces | TM9E080C16MP11 | TM9E080C16MP11 | 80000 | 95
COLEMAN BY JOHNSON CONTROLS | Non-weatherized gas furnaces | TM9E080B12MP11 | TM9E080B12MP11 | 80000 | 95
EVCON BY JOHNSON CONTROLS | Non-weatherized gas furnaces | TM9E080B12MP11 | TM9E080B12MP11 | 80000 | 95
EVCON BY JOHNSON CONTROLS | Non-weatherized gas furnaces | TM9E080B12MP11 | RGF19080BE12MP12 | 80000 | 95
EVCON BY JOHNSON CONTROLS | Non-weatherized gas furnaces | TM9E080C16MP11 | RGF19080CE16MP12 | 80000 | 95
EVCON BY JOHNSON CONTROLS | Non-weatherized gas furnaces | TM9E080C16MP11 | TM9E080C16MP11 | 80000 | 95
FRASER-JOHNSTON BY JOHNSON CONTROLS | Non-weatherized gas furnaces | TM9E080B12MP11 | TM9E080B12MP11 | 80000 | 95
FRASER-JOHNSTON BY JOHNSON CONTROLS | Non-weatherized gas furnaces | TM9E080C16MP11 | TM9E080C16MP11 | 80000 | 95
GUARDIAN BY JOHNSON CONTROLS | Non-weatherized gas furnaces | TM9E080C16MP11 | RGF19080CE16MP12 | 80000 | 95
GUARDIAN BY JOHNSON CONTROLS | Non-weatherized gas furnaces | TM9E080B12MP11 | RGF19080BE12MP12 | 80000 | 95
LUXAIRE BY JOHNSON CONTROLS | Non-weatherized gas furnaces | TM9E080B12MP11 | TM9E080B12MP11 | 80000 | 95
LUXAIRE BY JOHNSON CONTROLS | Non-weatherized gas furnaces | TM9E080C16MP11 | TM9E080C16MP11 | 80000 | 95
AMERICAN STANDARD HEATING & AIR CONDITIONING | Non-weatherized gas furnaces | TDH2B080A9V4VB* | ADH2B080A9V4VB* | 80000 | 95
AMERICAN STANDARD HEATING & AIR CONDITIONING | Non-weatherized gas furnaces | TDH1C085A9H41B* | ADH1C085A9H41B* | 80000 | 95
AMERICAN STANDARD HEATING & AIR CONDITIONING | Non-weatherized gas furnaces | TUH1C080A9601A* | AUH1C080A9601A* | 80000 | 95
AMERICAN STANDARD HEATING & AIR CONDITIONING | Non-weatherized gas furnaces | TDH2B080A942VA* | ADH2B080A942VA* | 80000 | 95
AMERICAN STANDARD HEATING & AIR CONDITIONING | Non-weatherized gas furnaces | TDH1C085A9481A* | ADH1C085A9481A* | 80000 | 95
WOLF STEEL LTD. | Non-weatherized gas furnaces | CSM080S3A | CSM080S3A | 80000 | 95
WOLF STEEL LTD. | Non-weatherized gas furnaces | NSM080S3A | NSM080S3A | 80000 | 95
WOLF STEEL LTD. | Non-weatherized gas furnaces | CPX080S3A | CPX080S3A | 80000 | 95
WOLF STEEL LTD. | Non-weatherized gas furnaces | NPX080S3A | NPX080S3A | 80000 | 95
WOLF STEEL LTD. | Non-weatherized gas furnaces | NPX080S4B | NPX080S4B | 80000 | 95
WOLF STEEL LTD. | Non-weatherized gas furnaces | NPX080S3B | NPX080S3B | 80000 | 95
WOLF STEEL LTD. | Non-weatherized gas furnaces | CPX080S4B | CPX080S4B | 80000 | 95
WOLF STEEL LTD. | Non-weatherized gas furnaces | CPX080S3B | CPX080S3B | 80000 | 95
INGERSOLL RAND | Non-weatherized gas furnaces | TDH1C085A9481A* | M951P085CD48AA* | 80000 | 95
NORDYNE, LLC. | Non-weatherized gas furnaces | FG7TL 080*-*C* | FG7TL 080*-*C* | 80000 | 95.1
NORDYNE, LLC. | Non-weatherized gas furnaces | FG7TC 080*-*C* | FG7TC 080*-*C* | 80000 | 95.1
NORDYNE, LLC. | Non-weatherized gas furnaces | FG7TL 080*-*C* | KG7TL 080*-*C* | 80000 | 95.1
NORDYNE, LLC. | Non-weatherized gas furnaces | FG7TC 080*-*C* | VG7TC 080*-*C* | 80000 | 95.1
NORDYNE, LLC. | Non-weatherized gas furnaces | FG7TC 080*-*C* | MGC2TC080D-*C* | 80000 | 95.1
NORDYNE, LLC. | Non-weatherized gas furnaces | FG7TC 080*-*C* | PGC2TC080*-*C* | 80000 | 95.1
NORDYNE, LLC. | Non-weatherized gas furnaces | FG7TL 080*-*C* | MGC2TL080*-*C* | 80000 | 95.1
NORDYNE, LLC. | Non-weatherized gas furnaces | FG7TL 080*-*C* | PGC2TL080D*-*C* | 80000 | 95.1
NORDYNE, LLC. | Non-weatherized gas furnaces | FG7TC 080*-*C* | KG7TC 080*-*C* | 80000 | 95.1
NORDYNE, LLC. | Non-weatherized gas furnaces | FG7TL 080*-*C* | VG7TL 080*-*C* | 80000 | 95.1
HEAT CONTROLLER, INC. | Non-weatherized gas furnaces | FG7TC 080*-*C* | GUH95T080C5XE | 80000 | 95.1
NORDYNE, LLC. | Non-weatherized gas furnaces | G7TL 080*-35C* | G7TL 080*-35C* | 80000 | 95.1
NORDYNE, LLC. | Non-weatherized gas furnaces | G7TC 080*-35C* | G7TC 080*-35C* | 80000 | 95.1
NORDYNE, LLC. | Non-weatherized gas furnaces | G7TL 080*-VC* | G7TL 080*-VC* | 80000 | 95.1
NORDYNE, LLC. | Non-weatherized gas furnaces | G7TC 080*-VC* | G7TC 080*-VC* | 80000 | 95.1
WOLF STEEL LTD. | Non-weatherized gas furnaces | CSX080T3A | CSX080T3A | 80000 | 95.3
WOLF STEEL LTD. | Non-weatherized gas furnaces | NSX080T3A | NSX080T3A | 80000 | 95.3
WOLF STEEL LTD. | Non-weatherized gas furnaces | CPV080T3A | CPV080T3A | 80000 | 95.3
WOLF STEEL LTD. | Non-weatherized gas furnaces | NPV080T3A | NPV080T3A | 80000 | 95.3
CARRIER CORPORATION | Non-weatherized gas furnaces | A2X95-48080 | A2X95-48080 | 80000 | 95.5
CARRIER CORPORATION | Non-weatherized gas furnaces | A2X95-060080** | A2X95-060080** | 80000 | 95.5
YORK BY JOHNSON CONTROLS | Non-weatherized gas furnaces | TM9X080C16MP11 | TM9X080C16MP11 | 80000 | 95.5
YORK BY JOHNSON CONTROLS | Non-weatherized gas furnaces | TG9S080C22MP11 | TG9S080C22MP11 | 80000 | 95.5
YORK BY JOHNSON CONTROLS | Non-weatherized gas furnaces | TG9S080C16MP11 | TG9S080C16MP11 | 80000 | 95.5
YORK BY JOHNSON CONTROLS | Non-weatherized gas furnaces | TG9S080B12MP11 | TG9S080B12MP11 | 80000 | 95.5
COLEMAN BY JOHNSON CONTROLS | Non-weatherized gas furnaces | TG9S080C22MP11 | TG9S080C22MP11 | 80000 | 95.5
COLEMAN BY JOHNSON CONTROLS | Non-weatherized gas furnaces | TG9S080C16MP11 | TG9S080C16MP11 | 80000 | 95.5
COLEMAN BY JOHNSON CONTROLS | Non-weatherized gas furnaces | TG9S080B12MP11 | TG9S080B12MP11 | 80000 | 95.5
COLEMAN BY JOHNSON CONTROLS | Non-weatherized gas furnaces | TM9X080C16MP11 | TM9X080C16MP11 | 80000 | 95.5
EVCON BY JOHNSON CONTROLS | Non-weatherized gas furnaces | TM9X080C16MP11 | TM9X080C16MP11 | 80000 | 95.5
EVCON BY JOHNSON CONTROLS | Non-weatherized gas furnaces | TG9S080C22MP11 | TG9S080C22MP11 | 80000 | 95.5
EVCON BY JOHNSON CONTROLS | Non-weatherized gas furnaces | TG9S080B12MP11 | TG9S080B12MP11 | 80000 | 95.5
EVCON BY JOHNSON CONTROLS | Non-weatherized gas furnaces | TG9S080C16MP11 | TG9S080C16MP11 | 80000 | 95.5
EVCON BY JOHNSON CONTROLS | Non-weatherized gas furnaces | TM9X080C16MP11 | RGF19080CE16MP11 | 80000 | 95.5
EVCON BY JOHNSON CONTROLS | Non-weatherized gas furnaces | TG9S080C16MP11 | RGF19080CP16MP11 | 80000 | 95.5
EVCON BY JOHNSON CONTROLS | Non-weatherized gas furnaces | TG9S080B12MP11 | RGF19080BP12MP11 | 80000 | 95.5
FRASER-JOHNSTON BY JOHNSON CONTROLS | Non-weatherized gas furnaces | TM9X080C16MP11 | TM9X080C16MP11 | 80000 | 95.5
FRASER-JOHNSTON BY JOHNSON CONTROLS | Non-weatherized gas furnaces | TG9S080B12MP11 | TG9S080B12MP11 | 80000 | 95.5
FRASER-JOHNSTON BY JOHNSON CONTROLS | Non-weatherized gas furnaces | TG9S080C16MP11 | TG9S080C16MP11 | 80000 | 95.5
FRASER-JOHNSTON BY JOHNSON CONTROLS | Non-weatherized gas furnaces | TG9S080C22MP11 | TG9S080C22MP11 | 80000 | 95.5
GUARDIAN BY JOHNSON CONTROLS | Non-weatherized gas furnaces | TG9S080C22MP11 | GG9S080C22MP11 | 80000 | 95.5
GUARDIAN BY JOHNSON CONTROLS | Non-weatherized gas furnaces | TG9S080B12MP11 | RGF19080BP12MP11 | 80000 | 95.5
GUARDIAN BY JOHNSON CONTROLS | Non-weatherized gas furnaces | TG9S080C16MP11 | RGF19080CP16MP11 | 80000 | 95.5
GUARDIAN BY JOHNSON CONTROLS | Non-weatherized gas furnaces | TM9X080C16MP11 | RGF19080CE16MP11 | 80000 | 95.5
LUXAIRE BY JOHNSON CONTROLS | Non-weatherized gas furnaces | TM9X080C16MP11 | TM9X080C16MP11 | 80000 | 95.5
LUXAIRE BY JOHNSON CONTROLS | Non-weatherized gas furnaces | TG9S080C16MP11 | TG9S080C16MP11 | 80000 | 95.5
LUXAIRE BY JOHNSON CONTROLS | Non-weatherized gas furnaces | TG9S080C22MP11 | TG9S080C22MP11 | 80000 | 95.5
LUXAIRE BY JOHNSON CONTROLS | Non-weatherized gas furnaces | TG9S080B12MP11 | TG9S080B12MP11 | 80000 | 95.5
INTERNATIONAL COMFORT PRODUCTS | Non-weatherized gas furnaces | N9MSE0802120A | N9MSE0802120A* | 80000 | 95.5
INTERNATIONAL COMFORT PRODUCTS | Non-weatherized gas furnaces | N9MSE0801716A | N9MSE0801716A* | 80000 | 95.5
PAYNE HEATING & COOLING | Non-weatherized gas furnaces | A2X95-48080 | PG95XAT48080B | 80000 | 95.5
PAYNE HEATING & COOLING | Non-weatherized gas furnaces | A2X95-060080** | PG95XAT60080C | 80000 | 95.5
RHEEM SALES COMPANY, INC. | Non-weatherized gas furnaces | RGZP-08ENAES | RGZP-08ENAES | 80000 | 95.8
NAPOLEON | Non-weatherized gas furnaces | NPV080T4B | NPV080T4B | 80000 | 96
NAPOLEON | Non-weatherized gas furnaces | NPV080T3B | NPV080T3B | 80000 | 96
CONTINENTAL | Non-weatherized gas furnaces | CPV080T4B | CPV080T4B | 80000 | 96
CONTINENTAL | Non-weatherized gas furnaces | CPV080T3B | CPV080T3B | 80000 | 96
TRANE | Non-weatherized gas furnaces | TDHMB080ACV3VB* | TDHMB080ACV3VB* | 80000 | 96
TRANE | Non-weatherized gas furnaces | TDH2B080A9V3VB* | TDH2B080A9V3VB* | 80000 | 96
TRANE | Non-weatherized gas furnaces | TUH2B080A942V** | TUH2B080A942V** | 80000 | 96
YORK BY JOHNSON CONTROLS | Non-weatherized gas furnaces | TM9T080B12MP11 | TM9T080B12MP11 | 80000 | 96
YORK BY JOHNSON CONTROLS | Non-weatherized gas furnaces | TM9T080C16MP11 | TM9T080C16MP11 | 80000 | 96
YORK BY JOHNSON CONTROLS | Non-weatherized gas furnaces | TM9V080C16MP11 | TM9V080C16MP11 | 80000 | 96
YORK BY JOHNSON CONTROLS | Non-weatherized gas furnaces | TM9V080B12MP11 | TM9V080B12MP11 | 80000 | 96
COLEMAN BY JOHNSON CONTROLS | Non-weatherized gas furnaces | TM9V080C16MP11 | TM9V080C16MP11 | 80000 | 96
COLEMAN BY JOHNSON CONTROLS | Non-weatherized gas furnaces | TM9V080B12MP11 | TM9V080B12MP11 | 80000 | 96
COLEMAN BY JOHNSON CONTROLS | Non-weatherized gas furnaces | TM9T080B12MP11 | TM9T080B12MP11 | 80000 | 96
COLEMAN BY JOHNSON CONTROLS | Non-weatherized gas furnaces | TM9T080C16MP11 | TM9T080C16MP11 | 80000 | 96
EVCON BY JOHNSON CONTROLS | Non-weatherized gas furnaces | TM9T080B12MP11 | TM9T080B12MP11 | 80000 | 96
EVCON BY JOHNSON CONTROLS | Non-weatherized gas furnaces | TM9T080C16MP11 | TM9T080C16MP11 | 80000 | 96
EVCON BY JOHNSON CONTROLS | Non-weatherized gas furnaces | TM9V080B12MP11 | TM9V080B12MP11 | 80000 | 96
EVCON BY JOHNSON CONTROLS | Non-weatherized gas furnaces | TM9V080C16MP11 | TM9V080C16MP11 | 80000 | 96
FRASER-JOHNSTON BY JOHNSON CONTROLS | Non-weatherized gas furnaces | TM9T080B12MP11 | TM9T080B12MP11 | 80000 | 96
FRASER-JOHNSTON BY JOHNSON CONTROLS | Non-weatherized gas furnaces | TM9T080C16MP11 | TM9T080C16MP11 | 80000 | 96
FRASER-JOHNSTON BY JOHNSON CONTROLS | Non-weatherized gas furnaces | TM9V080C16MP11 | TM9V080C16MP11 | 80000 | 96
FRASER-JOHNSTON BY JOHNSON CONTROLS | Non-weatherized gas furnaces | TM9V080B12MP11 | TM9V080B12MP11 | 80000 | 96
LUXAIRE BY JOHNSON CONTROLS | Non-weatherized gas furnaces | TM9T080C16MP11 | TM9T080C16MP11 | 80000 | 96
LUXAIRE BY JOHNSON CONTROLS | Non-weatherized gas furnaces | TM9T080B12MP11 | TM9T080B12MP11 | 80000 | 96
LUXAIRE BY JOHNSON CONTROLS | Non-weatherized gas furnaces | TM9V080C16MP11 | TM9V080C16MP11 | 80000 | 96
LUXAIRE BY JOHNSON CONTROLS | Non-weatherized gas furnaces | TM9V080B12MP11 | TM9V080B12MP11 | 80000 | 96
INTERNATIONAL COMFORT PRODUCTS | Non-weatherized gas furnaces | F9MXE0802120A | F9MXE0802120A* | 80000 | 96
INTERNATIONAL COMFORT PRODUCTS | Non-weatherized gas furnaces | F9MXE0801716A | F9MXE0801716A* | 80000 | 96
INTERNATIONAL COMFORT PRODUCTS | Non-weatherized gas furnaces | F9MVT0802120A | G9MVE0802120A | 80000 | 96
INTERNATIONAL COMFORT PRODUCTS | Non-weatherized gas furnaces | F9MVT0801716A | G9MVE0801716A | 80000 | 96
INTERNATIONAL COMFORT PRODUCTS | Non-weatherized gas furnaces | F9MVT0802120A | F9MVE0802120A | 80000 | 96
INTERNATIONAL COMFORT PRODUCTS | Non-weatherized gas furnaces | F9MVT0801716A | F9MVE0801716A | 80000 | 96
INTERNATIONAL COMFORT PRODUCTS | Non-weatherized gas furnaces | F9MVT0802120A | G9MVT0802120A | 80000 | 96
INTERNATIONAL COMFORT PRODUCTS | Non-weatherized gas furnaces | F9MVT0802120A | F9MVT0802120A | 80000 | 96
INTERNATIONAL COMFORT PRODUCTS | Non-weatherized gas furnaces | F9MXT0802120A | G9MXT0802120A | 80000 | 96
INTERNATIONAL COMFORT PRODUCTS | Non-weatherized gas furnaces | F9MXT0802120A | F9MXT0802120A | 80000 | 96
INTERNATIONAL COMFORT PRODUCTS | Non-weatherized gas furnaces | F9MXT0801716A | G9MXT0801716A | 80000 | 96
INTERNATIONAL COMFORT PRODUCTS | Non-weatherized gas furnaces | F9MVT0801716A | G9MVT0801716A | 80000 | 96
INTERNATIONAL COMFORT PRODUCTS | Non-weatherized gas furnaces | F9MXT0801716A | F9MXT0801716A | 80000 | 96
INTERNATIONAL COMFORT PRODUCTS | Non-weatherized gas furnaces | F9MVT0801716A | F9MVT0801716A | 80000 | 96
PAYNE HEATING & COOLING | Non-weatherized gas furnaces | F9MVT0801716A | PG96VAT48080B | 80000 | 96
PAYNE HEATING & COOLING | Non-weatherized gas furnaces | F9MVT0802120A | PG96VAT60080C | 80000 | 96
AMERICAN STANDARD HEATING & AIR CONDITIONING | Non-weatherized gas furnaces | TDHMB080ACV3VB* | ADHMB080ACV3VB* | 80000 | 96
AMERICAN STANDARD HEATING & AIR CONDITIONING | Non-weatherized gas furnaces | TDH2B080A9V3VB* | ADH2B080A9V3VB* | 80000 | 96
AMERICAN STANDARD HEATING & AIR CONDITIONING | Non-weatherized gas furnaces | TUH2B080A942V** | AUH2B080A942V** | 80000 | 96
WOLF STEEL LTD. | Non-weatherized gas furnaces | CPV080T4B | CPV080T4B | 80000 | 96
WOLF STEEL LTD. | Non-weatherized gas furnaces | CPV080T3B | CPV080T3B | 80000 | 96
WOLF STEEL LTD. | Non-weatherized gas furnaces | NPV080T4B | NPV080T4B | 80000 | 96
WOLF STEEL LTD. | Non-weatherized gas furnaces | NPV080T3B | NPV080T3B | 80000 | 96
INGERSOLL RAND | Non-weatherized gas furnaces | TDH2B080A9V3VB* | M952V080BD36AA* | 80000 | 96
GOODMAN | Non-weatherized gas furnaces | GMSS960805CN | GMSS960805CN | 80000 | 96.1
GOODMAN | Non-weatherized gas furnaces | GMSS960804CN | GMSS960804CN | 80000 | 96.1
GOODMAN | Non-weatherized gas furnaces | GMSS960803BN | GMSS960803BN | 80000 | 96.1
GOODMAN | Non-weatherized gas furnaces | GCSS960804CN | GCSS960804CN | 80000 | 96.1
AMANA | Non-weatherized gas furnaces | GMVC960804CN | AMVC960804CN | 80000 | 96.1
AMANA | Non-weatherized gas furnaces | GMVC960803BN | AMVC960803BN | 80000 | 96.1
AMANA | Non-weatherized gas furnaces | GMSS960805CN | AMSS960805CN | 80000 | 96.1
AMANA | Non-weatherized gas furnaces | GMSS960804CN | AMSS960804CN | 80000 | 96.1
AMANA | Non-weatherized gas furnaces | GMSS960803BN | AMSS960803BN | 80000 | 96.1
AMANA | Non-weatherized gas furnaces | GCVC960804CN | ACVC960804CN | 80000 | 96.1
AMANA | Non-weatherized gas furnaces | GCSS960804CN | ACSS960804CN | 80000 | 96.1
DAIKIN | Non-weatherized gas furnaces | GCVC960804CN | DC96VC0804CN | 80000 | 96.1
DAIKIN | Non-weatherized gas furnaces | GCSS960804CN | DC96HS0804CN | 80000 | 96.1
DAIKIN | Non-weatherized gas furnaces | GMSS960805CN | DM96HS0805CN | 80000 | 96.1
DAIKIN | Non-weatherized gas furnaces | GMVC960803BN | DM96VC0803BN | 80000 | 96.1
DAIKIN | Non-weatherized gas furnaces | GMVC960804CN | DM96VC0804CN | 80000 | 96.1
DAIKIN | Non-weatherized gas furnaces | GMSS960803BN | DM96HS0803BN | 80000 | 96.1
DAIKIN | Non-weatherized gas furnaces | GMSS960804CN | DM96HS0804CN | 80000 | 96.1
GOODMAN | Non-weatherized gas furnaces | GMVC960804CN | GMVC960804CN | 80000 | 96.1
GOODMAN | Non-weatherized gas furnaces | GMVC960803BN | GMVC960803BN | 80000 | 96.1
GOODMAN | Non-weatherized gas furnaces | GCVC960804CN | GCVC960804CN | 80000 | 96.1
AMANA | Non-weatherized gas furnaces | GMEC960803BN | AMEC960803BN | 80000 | 96.1
DAIKIN | Non-weatherized gas furnaces | GMEC960803BN | DM96VE0803BN | 80000 | 96.1
GOODMAN | Non-weatherized gas furnaces | GMEC960803BN | GMEC960803BN | 80000 | 96.1
GOODMAN MANUFACTURING CO., LP. | Non-weatherized gas furnaces | GMSS960803BN | GMSS960803BN | 80000 | 96.1
GOODMAN MANUFACTURING CO., LP. | Non-weatherized gas furnaces | GMSS960804CN | GMSS960804CN | 80000 | 96.1
GOODMAN MANUFACTURING CO., LP. | Non-weatherized gas furnaces | GMSS960805CN | GMSS960805CN | 80000 | 96.1
GOODMAN MANUFACTURING CO., LP. | Non-weatherized gas furnaces | GCSS960804CN | GCSS960804CN | 80000 | 96.1
GOODMAN MANUFACTURING CO., LP. | Non-weatherized gas furnaces | GMVC960803BN | GMVC960803BN | 80000 | 96.1
GOODMAN MANUFACTURING CO., LP. | Non-weatherized gas furnaces | GMVC960804CN | GMVC960804CN | 80000 | 96.1
GOODMAN MANUFACTURING CO., LP. | Non-weatherized gas furnaces | GCVC960804CN | GCVC960804CN | 80000 | 96.1
GOODMAN MANUFACTURING CO., LP. | Non-weatherized gas furnaces | GMEC960803BN | GMEC960803BN | 80000 | 96.1
GOODMAN MANUFACTURING CO., LP. | Non-weatherized gas furnaces | GMVM960805CX | GMVM960805CX | 80000 | 96.1
GOODMAN MANUFACTURING CO., LP. | Non-weatherized gas furnaces | GCVM960805DX | GCVM960805DX | 80000 | 96.1
GOODMAN MANUFACTURING CO., LP. | Non-weatherized gas furnaces | GME950805CX | GME950805CX | 80000 | 96.1
AMANA HEATING AND AIR CONDITIONING | Non-weatherized gas furnaces | GCSS960804CN | ACSS960804CN | 80000 | 96.1
AMANA HEATING AND AIR CONDITIONING | Non-weatherized gas furnaces | GMSS960805CN | AMSS960805CN | 80000 | 96.1
AMANA HEATING AND AIR CONDITIONING | Non-weatherized gas furnaces | GMSS960804CN | AMSS960804CN | 80000 | 96.1
AMANA HEATING AND AIR CONDITIONING | Non-weatherized gas furnaces | GMSS960803BN | AMSS960803BN | 80000 | 96.1
AMANA HEATING AND AIR CONDITIONING | Non-weatherized gas furnaces | GMEC960803BN | AMEC960803BN | 80000 | 96.1
AMANA HEATING AND AIR CONDITIONING | Non-weatherized gas furnaces | GCVC960804CN | ACVC960804CN | 80000 | 96.1
AMANA HEATING AND AIR CONDITIONING | Non-weatherized gas furnaces | GMVC960804CN | AMVC960804CN | 80000 | 96.1
AMANA HEATING AND AIR CONDITIONING | Non-weatherized gas furnaces | GMVC960803BN | AMVC960803BN | 80000 | 96.1
AMANA HEATING AND AIR CONDITIONING | Non-weatherized gas furnaces | GME950805CX | AMEH960805CX | 80000 | 96.1
AMANA HEATING AND AIR CONDITIONING | Non-weatherized gas furnaces | GCVM960805DX | ACVM960805DX | 80000 | 96.1
AMANA HEATING AND AIR CONDITIONING | Non-weatherized gas furnaces | GMVM960805CX | AMVM960805CX | 80000 | 96.1
DAIKIN MANUFACTURING COMPANY, L.P. | Non-weatherized gas furnaces | GMEC960803BN | DM96VE0803BN | 80000 | 96.1
DAIKIN MANUFACTURING COMPANY, L.P. | Non-weatherized gas furnaces | GCSS960804CN | DC96HS0804CN | 80000 | 96.1
DAIKIN MANUFACTURING COMPANY, L.P. | Non-weatherized gas furnaces | GMSS960805CN | DM96HS0805CN | 80000 | 96.1
DAIKIN MANUFACTURING COMPANY, L.P. | Non-weatherized gas furnaces | GMSS960804CN | DM96HS0804CN | 80000 | 96.1
DAIKIN MANUFACTURING COMPANY, L.P. | Non-weatherized gas furnaces | GMSS960803BN | DM96HS0803BN | 80000 | 96.1
DAIKIN MANUFACTURING COMPANY, L.P. | Non-weatherized gas furnaces | GCVC960804CN | DC96VC0804CN | 80000 | 96.1
DAIKIN MANUFACTURING COMPANY, L.P. | Non-weatherized gas furnaces | GMVC960804CN | DM96VC0804CN | 80000 | 96.1
DAIKIN MANUFACTURING COMPANY, L.P. | Non-weatherized gas furnaces | GMVC960803BN | DM96VC0803BN | 80000 | 96.1
DAIKIN MANUFACTURING COMPANY, L.P. | Non-weatherized gas furnaces | GME950805CX | DM96HE0805CX | 80000 | 96.1
DAIKIN MANUFACTURING COMPANY, L.P. | Non-weatherized gas furnaces | GCVM960805DX | DC96MC0805DX | 80000 | 96.1
DAIKIN MANUFACTURING COMPANY, L.P. | Non-weatherized gas furnaces | GMVM960805CX | DM96MC0805CX | 80000 | 96.1
CARRIER CORPORATION | Non-weatherized gas furnaces | 59TN6A080V17--14 | 59TN6A080V17--14 | 80000 | 96.2
CARRIER CORPORATION | Non-weatherized gas furnaces | 59TP5A080E17--16 | 59TP5A080E17--16 | 80000 | 96.2
CARRIER CORPORATION | Non-weatherized gas furnaces | A2X95-048080 | A2X95-048080 | 80000 | 96.2
CARRIER CORPORATION | Non-weatherized gas furnaces | A2X95-060080 | A2X95-060080 | 80000 | 96.2
CARRIER CORPORATION | Non-weatherized gas furnaces | 59TP6A080E17--16 | 59TP6A080E17--16 | 80000 | 96.2
BRYANT HEATING & COOLING SYSTEMS | Non-weatherized gas furnaces | A2X95-048080 | 925TA48080E17A | 80000 | 96.2
BRYANT HEATING & COOLING SYSTEMS | Non-weatherized gas furnaces | A2X95-060080 | 925TA60080E21 | 80000 | 96.2
BRYANT HEATING & COOLING SYSTEMS | Non-weatherized gas furnaces | 59TN6A080V17--14 | 986TB42080V17 | 80000 | 96.2
BRYANT HEATING & COOLING SYSTEMS | Non-weatherized gas furnaces | 59TP6A080E17--16 | 926TA48080V17 | 80000 | 96.2
CARRIER CORPORATION | Non-weatherized gas furnaces | 59SP5A080E17--16 | 59SP5A080E17--16* | 80000 | 96.5
CARRIER CORPORATION | Non-weatherized gas furnaces | 59SP5A080E21--20 | 59SP5A080E21--20* | 80000 | 96.5
CARRIER CORPORATION | Non-weatherized gas furnaces | 59TP6A080E21--20 | 59TP6A080E21--20 | 80000 | 96.5
BRYANT HEATING & COOLING SYSTEMS | Non-weatherized gas furnaces | 59TP6A080E21--20 | 926TA60080V21 | 80000 | 96.5
CARRIER CORPORATION | Non-weatherized gas furnaces | 59TN6A080V21--20 | 59TN6A080V21--20 | 80000 | 96.7
CARRIER CORPORATION | Non-weatherized gas furnaces | 59TP5A080E21--20 | 59TP5A080E21--20 | 80000 | 96.7
TRANE | Non-weatherized gas furnaces | TUHMB080ACV3VB* | TUHMB080ACV3VB* | 80000 | 96.7
BRYANT HEATING & COOLING SYSTEMS | Non-weatherized gas furnaces | 59TN6A080V21--20 | 986TB60080V21 | 80000 | 96.7
AMERICAN STANDARD HEATING & AIR CONDITIONING | Non-weatherized gas furnaces | TUHMB080ACV3VB* | AUHMB080ACV3VB* | 80000 | 96.7
NAPOLEON | Non-weatherized gas furnaces | NUV080T3B | NUV080T3B | 80000 | 97
CONTINENTAL | Non-weatherized gas furnaces | CTV080T4B | CTV080T4B | 80000 | 97
CONTINENTAL | Non-weatherized gas furnaces | CTV080T3B | CTV080T3B | 80000 | 97
NAPOLEON | Non-weatherized gas furnaces | NUV080T4B | NUV080T4B | 80000 | 97
AMANA | Non-weatherized gas furnaces | GCVM970803BN | ACVM970803BN | 80000 | 97
AMANA | Non-weatherized gas furnaces | GCVM970804CN | ACVM970804CN | 80000 | 97
AMANA | Non-weatherized gas furnaces | GMVM970803BN | AMVM970803BN | 80000 | 97
AMANA | Non-weatherized gas furnaces | GMVM970804CN | AMVM970804CN | 80000 | 97
DAIKIN | Non-weatherized gas furnaces | GCVM970803BN | DC97MC0803BN | 80000 | 97
DAIKIN | Non-weatherized gas furnaces | GCVM970804CN | DC97MC0804CN | 80000 | 97
DAIKIN | Non-weatherized gas furnaces | GMVM970803BN | DM97MC0803BN | 80000 | 97
DAIKIN | Non-weatherized gas furnaces | GMVM970804CN | DM97MC0804CN | 80000 | 97
GOODMAN | Non-weatherized gas furnaces | GMVM970804CN | GMVM970804CN | 80000 | 97
GOODMAN | Non-weatherized gas furnaces | GMVM970803BN | GMVM970803BN | 80000 | 97
GOODMAN | Non-weatherized gas furnaces | GCVM970804CN | GCVM970804CN | 80000 | 97
GOODMAN | Non-weatherized gas furnaces | GCVM970803BN | GCVM970803BN | 80000 | 97
CARRIER CORPORATION | Non-weatherized gas furnaces | AMV98-042080 | AMV98-042080 | 80000 | 97
CARRIER CORPORATION | Non-weatherized gas furnaces | AMV98-060080 | AMV98-060080 | 80000 | 97
GOODMAN MANUFACTURING CO., LP. | Non-weatherized gas furnaces | GMVM970803BN | GMVM970803BN | 80000 | 97
GOODMAN MANUFACTURING CO., LP. | Non-weatherized gas furnaces | GCVM970803BN | GCVM970803BN | 80000 | 97
GOODMAN MANUFACTURING CO., LP. | Non-weatherized gas furnaces | GCVM970804CN | GCVM970804CN | 80000 | 97
TRANE | Non-weatherized gas furnaces | TUH2B080A9V4VB* | TUH2B080A9V4VB* | 80000 | 97
TRANE | Non-weatherized gas furnaces | TUH2B080A9V3VB* | TUH2B080A9V3VB* | 80000 | 97
YORK BY JOHNSON CONTROLS | Non-weatherized gas furnaces | TM9M080C16MP12 | TM9M080C16MP12 | 80000 | 97
YORK BY JOHNSON CONTROLS | Non-weatherized gas furnaces | TM9M080B12MP12 | TM9M080B12MP12 | 80000 | 97
COLEMAN BY JOHNSON CONTROLS | Non-weatherized gas furnaces | TM9M080B12MP12 | TM9M080B12MP12 | 80000 | 97
COLEMAN BY JOHNSON CONTROLS | Non-weatherized gas furnaces | TM9M080C16MP12 | TM9M080C16MP12 | 80000 | 97
EVCON BY JOHNSON CONTROLS | Non-weatherized gas furnaces | TM9M080C16MP12 | TM9M080C16MP12 | 80000 | 97
EVCON BY JOHNSON CONTROLS | Non-weatherized gas furnaces | TM9M080B12MP12 | TM9M080B12MP12 | 80000 | 97
FRASER-JOHNSTON BY JOHNSON CONTROLS | Non-weatherized gas furnaces | TM9M080C16MP12 | TM9M080C16MP12 | 80000 | 97
FRASER-JOHNSTON BY JOHNSON CONTROLS | Non-weatherized gas furnaces | TM9M080B12MP12 | TM9M080B12MP12 | 80000 | 97
LUXAIRE BY JOHNSON CONTROLS | Non-weatherized gas furnaces | TM9M080C16MP12 | TM9M080C16MP12 | 80000 | 97
LUXAIRE BY JOHNSON CONTROLS | Non-weatherized gas furnaces | TM9M080B12MP12 | TM9M080B12MP12 | 80000 | 97
INTERNATIONAL COMFORT PRODUCTS | Non-weatherized gas furnaces | F9MAC0802120A | G9MAE0802120A | 80000 | 97
INTERNATIONAL COMFORT PRODUCTS | Non-weatherized gas furnaces | F9MAC0801714A | G9MAE0801714A | 80000 | 97
INTERNATIONAL COMFORT PRODUCTS | Non-weatherized gas furnaces | F9MAC0801714A | F9MAE0802120A | 80000 | 97
INTERNATIONAL COMFORT PRODUCTS | Non-weatherized gas furnaces | F9MAC0801714A | F9MAE0801714A | 80000 | 97
INTERNATIONAL COMFORT PRODUCTS | Non-weatherized gas furnaces | F9MAC0802120A | G9MAC0802120A | 80000 | 97
INTERNATIONAL COMFORT PRODUCTS | Non-weatherized gas furnaces | F9MAC0802120A | F9MAC0802120A | 80000 | 97
INTERNATIONAL COMFORT PRODUCTS | Non-weatherized gas furnaces | F9MAC0801714A | G9MAC0801714A | 80000 | 97
INTERNATIONAL COMFORT PRODUCTS | Non-weatherized gas furnaces | F9MAC0801714A | F9MAC0801714A | 80000 | 97
BRYANT HEATING & COOLING SYSTEMS | Non-weatherized gas furnaces | AMV98-042080 | 987MA42080V17A | 80000 | 97
BRYANT HEATING & COOLING SYSTEMS | Non-weatherized gas furnaces | AMV98-060080 | 987MA60080V21 | 80000 | 97
AMERICAN STANDARD HEATING & AIR CONDITIONING | Non-weatherized gas furnaces | TUH2B080A9V4VB* | AUH2B080A9V4VB* | 80000 | 97
AMERICAN STANDARD HEATING & AIR CONDITIONING | Non-weatherized gas furnaces | TUH2B080A9V3VB* | AUH2B080A9V3VB* | 80000 | 97
AMANA HEATING AND AIR CONDITIONING | Non-weatherized gas furnaces | GCVM970804CN | ACVM970804CN | 80000 | 97
AMANA HEATING AND AIR CONDITIONING | Non-weatherized gas furnaces | GCVM970803BN | ACVM970803BN | 80000 | 97
AMANA HEATING AND AIR CONDITIONING | Non-weatherized gas furnaces | GMVM970803BN | AMVM970803BN | 80000 | 97
WOLF STEEL LTD. | Non-weatherized gas furnaces | CTV080T3A | CTV080T3A | 80000 | 97
WOLF STEEL LTD. | Non-weatherized gas furnaces | NUV080T3A | NUV080T3A | 80000 | 97
WOLF STEEL LTD. | Non-weatherized gas furnaces | NUV080T4B | NUV080T4B | 80000 | 97
WOLF STEEL LTD. | Non-weatherized gas furnaces | CTV080T3B | CTV080T3B | 80000 | 97
WOLF STEEL LTD. | Non-weatherized gas furnaces | NUV080T3B | NUV080T3B | 80000 | 97
WOLF STEEL LTD. | Non-weatherized gas furnaces | CTV080T4B | CTV080T4B | 80000 | 97
INGERSOLL RAND | Non-weatherized gas furnaces | TUH2B080A9V3VB* | M952V080BU36AA* | 80000 | 97
DAIKIN MANUFACTURING COMPANY, L.P. | Non-weatherized gas furnaces | GCVM970804CN | DC97MC0804CN | 80000 | 97
DAIKIN MANUFACTURING COMPANY, L.P. | Non-weatherized gas furnaces | GCVM970803BN | DC97MC0803BN | 80000 | 97
DAIKIN MANUFACTURING COMPANY, L.P. | Non-weatherized gas furnaces | GMVM970803BN | DM97MC0803BN | 80000 | 97
CARRIER CORPORATION | Non-weatherized gas furnaces | 59MN7A080V21--20 | 59MN7A080V21--20 | 80000 | 97.2
NORDYNE, LLC. | Non-weatherized gas furnaces | FG7MQ 080*-VC | FG7MQ 080*-VC | 80000 | 97.2
NORDYNE, LLC. | Non-weatherized gas furnaces | FG7MQ 080*-VC | KG7MQ 080*-VC | 80000 | 97.2
NORDYNE, LLC. | Non-weatherized gas furnaces | FG7MQ 080*-VC | PGC2MQ 080*-VC | 80000 | 97.2
CARRIER CORPORATION | Non-weatherized gas furnaces | 59MN7A080V17--14 | 59MN7A080V17--14 | 80000 | 97.4
YORK BY JOHNSON CONTROLS | Non-weatherized gas furnaces | YP9C080B12MP12 | TP9C080B12MP12 | 80000 | 97.5
YORK BY JOHNSON CONTROLS | Non-weatherized gas furnaces | YP9C080B12MP12 | YP9C080B12MP12 | 80000 | 97.5
COLEMAN BY JOHNSON CONTROLS | Non-weatherized gas furnaces | YP9C080B12MP12 | CP9C080B12MP12 | 80000 | 97.5
COLEMAN BY JOHNSON CONTROLS | Non-weatherized gas furnaces | YP9C080B12MP12 | TP9C080B12MP12 | 80000 | 97.5
EVCON BY JOHNSON CONTROLS | Non-weatherized gas furnaces | YP9C080B12MP12 | TP9C080B12MP12 | 80000 | 97.5
FRASER-JOHNSTON BY JOHNSON CONTROLS | Non-weatherized gas furnaces | YP9C080B12MP12 | TP9C080B12MP12 | 80000 | 97.5
LUXAIRE BY JOHNSON CONTROLS | Non-weatherized gas furnaces | YP9C080B12MP12 | TP9C080B12MP12 | 80000 | 97.5
LUXAIRE BY JOHNSON CONTROLS | Non-weatherized gas furnaces | YP9C080B12MP12 | LP9C080B12MP12 | 80000 | 97.5
YORK BY JOHNSON CONTROLS | Non-weatherized gas furnaces | YP9C080C16MP12 | TP9C080C16MP12 | 80000 | 97.7
YORK BY JOHNSON CONTROLS | Non-weatherized gas furnaces | YP9C080C16MP12 | YP9C080C16MP12 | 80000 | 97.7
COLEMAN BY JOHNSON CONTROLS | Non-weatherized gas furnaces | YP9C080C16MP12 | CP9C080C16MP12 | 80000 | 97.7
COLEMAN BY JOHNSON CONTROLS | Non-weatherized gas furnaces | YP9C080C16MP12 | TP9C080C16MP12 | 80000 | 97.7
EVCON BY JOHNSON CONTROLS | Non-weatherized gas furnaces | YP9C080C16MP12 | TP9C080C16MP12 | 80000 | 97.7
FRASER-JOHNSTON BY JOHNSON CONTROLS | Non-weatherized gas furnaces | YP9C080C16MP12 | TP9C080C16MP12 | 80000 | 97.7
LUXAIRE BY JOHNSON CONTROLS | Non-weatherized gas furnaces | YP9C080C16MP12 | TP9C080C16MP12 | 80000 | 97.7
LUXAIRE BY JOHNSON CONTROLS | Non-weatherized gas furnaces | YP9C080C16MP12 | LP9C080C16MP12 | 80000 | 97.7
GOODMAN MANUFACTURING CO., LP. | Non-weatherized gas furnaces | GMVM970804CN | GMVM970804CN | 80000 | 98
AMANA HEATING AND AIR CONDITIONING | Non-weatherized gas furnaces | GMVM970804CN | AMVM970804CN | 80000 | 98
DAIKIN MANUFACTURING COMPANY, L.P. | Non-weatherized gas furnaces | GMVM970804CN | DM97MC0804CN | 80000 | 98 | x
CARRIER CORPORATION | Non-weatherized gas furnaces | 58STX090-20* | 58STX090-20* | 84000 | 80
CARRIER CORPORATION | Non-weatherized gas furnaces | 58STX090-16* | 58STX090-16* | 84000 | 80
CARRIER CORPORATION | Non-weatherized gas furnaces | 58STX090-14* | 58STX090-14* | 84000 | 80
CARRIER CORPORATION | Non-weatherized gas furnaces | 58CTX090-16* | 58CTX090-16* | 84000 | 80
CARRIER CORPORATION | Non-weatherized gas furnaces | 58DLX090-14* | 58DLX090-14* | 84000 | 80
CARRIER CORPORATION | Non-weatherized gas furnaces | 58DLX090-16* | 58DLX090-16* | 84000 | 80
CARRIER CORPORATION | Non-weatherized gas furnaces | 58DLX090-20* | 58DLX090-20* | 84000 | 80
CARRIER CORPORATION | Non-weatherized gas furnaces | 58CVX090-16* | 58CVX090-16* | 84000 | 80
CARRIER CORPORATION | Non-weatherized gas furnaces | 58PHX090-16* | 58PHX090-16* | 84000 | 80
CARRIER CORPORATION | Non-weatherized gas furnaces | 58PHY090-14* | 58PHY090-14* | 84000 | 80
CARRIER CORPORATION | Non-weatherized gas furnaces | 58PHY090-16* | 58PHY090-16* | 84000 | 80
INTERNATIONAL COMFORT PRODUCTS | Non-weatherized gas furnaces | WFMR090B042** | WFML090B042** | 84000 | 80
INTERNATIONAL COMFORT PRODUCTS | Non-weatherized gas furnaces | WFMR090C048** | WFML090C048** | 84000 | 80
BRYANT HEATING & COOLING SYSTEMS | Non-weatherized gas furnaces | 58DLX090-20* | 311JAV060090* | 84000 | 80
BRYANT HEATING & COOLING SYSTEMS | Non-weatherized gas furnaces | 58DLX090-16* | 311JAV048090* | 84000 | 80
BRYANT HEATING & COOLING SYSTEMS | Non-weatherized gas furnaces | 58DLX090-14* | 311JAV042090* | 84000 | 80
BRYANT HEATING & COOLING SYSTEMS | Non-weatherized gas furnaces | 58CTX090-16* | 312JAV048090* | 84000 | 80
BRYANT HEATING & COOLING SYSTEMS | Non-weatherized gas furnaces | 58STX090-20* | 310JAV060090* | 84000 | 80
BRYANT HEATING & COOLING SYSTEMS | Non-weatherized gas furnaces | 58STX090-16* | 310JAV048090* | 84000 | 80
BRYANT HEATING & COOLING SYSTEMS | Non-weatherized gas furnaces | 58STX090-14* | 310JAV042090* | 84000 | 80
BRYANT HEATING & COOLING SYSTEMS | Non-weatherized gas furnaces | 58CVX090-16* | 315JAV048090* | 84000 | 80
BRYANT HEATING & COOLING SYSTEMS | Non-weatherized gas furnaces | 58PHX090-16* | 313JAV048090* | 84000 | 80
BRYANT HEATING & COOLING SYSTEMS | Non-weatherized gas furnaces | 58PHY090-16* | 313JBV048090* | 84000 | 80
BRYANT HEATING & COOLING SYSTEMS | Non-weatherized gas furnaces | 58PHY090-14* | 313JBV042090* | 84000 | 80
PAYNE HEATING & COOLING | Non-weatherized gas furnaces | 58STX090-16* | PG8JAA048090* | 84000 | 80
PAYNE HEATING & COOLING | Non-weatherized gas furnaces | 58STX090-14* | PG8JAA042090* | 84000 | 80
PAYNE HEATING & COOLING | Non-weatherized gas furnaces | 58STX090-20* | PG8JAA060090* | 84000 | 80
PAYNE HEATING & COOLING | Non-weatherized gas furnaces | 58PHX090-16* | PG8JEA048090* | 84000 | 80
PAYNE HEATING & COOLING | Non-weatherized gas furnaces | 58CVX090-16* | PG8JVA048090* | 84000 | 80
PAYNE HEATING & COOLING | Non-weatherized gas furnaces | 58PHY090-14* | PG8JEB042090* | 84000 | 80
PAYNE HEATING & COOLING | Non-weatherized gas furnaces | 58PHY090-16* | PG8JEB048090* | 84000 | 80
INTERNATIONAL COMFORT PRODUCTS | Non-weatherized gas furnaces | 58PHY090-16* | WFEL090C048A* | 84000 | 80
INTERNATIONAL COMFORT PRODUCTS | Non-weatherized gas furnaces | 58PHY090-14* | WFEL090B042A* | 84000 | 80
INTERNATIONAL COMFORT PRODUCTS | Non-weatherized gas furnaces | 58STX090-16* | N8MSL0902116* | 84000 | 80
INTERNATIONAL COMFORT PRODUCTS | Non-weatherized gas furnaces | 58PHX090-16* | F8MXL0902116* | 84000 | 80
INTERNATIONAL COMFORT PRODUCTS | Non-weatherized gas furnaces | 58CVX090-16* | G8MVL0902116* | 84000 | 80
INTERNATIONAL COMFORT PRODUCTS | Non-weatherized gas furnaces | 58PHX090-16* | G8MXL0902116* | 84000 | 80
INTERNATIONAL COMFORT PRODUCTS | Non-weatherized gas furnaces | 58STX090-14* | N8MSL0901714* | 84000 | 80
INTERNATIONAL COMFORT PRODUCTS | Non-weatherized gas furnaces | 58STX090-20* | N8MSL0902120* | 84000 | 80
INTERNATIONAL COMFORT PRODUCTS | Non-weatherized gas furnaces | 58CVX090-16* | F8MVL0902116* | 84000 | 80
INTERNATIONAL COMFORT PRODUCTS | Non-weatherized gas furnaces | 58STX090-20* | R8MSL0902120* | 84000 | 80
INTERNATIONAL COMFORT PRODUCTS | Non-weatherized gas furnaces | 58PHY090-14* | R8MXL0901714A* | 84000 | 80
INTERNATIONAL COMFORT PRODUCTS | Non-weatherized gas furnaces | 58PHY090-16* | R8MXL0902116A* | 84000 | 80
INTERNATIONAL COMFORT PRODUCTS | Non-weatherized gas furnaces | 58PHY090-14* | N8MXL0901714A* | 84000 | 80
INTERNATIONAL COMFORT PRODUCTS | Non-weatherized gas furnaces | 58PHY090-16* | N8MXL0902116A* | 84000 | 80
CARRIER CORPORATION | Non-weatherized gas furnaces | 58CTX090-14* | 58CTX090-14* | 84000 | 80
INTERNATIONAL COMFORT PRODUCTS | Non-weatherized gas furnaces | 58CTX090-14* | G8MTL09017148* | 84000 | 80
INTERNATIONAL COMFORT PRODUCTS | Non-weatherized gas furnaces | 58CTX090-16* | G8MTL0901714* | 84000 | 80
INTERNATIONAL COMFORT PRODUCTS | Non-weatherized gas furnaces | 58CTX090-14* | F8MTL0901714* | 84000 | 80
BRYANT HEATING & COOLING SYSTEMS | Non-weatherized gas furnaces | 58CTX090-14* | 312JAV042090* | 84000 | 80
INTERNATIONAL COMFORT PRODUCTS | Non-weatherized gas furnaces | 58CTX090-14* | G8MTL0901714A* | 84000 | 80
INTERNATIONAL COMFORT PRODUCTS | Non-weatherized gas furnaces | 58CTX090-14* | F8MTL0901714A* | 84000 | 80
THERMAL ZONE | Non-weatherized gas furnaces | R92PA0851521MSA | TZ92MSP085C50A | 84000 | 92
UNITED REFRIGERATION, INC. | Non-weatherized gas furnaces | R92PA0851521MSA | TZ92MSP085C50A | 84000 | 92
RHEEM SALES COMPANY, INC. | Non-weatherized gas furnaces | R92PA0851521MSA | R92PA0851521MSA | 84000 | 92
RHEEM SALES COMPANY, INC. | Non-weatherized gas furnaces | R92PA0851521MSA | W92PA0851521MSA | 84000 | 92
THERMAL ZONE | Non-weatherized gas furnaces | R96PA0852521MSA | TZ96MDP085C50A | 84000 | 95
THERMAL ZONE | Non-weatherized gas furnaces | R95TA0851521MSA | TZ95MSX085C50A | 84000 | 95
THERMAL ZONE | Non-weatherized gas furnaces | R95PA0851521MSA | TZ95MSP085C50A | 84000 | 95
UNITED REFRIGERATION, INC. | Non-weatherized gas furnaces | R95PA0851521MSA | TZ95MSP085C50A | 84000 | 95
UNITED REFRIGERATION, INC. | Non-weatherized gas furnaces | R95TA0851521MSA | TZ95MSX085C50A | 84000 | 95
UNITED REFRIGERATION, INC. | Non-weatherized gas furnaces | R96PA0852521MSA | TZ96MDP085C50A | 84000 | 95
RHEEM SALES COMPANY, INC. | Non-weatherized gas furnaces | R95PA0851521MSA | R95PA0851521MSA | 84000 | 95
RHEEM SALES COMPANY, INC. | Non-weatherized gas furnaces | R95TA0851521MSA | R95TA0851521MSA | 84000 | 95
RHEEM SALES COMPANY, INC. | Non-weatherized gas furnaces | R96PA0852521MSA | R96PA0852521MSA | 84000 | 95
RHEEM SALES COMPANY, INC. | Non-weatherized gas furnaces | R95TA0851521MSA | S95TA0851521MSA | 84000 | 95
RHEEM SALES COMPANY, INC. | Non-weatherized gas furnaces | R95TA0851521MSA | D95TA0851521MSA | 84000 | 95
RHEEM SALES COMPANY, INC. | Non-weatherized gas furnaces | R95PA0851521MSA | S95PA0851521MSA | 84000 | 95
RHEEM SALES COMPANY, INC. | Non-weatherized gas furnaces | R95PA0851521MSA | D95PA0851521MSA | 84000 | 95
RHEEM SALES COMPANY, INC. | Non-weatherized gas furnaces | R96PA0852521MSA | S96PA0852521MSA | 84000 | 95
RHEEM SALES COMPANY, INC. | Non-weatherized gas furnaces | R96PA0852521MSA | D96PA0852521MSA | 84000 | 95
RHEEM SALES COMPANY, INC. | Non-weatherized gas furnaces | R96PA0852521MSA | W96PA0852521MSA | 84000 | 95
RHEEM SALES COMPANY, INC. | Non-weatherized gas furnaces | R95TA0851521MSA | W95TA0851521MSA | 84000 | 95
RHEEM SALES COMPANY, INC. | Non-weatherized gas furnaces | R95PA0851521MSA | W95PA0851521MSA | 84000 | 95
UNITED REFRIGERATION, INC. | Non-weatherized gas furnaces | R95TA0851521MSB | TZ95MSX085C50B | 84000 | 95
RHEEM SALES COMPANY, INC. | Non-weatherized gas furnaces | R95TA0851521MSB | R95TA0851521MSB | 84000 | 95
RHEEM SALES COMPANY, INC. | Non-weatherized gas furnaces | R95TA0851521MSB | W95TA0851521MSB | 84000 | 95
RHEEM SALES COMPANY, INC. | Non-weatherized gas furnaces | R95TA0851521MSB | S95TA0851521MSB | 84000 | 95
RHEEM SALES COMPANY, INC. | Non-weatherized gas furnaces | R95TA0851521MSB | D95TA0851521MSB | 84000 | 95
THERMAL ZONE | Non-weatherized gas furnaces | R96VA0852521MSB | TZ96MDV085C50B | 84000 | 96
WEATHERKING | Non-weatherized gas furnaces | R96VA0852521MSA | W96VA0852521MSA | 84000 | 96
SURE | Non-weatherized gas furnaces | R96VA0852521MSA | S96VA0852521MSA | 84000 | 96
RUUD | Non-weatherized gas furnaces | R96VA0852521MSA | U96VA0852521MSA | 84000 | 96
DUROGUARD | Non-weatherized gas furnaces | R96VA0852521MSA | D96VA0852521MSA | 84000 | 96
RHEEM, RUUD | Non-weatherized gas furnaces | R96VA0852521MSA | R96VA0852521MSA | 84000 | 96
THERMAL ZONE | Non-weatherized gas furnaces | R96VA0852521MSA | TZ96MDVA085C50A | 84000 | 96
UNITED REFRIGERATION, INC. | Non-weatherized gas furnaces | R96VA0852521MSB | TZ96MDV085C50B | 84000 | 96
RHEEM SALES COMPANY, INC. | Non-weatherized gas furnaces | R96VA0852521MSB | R96VA0852521MSB | 84000 | 96
RHEEM SALES COMPANY, INC. | Non-weatherized gas furnaces | R96VA0852521MSB | W96VA0852521MSB | 84000 | 96
RHEEM SALES COMPANY, INC. | Non-weatherized gas furnaces | R96VA0852521MSB | S96VA0852521MSB | 84000 | 96
RHEEM SALES COMPANY, INC. | Non-weatherized gas furnaces | R96VA0852521MSB | U96VA0852521MSB | 84000 | 96
RHEEM SALES COMPANY, INC. | Non-weatherized gas furnaces | R96VA0852521MSB | D96VA0852521MSB | 84000 | 96
NORDYNE, LLC. | Non-weatherized gas furnaces | M1BB 086A ** | M1BB 086A ** | 86000 | 80
PAYNE | Non-weatherized gas furnaces | 58CTW090-16 | PG8JVB048090 | 88000 | 80
CARRIER CORPORATION | Non-weatherized gas furnaces | 58STA090-20 | 58STA090-20 | 88000 | 80
CARRIER CORPORATION | Non-weatherized gas furnaces | 58STA090-16 | 58STA090-16 | 88000 | 80
CARRIER CORPORATION | Non-weatherized gas furnaces | 58STA090-14 | 58STA090-14 | 88000 | 80
CARRIER CORPORATION | Non-weatherized gas furnaces | 58STX090-20 | 58STX090-20 | 88000 | 80
CARRIER CORPORATION | Non-weatherized gas furnaces | 58STX090-16 | 58STX090-16 | 88000 | 80
CARRIER CORPORATION | Non-weatherized gas furnaces | 58STX090-14 | 58STX090-14 | 88000 | 80
CARRIER CORPORATION | Non-weatherized gas furnaces | 58CTX090-16 | 58CTX090-16 | 88000 | 80
CARRIER CORPORATION | Non-weatherized gas furnaces | 58DLA090-14 | 58DLA090-14 | 88000 | 80
CARRIER CORPORATION | Non-weatherized gas furnaces | 58DLA090-16 | 58DLA090-16 | 88000 | 80
CARRIER CORPORATION | Non-weatherized gas furnaces | 58DLA090-20 | 58DLA090-20 | 88000 | 80
CARRIER CORPORATION | Non-weatherized gas furnaces | 58DLX090-14 | 58DLX090-14 | 88000 | 80
CARRIER CORPORATION | Non-weatherized gas furnaces | 58DLX090-16 | 58DLX090-16 | 88000 | 80
CARRIER CORPORATION | Non-weatherized gas furnaces | 58DLX090-20 | 58DLX090-20 | 88000 | 80
CARRIER CORPORATION | Non-weatherized gas furnaces | 58CVX090-16 | 58CVX090-16 | 88000 | 80
CARRIER CORPORATION | Non-weatherized gas furnaces | 58CVA090-16 | 58CVA090-16 | 88000 | 80
CARRIER CORPORATION | Non-weatherized gas furnaces | 58PHA090-16 | 58PHA090-16 | 88000 | 80
CARRIER CORPORATION | Non-weatherized gas furnaces | 58PHX090-16 | 58PHX090-16 | 88000 | 80
CARRIER CORPORATION | Non-weatherized gas furnaces | 58CTW090-16 | 58CTW090-16 | 88000 | 80
CARRIER CORPORATION | Non-weatherized gas furnaces | 58CTY090-16 | 58CTY090-16 | 88000 | 80
CARRIER CORPORATION | Non-weatherized gas furnaces | 58PHB090-14 | 58PHB090-14 | 88000 | 80
CARRIER CORPORATION | Non-weatherized gas furnaces | 58PHB090-16 | 58PHB090-16 | 88000 | 80
CARRIER CORPORATION | Non-weatherized gas furnaces | 58PHY090-14 | 58PHY090-14 | 88000 | 80
CARRIER CORPORATION | Non-weatherized gas furnaces | 58PHY090-16 | 58PHY090-16 | 88000 | 80
LENNOX INDUSTRIES, INC. | Non-weatherized gas furnaces | SL280DF090V48B-* | SL280DF090V48B-* | 88000 | 80
LENNOX INDUSTRIES, INC. | Non-weatherized gas furnaces | SL280DF090V60C-* | SL280DF090V60C-* | 88000 | 80
LENNOX INDUSTRIES, INC. | Non-weatherized gas furnaces | SL280UH090V36B-* | SL280UH090V36B-* | 88000 | 80
LENNOX INDUSTRIES, INC. | Non-weatherized gas furnaces | SL280UH090V48B-* | SL280UH090V48B-* | 88000 | 80
LENNOX INDUSTRIES, INC. | Non-weatherized gas furnaces | SL280UH090V48B-* | SL280UH090XV48B-* | 88000 | 80
LENNOX INDUSTRIES, INC. | Non-weatherized gas furnaces | SL280UH090V60C-* | SL280UH090V60C-* | 88000 | 80
LENNOX INDUSTRIES, INC. | Non-weatherized gas furnaces | ML180UH090P36B-* | ML180UH090P36B-* | 88000 | 80
LENNOX INDUSTRIES, INC. | Non-weatherized gas furnaces | ML180UH090P48B-* | ML180UH090P48B-* | 88000 | 80
LENNOX INDUSTRIES, INC. | Non-weatherized gas furnaces | ML180UH090P48B-* | ML180UH090XP48B-* | 88000 | 80
LENNOX INDUSTRIES, INC. | Non-weatherized gas furnaces | SL280UH090V60C-* | SL280UH090XV60C-* | 88000 | 80
LENNOX INDUSTRIES, INC. | Non-weatherized gas furnaces | SL280UH090V60C-* | SL280UH090XV60C-** | 88000 | 80
LENNOX INDUSTRIES, INC. | Non-weatherized gas furnaces | EL280UH090P36B-* | EL280UH090P36B-* | 88000 | 80
LENNOX INDUSTRIES, INC. | Non-weatherized gas furnaces | EL280UH090P48B-* | EL280UH090P48B-* | 88000 | 80
LENNOX INDUSTRIES, INC. | Non-weatherized gas furnaces | EL280UH090P48B-* | EL280UH090XP48B-* | 88000 | 80
LENNOX INDUSTRIES, INC. | Non-weatherized gas furnaces | ML180DF090P36B-* | ML180DF090P36B-* | 88000 | 80
LENNOX INDUSTRIES, INC. | Non-weatherized gas furnaces | ML180DF090P48B-* | ML180DF090P48B-* | 88000 | 80
LENNOX INDUSTRIES, INC. | Non-weatherized gas furnaces | ML180DF090P48B-* | ML180DF090XP48B-* | 88000 | 80
LENNOX INDUSTRIES, INC. | Non-weatherized gas furnaces | EL280DF090P48B | EL280DF090P48B | 88000 | 80
LENNOX INDUSTRIES, INC. | Non-weatherized gas furnaces | EL180UH090E48B-* | EL180UH090E48B-* | 88000 | 80
LENNOX INDUSTRIES, INC. | Non-weatherized gas furnaces | EL180UH090E60C-* | EL180UH090E60C-* | 88000 | 80
LENNOX INDUSTRIES, INC. | Non-weatherized gas furnaces | EL180DF090E48B-* | EL180DF090E48B-* | 88000 | 80
LENNOX INDUSTRIES, INC. | Non-weatherized gas furnaces | EL180UH090XE48B-* | EL180UH090XE48B-* | 88000 | 80
ALLIED AIR ENTERPRISES, LLC | Non-weatherized gas furnaces | 80G1DF090BP16-* | 80G1DF090BP16-* | 88000 | 80
ALLIED AIR ENTERPRISES, LLC | Non-weatherized gas furnaces | 80G1DF090BP16-* | A80DF1D090B16-* | 88000 | 80
ALLIED AIR ENTERPRISES, LLC | Non-weatherized gas furnaces | 80G1DF090BP16-* | 80AF1DF090P16B-* | 88000 | 80
INTERNATIONAL COMFORT PRODUCTS | Non-weatherized gas furnaces | WFML090B042* | WFML090B042* | 88000 | 80
INTERNATIONAL COMFORT PRODUCTS | Non-weatherized gas furnaces | WFML090C048* | WFML090C048* | 88000 | 80
INTERNATIONAL COMFORT PRODUCTS | Non-weatherized gas furnaces | WFMR090C48** | WFMR090C48** | 88000 | 80
INTERNATIONAL COMFORT PRODUCTS | Non-weatherized gas furnaces | WFMR090B042** | WFMR090B042** | 88000 | 80
INTERNATIONAL COMFORT PRODUCTS | Non-weatherized gas furnaces | WFMR090C048** | WFMR090C048** | 88000 | 80
BRYANT HEATING & COOLING SYSTEMS | Non-weatherized gas furnaces | 58STA090-20 | 310AAV060090 | 88000 | 80
BRYANT HEATING & COOLING SYSTEMS | Non-weatherized gas furnaces | 58STA090-16 | 310AAV048090 | 88000 | 80
BRYANT HEATING & COOLING SYSTEMS | Non-weatherized gas furnaces | 58STA090-14 | 310AAV042090 | 88000 | 80
BRYANT HEATING & COOLING SYSTEMS | Non-weatherized gas furnaces | 58DLA090-20 | 311AAV060090 | 88000 | 80
BRYANT HEATING & COOLING SYSTEMS | Non-weatherized gas furnaces | 58DLA090-16 | 311AAV048090 | 88000 | 80
BRYANT HEATING & COOLING SYSTEMS | Non-weatherized gas furnaces | 58DLA090-14 | 311AAV042090 | 88000 | 80
BRYANT HEATING & COOLING SYSTEMS | Non-weatherized gas furnaces | 58DLX090-20 | 311JAV060090 | 88000 | 80
BRYANT HEATING & COOLING SYSTEMS | Non-weatherized gas furnaces | 58DLX090-16 | 311JAV048090 | 88000 | 80
BRYANT HEATING & COOLING SYSTEMS | Non-weatherized gas furnaces | 58DLX090-14 | 311JAV042090 | 88000 | 80
BRYANT HEATING & COOLING SYSTEMS | Non-weatherized gas furnaces | 58CTX090-16 | 312JAV048090 | 88000 | 80
BRYANT HEATING & COOLING SYSTEMS | Non-weatherized gas furnaces | 58STX090-20 | 310JAV060090 | 88000 | 80
BRYANT HEATING & COOLING SYSTEMS | Non-weatherized gas furnaces | 58STX090-16 | 310JAV048090 | 88000 | 80
BRYANT HEATING & COOLING SYSTEMS | Non-weatherized gas furnaces | 58STX090-14 | 310JAV042090 | 88000 | 80
BRYANT HEATING & COOLING SYSTEMS | Non-weatherized gas furnaces | 58CVX090-16 | 315JAV048090 | 88000 | 80
BRYANT HEATING & COOLING SYSTEMS | Non-weatherized gas furnaces | 58CVA090-16 | 315AAV048090 | 88000 | 80
BRYANT HEATING & COOLING SYSTEMS | Non-weatherized gas furnaces | 58PHX090-16 | 313JAV048090 | 88000 | 80
BRYANT HEATING & COOLING SYSTEMS | Non-weatherized gas furnaces | 58PHA090-16 | 313AAV048090 | 88000 | 80
BRYANT HEATING & COOLING SYSTEMS | Non-weatherized gas furnaces | 58CTW090-16 | 314AAV048090 | 88000 | 80
BRYANT HEATING & COOLING SYSTEMS | Non-weatherized gas furnaces | 58CTY090-16 | 314JAV048090 | 88000 | 80
BRYANT HEATING & COOLING SYSTEMS | Non-weatherized gas furnaces | 58PHY090-16 | 313JBV048090 | 88000 | 80
BRYANT HEATING & COOLING SYSTEMS | Non-weatherized gas furnaces | 58PHY090-14 | 313JBV042090 | 88000 | 80
BRYANT HEATING & COOLING SYSTEMS | Non-weatherized gas furnaces | 58PHB090-16 | 313ABV048090 | 88000 | 80
BRYANT HEATING & COOLING SYSTEMS | Non-weatherized gas furnaces | 58PHB090-14 | 313ABV042090 | 88000 | 80
PAYNE HEATING & COOLING | Non-weatherized gas furnaces | 58STA090-20 | PG8MAA060090 | 88000 | 80
PAYNE HEATING & COOLING | Non-weatherized gas furnaces | 58STA090-16 | PG8MAA048090 | 88000 | 80
PAYNE HEATING & COOLING | Non-weatherized gas furnaces | 58STA090-14 | PG8MAA042090 | 88000 | 80
PAYNE HEATING & COOLING | Non-weatherized gas furnaces | 58STX090-16 | PG8JAA048090 | 88000 | 80
PAYNE HEATING & COOLING | Non-weatherized gas furnaces | 58STX090-14 | PG8JAA042090 | 88000 | 80
PAYNE HEATING & COOLING | Non-weatherized gas furnaces | 58STX090-20 | PG8JAA060090 | 88000 | 80
PAYNE HEATING & COOLING | Non-weatherized gas furnaces | 58PHX090-16 | PG8JEA048090 | 88000 | 80
PAYNE HEATING & COOLING | Non-weatherized gas furnaces | 58PHA090-16 | PG8MEA048090 | 88000 | 80
PAYNE HEATING & COOLING | Non-weatherized gas furnaces | 58CVA090-16 | PG8MVA048090 | 88000 | 80
PAYNE HEATING & COOLING | Non-weatherized gas furnaces | 58CVX090-16 | PG8JVA048090 | 88000 | 80
PAYNE HEATING & COOLING | Non-weatherized gas furnaces | 58CTW090-16 | PG8JVB048090 | 88000 | 80
PAYNE HEATING & COOLING | Non-weatherized gas furnaces | 58PHY090-14 | PG8JEB042090 | 88000 | 80
PAYNE HEATING & COOLING | Non-weatherized gas furnaces | 58PHY090-16 | PG8JEB048090 | 88000 | 80
INTERNATIONAL COMFORT PRODUCTS | Non-weatherized gas furnaces | 58STA090-16 | N8MSN0902116 | 88000 | 80
INTERNATIONAL COMFORT PRODUCTS | Non-weatherized gas furnaces | 58PHX090-16 | F8MXL0902116 | 88000 | 80
INTERNATIONAL COMFORT PRODUCTS | Non-weatherized gas furnaces | 58PHA090-16 | F8MXN0902116 | 88000 | 80
INTERNATIONAL COMFORT PRODUCTS | Non-weatherized gas furnaces | 58STA090-16 | WFMR090C048 | 88000 | 80
INTERNATIONAL COMFORT PRODUCTS | Non-weatherized gas furnaces | 58STA090-14 | WFMR090B042 | 88000 | 80
INTERNATIONAL COMFORT PRODUCTS | Non-weatherized gas furnaces | 58STX090-16 | WFML090C048 | 88000 | 80
INTERNATIONAL COMFORT PRODUCTS | Non-weatherized gas furnaces | 58STX090-14 | WFML090B042 | 88000 | 80
INTERNATIONAL COMFORT PRODUCTS | Non-weatherized gas furnaces | 58STX090-16 | N8MSL0902116 | 88000 | 80
INTERNATIONAL COMFORT PRODUCTS | Non-weatherized gas furnaces | 58CVX090-16 | G8MVL901716* | 88000 | 80
INTERNATIONAL COMFORT PRODUCTS | Non-weatherized gas furnaces | 58CVX090-16 | F8MVL901716* | 88000 | 80
INTERNATIONAL COMFORT PRODUCTS | Non-weatherized gas furnaces | 58STA090-20 | R8MSN0902120 | 88000 | 80
INTERNATIONAL COMFORT PRODUCTS | Non-weatherized gas furnaces | 58PHA090-16 | G8MXN0902116 | 88000 | 80
INTERNATIONAL COMFORT PRODUCTS | Non-weatherized gas furnaces | 58PHX090-16 | G8MXL0902116 | 88000 | 80
INTERNATIONAL COMFORT PRODUCTS | Non-weatherized gas furnaces | 58STA090-20 | N8MSN0902120 | 88000 | 80
INTERNATIONAL COMFORT PRODUCTS | Non-weatherized gas furnaces | 58STA090-14 | N8MSN0901714 | 88000 | 80
INTERNATIONAL COMFORT PRODUCTS | Non-weatherized gas furnaces | 58STX090-20 | N8MSL0902120 | 88000 | 80
INTERNATIONAL COMFORT PRODUCTS | Non-weatherized gas furnaces | 58STX090-14 | N8MSL0901714 | 88000 | 80
INTERNATIONAL COMFORT PRODUCTS | Non-weatherized gas furnaces | 58STX090-20 | R8MSL0902120 | 88000 | 80
INTERNATIONAL COMFORT PRODUCTS | Non-weatherized gas furnaces | 58CTY090-16 | F8MVL0902116 | 88000 | 80
INTERNATIONAL COMFORT PRODUCTS | Non-weatherized gas furnaces | 58CTY090-16 | G8MVL0902116 | 88000 | 80
INTERNATIONAL COMFORT PRODUCTS | Non-weatherized gas furnaces | 58PHY090-14 | R8MXL0901714A | 88000 | 80
INTERNATIONAL COMFORT PRODUCTS | Non-weatherized gas furnaces | 58PHY090-16 | R8MXL0902116A | 88000 | 80
INTERNATIONAL COMFORT PRODUCTS | Non-weatherized gas furnaces | 58PHY090-14 | N8MXL0901714A | 88000 | 80
INTERNATIONAL COMFORT PRODUCTS | Non-weatherized gas furnaces | 58PHY090-16 | N8MXL0902116A | 88000 | 80
INTERNATIONAL COMFORT PRODUCTS | Non-weatherized gas furnaces | 58PHY090-14 | WFEL090B042A | 88000 | 80
INTERNATIONAL COMFORT PRODUCTS | Non-weatherized gas furnaces | 58PHY090-16 | WFEL090C048A | 88000 | 80
ALLIED AIR ENTERPRISES, LLC | Non-weatherized gas furnaces | SL280UH090V36B-* | A80US2V090B12-* | 88000 | 80
ALLIED AIR ENTERPRISES, LLC | Non-weatherized gas furnaces | SL280UH090V48B-* | A08US2V090B16L-* | 88000 | 80
ALLIED AIR ENTERPRISES, LLC | Non-weatherized gas furnaces | SL280DF090V48B-* | A80DS2V090B16-* | 88000 | 80
ALLIED AIR ENTERPRISES, LLC | Non-weatherized gas furnaces | SL280UH090V48B-* | A80US2V090B16-* | 88000 | 80
ALLIED AIR ENTERPRISES, LLC | Non-weatherized gas furnaces | SL280UH090V60C-* | A80US2V090C20-* | 88000 | 80
ALLIED AIR ENTERPRISES, LLC | Non-weatherized gas furnaces | SL280UH090V48B-* | 80G2UH090BV16-* | 88000 | 80
ALLIED AIR ENTERPRISES, LLC | Non-weatherized gas furnaces | ML180UH090P36B-* | A80UH1D090B12-* | 88000 | 80
ALLIED AIR ENTERPRISES, LLC | Non-weatherized gas furnaces | ML180UH090P36B-* | 80G1UH090BP12-* | 88000 | 80
ALLIED AIR ENTERPRISES, LLC | Non-weatherized gas furnaces | ML180UH090P48B-* | A80UH1D090B16-* | 88000 | 80
ALLIED AIR ENTERPRISES, LLC | Non-weatherized gas furnaces | SL280UH090V48B-* | A80US2V090B16L-* | 88000 | 80
ALLIED AIR ENTERPRISES, LLC | Non-weatherized gas furnaces | ML180UH090P48B-* | 80AF1UH090P16B-* | 88000 | 80
ALLIED AIR ENTERPRISES, LLC | Non-weatherized gas furnaces | EL180UH090E48B-* | A80UH1E090B16-* | 88000 | 80
ALLIED AIR ENTERPRISES, LLC | Non-weatherized gas furnaces | EL180UH090E60C-* | A80UH1E090C20-* | 88000 | 80
ALLIED AIR ENTERPRISES, LLC | Non-weatherized gas furnaces | EL180DF090E48B-* | A80DF1E090B16-* | 88000 | 80
ALLIED AIR ENTERPRISES, LLC | Non-weatherized gas furnaces | EL180DF090E48B-* | 80G1DF090BE16-* | 88000 | 80
ALLIED AIR ENTERPRISES, LLC | Non-weatherized gas furnaces | ML180UH090P48B-* | 80AF1UH090P16BL-* | 88000 | 80
ALLIED AIR ENTERPRISES, LLC | Non-weatherized gas furnaces | EL180UH090E48B-* | 80G1UH090BE16-* | 88000 | 80
ALLIED AIR ENTERPRISES, LLC | Non-weatherized gas furnaces | EL180UH090E48B-* | 80G1UH090BE16L-* | 88000 | 80
ALLIED AIR ENTERPRISES, LLC | Non-weatherized gas furnaces | ML180UH090P36B-* | 80AF1UH090P12B-* | 88000 | 80
ALLIED AIR ENTERPRISES, LLC | Non-weatherized gas furnaces | EL180UH090E60C-* | 80G1UH090CE20-* | 88000 | 80
ALLIED AIR ENTERPRISES, LLC | Non-weatherized gas furnaces | EL180UH090E48B-* | A80UH1E090B16L-* | 88000 | 80
ALLIED AIR ENTERPRISES, LLC | Non-weatherized gas furnaces | SL280UH090V48B-* | 80G2UH090BV16L | 88000 | 80
ALLIED AIR ENTERPRISES, LLC | Non-weatherized gas furnaces | ML180UH090P48B-* | 80G1UH090BP16-* | 88000 | 80
ALLIED AIR ENTERPRISES, LLC | Non-weatherized gas furnaces | ML180UH090P48B-* | A80UH1D090B16L-* | 88000 | 80
ALLIED AIR ENTERPRISES, LLC | Non-weatherized gas furnaces | ML180UH090P48B-* | 80G1UH090BP16L-* | 88000 | 80
CARRIER CORPORATION | Non-weatherized gas furnaces | 58CTX090-14 | 58CTX090-14 | 88000 | 80
BRYANT HEATING & COOLING SYSTEMS | Non-weatherized gas furnaces | 58CTX090-14 | 312JAV042090 | 88000 | 80
INTERNATIONAL COMFORT PRODUCTS | Non-weatherized gas furnaces | 58CTX090-14 | F8MTL0901714 | 88000 | 80
INTERNATIONAL COMFORT PRODUCTS | Non-weatherized gas furnaces | 58CTX090-14 | G8MTL0901714 | 88000 | 80
INTERNATIONAL COMFORT PRODUCTS | Non-weatherized gas furnaces | 58CTX090-14 | F8MTL0901714A | 88000 | 80
INTERNATIONAL COMFORT PRODUCTS | Non-weatherized gas furnaces | 58CTX090-14 | G8MTL0901714A | 88000 | 80
ALLIED AIR ENTERPRISES, LLC | Non-weatherized gas furnaces | 92G1DF090CP16-* | 92G1DF090CP16-* | 88000 | 92.1
ALLIED AIR ENTERPRISES, LLC | Non-weatherized gas furnaces | 92G1UH090CP16-* | 92G1UH090CP16-* | 88000 | 92.1
ALLIED AIR ENTERPRISES, LLC | Non-weatherized gas furnaces | 92G1UH090CP12-* | 92G1UH090CP12-* | 88000 | 92.1
ALLIED AIR ENTERPRISES, LLC | Non-weatherized gas furnaces | 92G1DF090CP16-* | 92AF1DF090P16C-* | 88000 | 92.1
ALLIED AIR ENTERPRISES, LLC | Non-weatherized gas furnaces | 92G1UH090CP16-* | 92AF1UH090P16C-* | 88000 | 92.1
ALLIED AIR ENTERPRISES, LLC | Non-weatherized gas furnaces | 92G1UH090CP12-* | 92AF1UH090P12C-* | 88000 | 92.1
LENNOX INDUSTRIES, INC. | Non-weatherized gas furnaces | ML193UH090XP36C-* | ML193UH090XP36C-* | 88000 | 93
LENNOX INDUSTRIES, INC. | Non-weatherized gas furnaces | ML193UH090XP48C-* | ML193UH090XP48C-* | 88000 | 93
LENNOX INDUSTRIES, INC. | Non-weatherized gas furnaces | ML193DF090XP48C-* | ML193DF090XP48C-* | 88000 | 93
ALLIED AIR ENTERPRISES, LLC | Non-weatherized gas furnaces | ML193DF090XP48C-* | A93DF1D090C16A-* | 88000 | 93
ALLIED AIR ENTERPRISES, LLC | Non-weatherized gas furnaces | ML193UH090XP36C-* | A93UH1D090C12A-* | 88000 | 93
ALLIED AIR ENTERPRISES, LLC | Non-weatherized gas furnaces | ML193UH090XP48C-* | A93UH1D090C16A-* | 88000 | 93
LENNOX INDUSTRIES, INC. | Non-weatherized gas furnaces | EL195UH090XE48C-* | EL195UH090XE48C-* | 88000 | 95
LENNOX INDUSTRIES, INC. | Non-weatherized gas furnaces | EL195DF090XE48C-* | EL195DF090XE48C-* | 88000 | 95
LENNOX INDUSTRIES, INC. | Non-weatherized gas furnaces | ML195UH090XP36C-* | ML195UH090XP36C-* | 88000 | 95
LENNOX INDUSTRIES, INC. | Non-weatherized gas furnaces | ML195UH090XP48C-* | ML195UH090XP48C-* | 88000 | 95
LENNOX INDUSTRIES, INC. | Non-weatherized gas furnaces | ML195DF090XP60C-* | ML195DF090XP60C-* | 88000 | 95
LENNOX INDUSTRIES, INC. | Non-weatherized gas furnaces | ML195UH090XP60C-* | ML195UH090XP60C-* | 88000 | 95
ALLIED AIR ENTERPRISES, LLC | Non-weatherized gas furnaces | A95UH2E090C16*-* | 95G2DF090CE16* | 88000 | 95
ALLIED AIR ENTERPRISES, LLC | Non-weatherized gas furnaces | A95UH2E090C16*-* | 95G2UH090CE16* | 88000 | 95
ALLIED AIR ENTERPRISES, LLC | Non-weatherized gas furnaces | A95DF2E090C16*-* | A95DF2E090C16*-* | 88000 | 95
ALLIED AIR ENTERPRISES, LLC | Non-weatherized gas furnaces | A95UH2E090C16*-* | A95UH2E090C16*-* | 88000 | 95
ALLIED AIR ENTERPRISES, LLC | Non-weatherized gas furnaces | A95UH2V090C20*-* | 95G2UH090CV20-* | 88000 | 95
ALLIED AIR ENTERPRISES, LLC | Non-weatherized gas furnaces | A95UH2V090C12*-* | 95G2UH090CV12-* | 88000 | 95
ALLIED AIR ENTERPRISES, LLC | Non-weatherized gas furnaces | A95DF2V090C20*-* | 95G2DF090CV20-* | 88000 | 95
ALLIED AIR ENTERPRISES, LLC | Non-weatherized gas furnaces | A95DF2V090C20*-* | A95DF2V090C20*-* | 88000 | 95
ALLIED AIR ENTERPRISES, LLC | Non-weatherized gas furnaces | A95UH2V090C20*-* | A95UH2V090C20*-* | 88000 | 95
ALLIED AIR ENTERPRISES, LLC | Non-weatherized gas furnaces | A95UH2V090C16*-* | A95UH2V090C16*-* | 88000 | 95
ALLIED AIR ENTERPRISES, LLC | Non-weatherized gas furnaces | A95UH2V090C12*-* | A95UH2V090C12*-* | 88000 | 95
AIRE-FLO | Non-weatherized gas furnaces | A95UH2V090C12*-* | 95AF2UH090V12C-* | 88000 | 95
AIRE-FLO | Non-weatherized gas furnaces | A95DF2V090C20*-* | 95AF2DF090V20C-* | 88000 | 95
ALLIED AIR ENTERPRISES, LLC | Non-weatherized gas furnaces | ML195DF090XP60C-* | 95AF1DF090P20C-* | 88000 | 95
ALLIED AIR ENTERPRISES, LLC | Non-weatherized gas furnaces | ML195UH090XP36C-* | 95AF1UH090P12C-* | 88000 | 95
ALLIED AIR ENTERPRISES, LLC | Non-weatherized gas furnaces | EL195UH090XE48C-* | A95UH1E090C16-* | 88000 | 95
ALLIED AIR ENTERPRISES, LLC | Non-weatherized gas furnaces | ML195UH090XP48C-* | 95AF1UH090P16C-* | 88000 | 95
ALLIED AIR ENTERPRISES, LLC | Non-weatherized gas furnaces | EL195DF090XE48C-* | 95G1DF090CE16-* | 88000 | 95
ALLIED AIR ENTERPRISES, LLC | Non-weatherized gas furnaces | EL195UH090XE48C-* | 95G1UH090CE16-* | 88000 | 95
ALLIED AIR ENTERPRISES, LLC | Non-weatherized gas furnaces | EL195DF090XE48C-* | A95DF1E090C16-* | 88000 | 95
ALLIED AIR ENTERPRISES, LLC | Non-weatherized gas furnaces | ML195UH090XP36C-* | A95UH1D090C12*-* | 88000 | 95
ALLIED AIR ENTERPRISES, LLC | Non-weatherized gas furnaces | ML195UH090XP36C-* | 95G1UH090CP12-* | 88000 | 95
ALLIED AIR ENTERPRISES, LLC | Non-weatherized gas furnaces | ML195UH090XP48C-* | 95G1UH090CP16-* | 88000 | 95
ALLIED AIR ENTERPRISES, LLC | Non-weatherized gas furnaces | ML195DF090XP60C-* | A95DF1D090C20*-* | 88000 | 95
ALLIED AIR ENTERPRISES, LLC | Non-weatherized gas furnaces | ML195DF090XP60C-* | 95G1DF090CP20-* | 88000 | 95
ALLIED AIR ENTERPRISES, LLC | Non-weatherized gas furnaces | ML195UH090XP48C-* | A95UH1D090C16*-* | 88000 | 95
AIREASE,ALLIED,ARMSTRONG AIR | Non-weatherized gas furnaces | EL296UH090XV60C-* | A96US2V090C20S-* | 88000 | 96
AIREASE,ALLIED,ARMSTRONG AIR | Non-weatherized gas furnaces | EL296UH090XV48C-* | A96US2V090C16S-* | 88000 | 96
AIREASE,ALLIED,ARMSTRONG AIR | Non-weatherized gas furnaces | EL296UH090XV36C-* | A96US2V090C12S-* | 88000 | 96
AIREASE,ALLIED,ARMSTRONG AIR | Non-weatherized gas furnaces | EL296DF090XV60C-* | A96DS2V090C20S-* | 88000 | 96
LENNOX INDUSTRIES, INC. | Non-weatherized gas furnaces | EL296UH090XV36C-* | EL296UH090XV36C-* | 88000 | 96
LENNOX INDUSTRIES, INC. | Non-weatherized gas furnaces | EL296UH090XV48C-* | EL296UH090XV48C-* | 88000 | 96
LENNOX INDUSTRIES, INC. | Non-weatherized gas furnaces | EL296UH090XV60C-* | EL296UH090XV60C-* | 88000 | 96
LENNOX INDUSTRIES, INC. | Non-weatherized gas furnaces | EL296DF090XV60C-* | EL296DF090XV60C-* | 88000 | 96
LENNOX INDUSTRIES, INC. | Non-weatherized gas furnaces | EL296UH090XE48C-* | EL296UH090XE48C-* | 88000 | 96
LENNOX INDUSTRIES, INC. | Non-weatherized gas furnaces | EL296DF090XE48C-* | EL296DF090XE48C-* | 88000 | 96
ALLIED AIR ENTERPRISES, LLC | Non-weatherized gas furnaces | EL296UH090XV60C-* | A96US2V090C20S-* | 88000 | 96
ALLIED AIR ENTERPRISES, LLC | Non-weatherized gas furnaces | EL296UH090XV48C-* | A96US2V090C16S-* | 88000 | 96
ALLIED AIR ENTERPRISES, LLC | Non-weatherized gas furnaces | EL296DF090XV60C-* | A96DS2V090C20S-* | 88000 | 96
ALLIED AIR ENTERPRISES, LLC | Non-weatherized gas furnaces | EL296UH090XV36C-* | A96US2V090C12S-* | 88000 | 96
ALLIED AIR ENTERPRISES, LLC | Non-weatherized gas furnaces | A97USMV090C12S-* | A97USMV090C12S-* | 88000 | 97
ALLIED AIR ENTERPRISES, LLC | Non-weatherized gas furnaces | A97DSMV090C20S-* | A97DSMV090C20S-* | 88000 | 97
ALLIED AIR ENTERPRISES, LLC | Non-weatherized gas furnaces | A97DSMV090C16S-* | A97DSMV090C16S-* | 88000 | 97
ALLIED AIR ENTERPRISES, LLC | Non-weatherized gas furnaces | A97USMV090C20S-* | A97USMV090C20S-* | 88000 | 97
ALLIED AIR ENTERPRISES, LLC | Non-weatherized gas furnaces | A97USMV090C16S-* | A97USMV090C16S-* | 88000 | 97
LENNOX INDUSTRIES, INC. | Non-weatherized gas furnaces | SLP98UH090XV48C-* | SLP98UH090XV48C-* | 88000 | 97.5
LENNOX INDUSTRIES, INC. | Non-weatherized gas furnaces | SLP98DF090XV36C-* | SLP98DF090XV36C-* | 88000 | 97.5
LENNOX INDUSTRIES, INC. | Non-weatherized gas furnaces | SLP98DF090XV48C-* | SLP98DF090XV48C-* | 88000 | 97.5
LENNOX INDUSTRIES, INC. | Non-weatherized gas furnaces | SLP98DF090XV60C-* | SLP98DF090XV60C-* | 88000 | 97.5
LENNOX INDUSTRIES, INC. | Non-weatherized gas furnaces | SLP98UH090XV36C-* | SLP98UH090XV36C-* | 88000 | 98
LENNOX INDUSTRIES, INC. | Non-weatherized gas furnaces | SLP98UH090XV60C-* | SLP98UH090XV60C-* | 88000 | 98.7
GD MIDEA HEATING & VENTILATING EQUIPMENT CO., LTD. | Non-weatherized gas furnaces | MGS80M090B4A | MGS80M090B4A | 90000 | 80
EAIR LLC | Non-weatherized gas furnaces | MGS80M090B4A | IGT80M090P16B | 90000 | 80
NORDYNE, LLC. | Non-weatherized gas furnaces | KG7SA 090*-35C* | KG7SA 090*-35C* | 90000 | 80
NORDYNE, LLC. | Non-weatherized gas furnaces | KG7SA 090*-24B* | KG7SA 090*-24B* | 90000 | 80
NORDYNE, LLC. | Non-weatherized gas furnaces | FG7SA 090*-35C* | FG7SA 090*-35C* | 90000 | 80
NORDYNE, LLC. | Non-weatherized gas furnaces | FG7SA 090*-24B* | FG7SA 090*-24B* | 90000 | 80
NORDYNE, LLC. | Non-weatherized gas furnaces | KG7SK 090*-24B* | KG7SK 090*-24B* | 90000 | 80
NORDYNE, LLC. | Non-weatherized gas furnaces | M1MB 090A ** | M1MB 090A ** | 90000 | 80
NORDYNE, LLC. | Non-weatherized gas furnaces | FG7SK 090*-24B | FG7SK 090*-24B | 90000 | 80
NORDYNE, LLC. | Non-weatherized gas furnaces | FG7SA 090*-35C | FG7SA 090*-35C | 90000 | 80
NORDYNE, LLC. | Non-weatherized gas furnaces | FG7SK 090*-24B | MGC2SK 090*-24B | 90000 | 80
NORDYNE, LLC. | Non-weatherized gas furnaces | FG7SA 090*-35C | KG7SA 090*-35C | 90000 | 80
NORDYNE, LLC. | Non-weatherized gas furnaces | FG7SA 090*-35C | MGC2SA090C35C | 90000 | 80
NORDYNE, LLC. | Non-weatherized gas furnaces | FG7SK 090*-24B | KG7SK 090*-24B | 90000 | 80
NORDYNE, LLC. | Non-weatherized gas furnaces | FG7SA 090*-24B* | VG7SA 090*-24B* | 90000 | 80
NORDYNE, LLC. | Non-weatherized gas furnaces | FG7SA 090*-35C* | VG7SA 090*-35C* | 90000 | 80
HEAT CONTROLLER, INC. | Non-weatherized gas furnaces | KG7SK 090*-24B* | GDD80A090B4XE | 90000 | 80
HEAT CONTROLLER, INC. | Non-weatherized gas furnaces | FG7SA 090*-24B* | GUH80A090B4XE | 90000 | 80
HEAT CONTROLLER, INC. | Non-weatherized gas furnaces | FG7SA 090*-35C* | GUH80A090C5XE | 90000 | 80
WOLF STEEL LTD. | Non-weatherized gas furnaces | MGS80M090B4A | WGS80M090B4A | 90000 | 80
NORDYNE, LLC. | Non-weatherized gas furnaces | M1MC 090A AW | M1MC 090A AW | 90000 | 80
RHEEM SALES COMPANY, INC. | Non-weatherized gas furnaces | RGJF-09(E,N)ZCMS | RGJF-09(E,N)ZCMS | 90000 | 90.2
TEXAS FURNACE, LLC | Non-weatherized gas furnaces | CSA090NH4RX | CSA090NH4RX | 90000 | 90.4
TEXAS FURNACE, LLC | Non-weatherized gas furnaces | CSA090NH4R | CSA090NH4R | 90000 | 90.4
TEXAS FURNACE, LLC | Non-weatherized gas furnaces | CCA090NH3R | CCA090NH3R | 90000 | 90.4
TEXAS FURNACE, LLC | Non-weatherized gas furnaces | CSA090NH3RX | CSA090NH3RX | 90000 | 90.4
TEXAS FURNACE, LLC | Non-weatherized gas furnaces | CSA090NH3R | CSA090NH3R | 90000 | 90.4
TEXAS FURNACE, LLC | Non-weatherized gas furnaces | CCA090NH4R | CCA090NH4R | 90000 | 90.4
WILLIAMSON-THERMOFLO | Non-weatherized gas furnaces | CSA090NH4R | WTCSA090NH4R | 90000 | 90.4
WILLIAMSON-THERMOFLO | Non-weatherized gas furnaces | CSA090NH3R | WTCSA090NH3R | 90000 | 90.4
CROWN BOILER CO. | Non-weatherized gas furnaces | CCA090NH4R | DCA090NH4R | 90000 | 90.4
CROWN BOILER CO. | Non-weatherized gas furnaces | CCA090NH3R | DCA090NH3R | 90000 | 90.4
TEXAS FURNACE, LLC | Non-weatherized gas furnaces | VSA090NH3RX | VSA090NH3RX | 90000 | 90.9
TEXAS FURNACE, LLC | Non-weatherized gas furnaces | VCA090NH4R | VCA090NH4R | 90000 | 90.9
TEXAS FURNACE, LLC | Non-weatherized gas furnaces | VSA090NH4R | VSA090NH4R | 90000 | 90.9
TEXAS FURNACE, LLC | Non-weatherized gas furnaces | VSA090NH4RX | VSA090NH4RX | 90000 | 90.9
TEXAS FURNACE, LLC | Non-weatherized gas furnaces | VSA090NH3R | VSA090NH3R | 90000 | 90.9
TEXAS FURNACE, LLC | Non-weatherized gas furnaces | VCA090NH3R | VCA090NH3R | 90000 | 90.9
WILLIAMSON-THERMOFLO | Non-weatherized gas furnaces | VSA090NH4R | WTVSA090NH4R | 90000 | 90.9
CROWN BOILER CO. | Non-weatherized gas furnaces | VCA090NH4R | UCA090NH4R | 90000 | 90.9
CROWN BOILER CO. | Non-weatherized gas furnaces | VCA090NH3R | UCA090NH3R | 90000 | 90.9
TEXAS FURNACE, LLC | Non-weatherized gas furnaces | VSB090NH4R | VSB090NH4R | 90000 | 92
TEXAS FURNACE, LLC | Non-weatherized gas furnaces | VSB090NH3R | VSB090NH3R | 90000 | 92
NORDYNE, LLC. | Non-weatherized gas furnaces | M4RL 090D-35C | M4RL 090D-35C | 90000 | 92.1
NORDYNE, LLC. | Non-weatherized gas furnaces | M4RC 090D-35C | M4RC 090D-35C | 90000 | 92.1
NORDYNE, LLC. | Non-weatherized gas furnaces | FG7SL 090D-35C | FG7SL 090D-35C | 90000 | 92.1
NORDYNE, LLC. | Non-weatherized gas furnaces | FG7SC 090D-35C | FG7SC 090D-35C | 90000 | 92.1
NORDYNE, LLC. | Non-weatherized gas furnaces | FG7SL 090D-35C | MGC2SL 090D-35C | 90000 | 92.1
NORDYNE, LLC. | Non-weatherized gas furnaces | FG7SC 090D-35C | KG7SC 090D-35C | 90000 | 92.1
NORDYNE, LLC. | Non-weatherized gas furnaces | FG7SL 090D-35C | KG7SL 090D-35C | 90000 | 92.1
NORDYNE, LLC. | Non-weatherized gas furnaces | FG7SC 090D-35C | VG7SC 090D-35C | 90000 | 92.1
NORDYNE, LLC. | Non-weatherized gas furnaces | FG7SL 090D-35C | VG7SL 090D-35C | 90000 | 92.1
NORDYNE, LLC. | Non-weatherized gas furnaces | FG7SC 090D-35C | MGC2SC 090D-35C | 90000 | 92.1
HEAT CONTROLLER, INC. | Non-weatherized gas furnaces | FG7SC 090D-35C | GUH92A090C5XE | 90000 | 92.1
HEAT CONTROLLER, INC. | Non-weatherized gas furnaces | FG7SL 090D-35C | GDD92A090C5XE | 90000 | 92.1
RHEEM SALES COMPANY, INC. | Non-weatherized gas furnaces | RGGE-09(E,N)ZCMS | RGGE-09(E,N)ZCMS | 90000 | 92.3
NORDYNE, LLC. | Non-weatherized gas furnaces | FG7SM 090D-35C | FG7SM 090D-35C | 90000 | 95
NORDYNE, LLC. | Non-weatherized gas furnaces | FG7SD 090D-35C | FG7SD 090D-35C | 90000 | 95
NORDYNE, LLC. | Non-weatherized gas furnaces | FG7SD 090D-35C | MGC2SD 090D-35C | 90000 | 95
NORDYNE, LLC. | Non-weatherized gas furnaces | FG7SD 090D-35C | KG7SD 090D-35C | 90000 | 95
NORDYNE, LLC. | Non-weatherized gas furnaces | FG7SM 090D-35C | MGC2SM 090D-35C | 90000 | 95
NORDYNE, LLC. | Non-weatherized gas furnaces | FG7SD 090D-35C | VG7SD 090D-35C | 90000 | 95
NORDYNE, LLC. | Non-weatherized gas furnaces | FG7SM 090D-35C | VG7SM 090D-35C | 90000 | 95
NORDYNE, LLC. | Non-weatherized gas furnaces | FG7SM 090D-35C | KG7SM 090D-35C | 90000 | 95
HEAT CONTROLLER, INC. | Non-weatherized gas furnaces | FG7SD 090D-35C | GUH95A090C5XE | 90000 | 95
HEAT CONTROLLER, INC. | Non-weatherized gas furnaces | FG7SM 090D-35C | GDD95A090C5XE | 90000 | 95
RHEEM SALES COMPANY, INC. | Non-weatherized gas furnaces | RGFG-09EZCMS | RGFG-09EZCMS | 90000 | 95.1
GOODMAN MANUFACTURING CO., LP. | Non-weatherized gas furnaces | GKS90904CX | GKS90904CX | 92000 | 92.1
GOODMAN MANUFACTURING CO., LP. | Non-weatherized gas furnaces | GKS90905DX | GKS90905DX | 92000 | 92.1
AMANA HEATING AND AIR CONDITIONING | Non-weatherized gas furnaces | GKS90905DX | AKSS920905DX | 92000 | 92.1
AMANA HEATING AND AIR CONDITIONING | Non-weatherized gas furnaces | GKS90904CX | AKSS920904CX | 92000 | 92.1
DAIKIN MANUFACTURING COMPANY, L.P. | Non-weatherized gas furnaces | GKS90905DX | DK92SS0905DX | 92000 | 92.1
DAIKIN MANUFACTURING COMPANY, L.P. | Non-weatherized gas furnaces | GKS90904CX | DK92SS0904CX | 92000 | 92.1
GOODMAN MANUFACTURING CO., LP. | Non-weatherized gas furnaces | GCVC950915DX** | GCVC950915DX** | 92000 | 95
AMANA HEATING AND AIR CONDITIONING | Non-weatherized gas furnaces | GCVC950915DX** | ACVC950915DX | 92000 | 95
DAIKIN MANUFACTURING COMPANY, L.P. | Non-weatherized gas furnaces | GCVC950915DX** | DC96VC0915DX | 92000 | 95
GOODMAN MANUFACTURING CO., LP. | Non-weatherized gas furnaces | GMH950904CX | GMH950904CX | 92000 | 96.1
GOODMAN MANUFACTURING CO., LP. | Non-weatherized gas furnaces | GMH950905DX | GMH950905DX | 92000 | 96.1
GOODMAN MANUFACTURING CO., LP. | Non-weatherized gas furnaces | GMVC950905DX* | GMVC950905DX* | 92000 | 96.1
GOODMAN MANUFACTURING CO., LP. | Non-weatherized gas furnaces | GCH950904CX** | GCH950904CX** | 92000 | 96.1
GOODMAN MANUFACTURING CO., LP. | Non-weatherized gas furnaces | GCH950905DX** | GCH950905DX** | 92000 | 96.1
GOODMAN MANUFACTURING CO., LP. | Non-weatherized gas furnaces | GMH950905CX** | GMH950905CX** | 92000 | 96.1
GOODMAN MANUFACTURING CO., LP. | Non-weatherized gas furnaces | GMVC950905CX** | GMVC950905CX** | 92000 | 96.1
AMANA HEATING AND AIR CONDITIONING | Non-weatherized gas furnaces | GMVC950905CX** | AMVC950905CX** | 92000 | 96.1
AMANA HEATING AND AIR CONDITIONING | Non-weatherized gas furnaces | GCH950905DX** | ACSH960905DX | 92000 | 96.1
AMANA HEATING AND AIR CONDITIONING | Non-weatherized gas furnaces | GCH950904CX** | ACSH960904CX | 92000 | 96.1
AMANA HEATING AND AIR CONDITIONING | Non-weatherized gas furnaces | GMVC950905DX* | AMVC950905DX | 92000 | 96.1
AMANA HEATING AND AIR CONDITIONING | Non-weatherized gas furnaces | GMH950905DX | AMH950905DX | 92000 | 96.1
AMANA HEATING AND AIR CONDITIONING | Non-weatherized gas furnaces | GMH950904CX | AMH950904CX | 92000 | 96.1
AMANA HEATING AND AIR CONDITIONING | Non-weatherized gas furnaces | GMH950905CX** | AMH950905CX** | 92000 | 96.1
DAIKIN MANUFACTURING COMPANY, L.P. | Non-weatherized gas furnaces | GCH950905DX** | DC96HS0905DX | 92000 | 96.1
DAIKIN MANUFACTURING COMPANY, L.P. | Non-weatherized gas furnaces | GMVC950905CX** | DM96VC0905CX | 92000 | 96.1
DAIKIN MANUFACTURING COMPANY, L.P. | Non-weatherized gas furnaces | GMVC950905DX* | DM96VC0905DX | 92000 | 96.1
DAIKIN MANUFACTURING COMPANY, L.P. | Non-weatherized gas furnaces | GMH950905CX** | DM96HS0905CX | 92000 | 96.1
DAIKIN MANUFACTURING COMPANY, L.P. | Non-weatherized gas furnaces | GMH950904CX | DM96HS0904CX | 92000 | 96.1
DAIKIN MANUFACTURING COMPANY, L.P. | Non-weatherized gas furnaces | GCH950904CX** | DC96HS0904CX | 92000 | 96.1
TRANE | Non-weatherized gas furnaces | TUH1C100A9H41B* | TUH1C100A9H41B* | 97000 | 95
TRANE | Non-weatherized gas furnaces | TUH1D100A9601A* | TUH1D100A9601A* | 97000 | 95
TRANE | Non-weatherized gas furnaces | TUH1C100A9481A* | TUH1C100A9481A* | 97000 | 95
AMERICAN STANDARD HEATING & AIR CONDITIONING | Non-weatherized gas furnaces | TUH1C100A9H41B* | AUH1C100A9H41B* | 97000 | 95
AMERICAN STANDARD HEATING & AIR CONDITIONING | Non-weatherized gas furnaces | TUH1D100A9601A* | AUH1D100A9601A* | 97000 | 95
AMERICAN STANDARD HEATING & AIR CONDITIONING | Non-weatherized gas furnaces | TUH1C100A9481A* | AUH1C100A9481A* | 97000 | 95
INGERSOLL RAND | Non-weatherized gas furnaces | TUH1D100A9601A* | M951P100DU60AA* | 97000 | 95
INGERSOLL RAND | Non-weatherized gas furnaces | TUH1C100A9481A* | M951P100CU48AA* | 97000 | 95
THERMAL ZONE | Non-weatherized gas furnaces | R92PA1001521MSA | TZ92MSP100C50A | 98000 | 92
UNITED REFRIGERATION, INC. | Non-weatherized gas furnaces | R92PA1001521MSA | TZ92MSP100C50A | 98000 | 92
RHEEM SALES COMPANY, INC. | Non-weatherized gas furnaces | R92PA1001521MSA | R92PA1001521MSA | 98000 | 92
RHEEM SALES COMPANY, INC. | Non-weatherized gas furnaces | R92PA1001521MSA | W92PA1001521MSA | 98000 | 92
THERMAL ZONE | Non-weatherized gas furnaces | R96PA1002521MSA | TZ96MDP100C50A | 98000 | 95
THERMAL ZONE | Non-weatherized gas furnaces | R95TA1001521MSA | TZ95MSX100C50A | 98000 | 95
THERMAL ZONE | Non-weatherized gas furnaces | R95PA1001521MSA | TZ95MSP100C50A | 98000 | 95
UNITED REFRIGERATION, INC. | Non-weatherized gas furnaces | R95PA1001521MSA | TZ95MSP100C50A | 98000 | 95
UNITED REFRIGERATION, INC. | Non-weatherized gas furnaces | R95TA1001521MSA | TZ95MSX100C50A | 98000 | 95
UNITED REFRIGERATION, INC. | Non-weatherized gas furnaces | R96PA1002521MSA | TZ96MDP100C50A | 98000 | 95
RHEEM SALES COMPANY, INC. | Non-weatherized gas furnaces | R95PA1001521MSA | R95PA1001521MSA | 98000 | 95
RHEEM SALES COMPANY, INC. | Non-weatherized gas furnaces | R95TA1001521MSA | R95TA1001521MSA | 98000 | 95
RHEEM SALES COMPANY, INC. | Non-weatherized gas furnaces | R96PA1002521MSA | R96PA1002521MSA | 98000 | 95
RHEEM SALES COMPANY, INC. | Non-weatherized gas furnaces | R95TA1001521MSA | D95TA1001521MSA | 98000 | 95
RHEEM SALES COMPANY, INC. | Non-weatherized gas furnaces | R95PA1001521MSA | S95PA1001521MSA | 98000 | 95
RHEEM SALES COMPANY, INC. | Non-weatherized gas furnaces | R95PA1001521MSA | D95PA1001521MSA | 98000 | 95
RHEEM SALES COMPANY, INC. | Non-weatherized gas furnaces | R96PA1002521MSA | S96PA1002521MSA | 98000 | 95
RHEEM SALES COMPANY, INC. | Non-weatherized gas furnaces | R96PA1002521MSA | D96PA1002521MSA | 98000 | 95
RHEEM SALES COMPANY, INC. | Non-weatherized gas furnaces | R96PA1002521MSA | W96PA1002521MSA | 98000 | 95
RHEEM SALES COMPANY, INC. | Non-weatherized gas furnaces | R95TA1001521MSA | W95TA1001521MSA | 98000 | 95
RHEEM SALES COMPANY, INC. | Non-weatherized gas furnaces | R95PA1001521MSA | W95PA1001521MSA | 98000 | 95
RHEEM SALES COMPANY, INC. | Non-weatherized gas furnaces | R95TA1001521MSA | S95TA1001521MSA | 98000 | 95
THERMAL ZONE | Non-weatherized gas furnaces | R96VA1002521MSA | TZ96MDV100C50A | 98000 | 96
UNITED REFRIGERATION, INC. | Non-weatherized gas furnaces | R96VA1002521MSA | TZ96MDV100C50A | 98000 | 96
RHEEM SALES COMPANY, INC. | Non-weatherized gas furnaces | R96VA1002521MSA | R96VA1002521MSA | 98000 | 96
RHEEM SALES COMPANY, INC. | Non-weatherized gas furnaces | R96VA1002521MSA | S96VA1002521MSA | 98000 | 96
RHEEM SALES COMPANY, INC. | Non-weatherized gas furnaces | R96VA1002521MSA | W96VA1002521MSA | 98000 | 96
RHEEM SALES COMPANY, INC. | Non-weatherized gas furnaces | R96VA1002521MSA | U96VA1002521MSA | 98000 | 96
RHEEM SALES COMPANY, INC. | Non-weatherized gas furnaces | R96VA1002521MSA | D96VA1002521MSA | 98000 | 96
RHEEM | Non-weatherized gas furnaces | R801PA100317ZSA | R801PA100317ZSA | 100000 | 80
RHEEM | Non-weatherized gas furnaces | R801PA100521ZSA | R801PA100521ZSA | 100000 | 80
RHEEM | Non-weatherized gas furnaces | R801SA100317ZSA | R801SA100317ZSA | 100000 | 80
RHEEM | Non-weatherized gas furnaces | R801SA100421ZSA | R801SA100421ZSA | 100000 | 80
RHEEM | Non-weatherized gas furnaces | R801SA100521ZSA | R801SA100521ZSA | 100000 | 80
WEATHERKING | Non-weatherized gas furnaces | R801SA100521ZSA | W801SA100521ZSA | 100000 | 80
WEATHERKING | Non-weatherized gas furnaces | R801SA100421ZSA | W801SA100421ZSA | 100000 | 80
WEATHERKING | Non-weatherized gas furnaces | R801SA100317ZSA | W801SA100317ZSA | 100000 | 80
WEATHERKING | Non-weatherized gas furnaces | R801PA100521ZSA | W801PA100521ZSA | 100000 | 80
WEATHERKING | Non-weatherized gas furnaces | R801PA100317ZSA | W801PA100317ZSA | 100000 | 80
SURE | Non-weatherized gas furnaces | R801SA100521ZSA | S801SA100521ZSA | 100000 | 80
SURE | Non-weatherized gas furnaces | R801SA100421ZSA | S801SA100421ZSA | 100000 | 80
SURE | Non-weatherized gas furnaces | R801SA100317ZSA | S801SA100317ZSA | 100000 | 80
SURE | Non-weatherized gas furnaces | R801PA100521ZSA | S801PA100521ZSA | 100000 | 80
SURE | Non-weatherized gas furnaces | R801PA100317ZSA | S801PA100317ZSA | 100000 | 80
DUROGUARD | Non-weatherized gas furnaces | R801SA100521ZSA | D801SA100521ZSA | 100000 | 80
DUROGUARD | Non-weatherized gas furnaces | R801SA100421ZSA | D801SA100421ZSA | 100000 | 80
DUROGUARD | Non-weatherized gas furnaces | R801SA100317ZSA | D801SA100317ZSA | 100000 | 80
DUROGUARD | Non-weatherized gas furnaces | R801PA100521ZSA | D801PA100521ZSA | 100000 | 80
DUROGUARD | Non-weatherized gas furnaces | R801PA100317ZSA | D801PA100317ZSA | 100000 | 80
THERMAL ZONE | Non-weatherized gas furnaces | R801PA100317ZSA | TZ80DSP100B30SA | 100000 | 80
THERMAL ZONE | Non-weatherized gas furnaces | R801PA100521ZSA | TZ80DSP100C50SA | 100000 | 80
THERMAL ZONE | Non-weatherized gas furnaces | R801SA100317ZSA | TZ80DSS100B30SA | 100000 | 80
THERMAL ZONE | Non-weatherized gas furnaces | R801SA100421ZSA | TZ80DSS100C40SA | 100000 | 80
THERMAL ZONE | Non-weatherized gas furnaces | R801SA100521ZSA | TZ80DSS100C50SA | 100000 | 80
DUROGUARD | Non-weatherized gas furnaces | R801PA100521MSA | D801PA100521MSA | 100000 | 80
DUROGUARD | Non-weatherized gas furnaces | R801PA100521MXA | D801PA100521MXA | 100000 | 80
DUROGUARD | Non-weatherized gas furnaces | R801SA100521MSA | D801SA100521MSA | 100000 | 80
DUROGUARD | Non-weatherized gas furnaces | R801SA100521MXA | D801SA100521MXA | 100000 | 80
SURE | Non-weatherized gas furnaces | R801PA100521MSA | S801PA100521MSA | 100000 | 80
SURE | Non-weatherized gas furnaces | R801PA100521MXA | S801PA100521MXA | 100000 | 80
SURE | Non-weatherized gas furnaces | R801SA100521MSA | S801SA100521MSA | 100000 | 80
SURE | Non-weatherized gas furnaces | R801SA100521MXA | S801SA100521MXA | 100000 | 80
WEATHERKING | Non-weatherized gas furnaces | R801PA100521MSA | W801PA100521MSA | 100000 | 80
WEATHERKING | Non-weatherized gas furnaces | R801PA100521MXA | W801PA100521MXA | 100000 | 80
WEATHERKING | Non-weatherized gas furnaces | R801SA100521MSA | W801SA100521MSA | 100000 | 80
WEATHERKING | Non-weatherized gas furnaces | R801SA100521MXA | W801SA100521MXA | 100000 | 80
RHEEM | Non-weatherized gas furnaces | R801SA100521MXA | R801SA100521MXA | 100000 | 80
RHEEM | Non-weatherized gas furnaces | R801SA100521MSA | R801SA100521MSA | 100000 | 80
RHEEM | Non-weatherized gas furnaces | R801PA100521MXA | R801PA100521MXA | 100000 | 80
RHEEM | Non-weatherized gas furnaces | R801PA100521MSA | R801PA100521MSA | 100000 | 80
THERMAL ZONE | Non-weatherized gas furnaces | R801SA100521MXA | TZ80MSS100C50XA | 100000 | 80
THERMAL ZONE | Non-weatherized gas furnaces | R801SA100521MSA | TZ80MSS100C50SA | 100000 | 80
THERMAL ZONE | Non-weatherized gas furnaces | R801PA100521MXA | TZ80MSP100C50XA | 100000 | 80
THERMAL ZONE | Non-weatherized gas furnaces | R801PA100521MSA | TZ80MSP100C50SA | 100000 | 80
WEATHERKING | Non-weatherized gas furnaces | R801TA100521ZSA | W801TA100521ZSA | 100000 | 80
WEATHERKING | Non-weatherized gas furnaces | RGLN-10(E,N)BRJR | W801SA100521ZXA | 100000 | 80
WEATHERKING | Non-weatherized gas furnaces | R801SA100421ZXA | W801SA100421ZXA | 100000 | 80
WEATHERKING | Non-weatherized gas furnaces | R801SA100317ZXA | W801SA100317ZXA | 100000 | 80
WEATHERKING | Non-weatherized gas furnaces | R801PA100521ZXA | W801PA100521ZXA | 100000 | 80
WEATHERKING | Non-weatherized gas furnaces | R801PA100317ZXA | W801PA100317ZXA | 100000 | 80
SURE | Non-weatherized gas furnaces | R801TA100521ZSA | S801TA100521ZSA | 100000 | 80
SURE | Non-weatherized gas furnaces | RGLN-10(E,N)BRJR | S801SA100521ZXA | 100000 | 80
SURE | Non-weatherized gas furnaces | R801SA100421ZXA | S801SA100421ZXA | 100000 | 80
SURE | Non-weatherized gas furnaces | R801SA100317ZXA | S801SA100317ZXA | 100000 | 80
SURE | Non-weatherized gas furnaces | R801PA100521ZXA | S801PA100521ZXA | 100000 | 80
SURE | Non-weatherized gas furnaces | R801PA100317ZXA | S801PA100317ZXA | 100000 | 80
DUROGUARD | Non-weatherized gas furnaces | R801TA100521ZSA | D801TA100521ZSA | 100000 | 80
DUROGUARD | Non-weatherized gas furnaces | RGLN-10(E,N)BRJR | D801SA100521ZXA | 100000 | 80
DUROGUARD | Non-weatherized gas furnaces | R801SA100421ZXA | D801SA100421ZXA | 100000 | 80
DUROGUARD | Non-weatherized gas furnaces | R801SA100317ZXA | D801SA100317ZXA | 100000 | 80
DUROGUARD | Non-weatherized gas furnaces | R801PA100521ZXA | D801PA100521ZXA | 100000 | 80
DUROGUARD | Non-weatherized gas furnaces | R801PA100317ZXA | D801PA100317ZXA | 100000 | 80
RHEEM | Non-weatherized gas furnaces | R801PA100317ZXA | R801PA100317ZXA | 100000 | 80
RHEEM | Non-weatherized gas furnaces | R801PA100521ZXA | R801PA100521ZXA | 100000 | 80
RHEEM | Non-weatherized gas furnaces | R801SA100317ZXA | R801SA100317ZXA | 100000 | 80
RHEEM | Non-weatherized gas furnaces | R801SA100421ZXA | R801SA100421ZXA | 100000 | 80
RHEEM | Non-weatherized gas furnaces | RGLN-10(E,N)BRJR | R801SA100521ZXA | 100000 | 80
RHEEM | Non-weatherized gas furnaces | R801TA100521ZSA | R801TA100521ZSA | 100000 | 80
RHEEM | Non-weatherized gas furnaces | R802PA100317ZSA | R802PA100317ZSA | 100000 | 80
RHEEM | Non-weatherized gas furnaces | R802PA100317ZXA | R802PA100317ZXA | 100000 | 80
RHEEM | Non-weatherized gas furnaces | R802PA100521ZSA | R802PA100521ZSA | 100000 | 80
RHEEM | Non-weatherized gas furnaces | R802PA100521ZXA | R802PA100521ZXA | 100000 | 80
WEATHERKING | Non-weatherized gas furnaces | R802VA100521ZXA | W802VA100521ZXA | 100000 | 80
WEATHERKING | Non-weatherized gas furnaces | R802VA100521ZSA | W802VA100521ZSA | 100000 | 80
WEATHERKING | Non-weatherized gas furnaces | R802PA100521ZXA | W802PA100521ZXA | 100000 | 80
WEATHERKING | Non-weatherized gas furnaces | R802PA100521ZSA | W802PA100521ZSA | 100000 | 80
WEATHERKING | Non-weatherized gas furnaces | R802PA100317ZXA | W802PA100317ZXA | 100000 | 80
WEATHERKING | Non-weatherized gas furnaces | R802PA100317ZSA | W802PA100317ZSA | 100000 | 80
SURE | Non-weatherized gas furnaces | R802VA100521ZXA | S802VA100521ZXA | 100000 | 80
SURE | Non-weatherized gas furnaces | R802VA100521ZSA | S802VA100521ZSA | 100000 | 80
SURE | Non-weatherized gas furnaces | R802PA100521ZXA | S802PA100521ZXA | 100000 | 80
SURE | Non-weatherized gas furnaces | R802PA100521ZSA | S802PA100521ZSA | 100000 | 80
SURE | Non-weatherized gas furnaces | R802PA100317ZXA | S802PA100317ZXA | 100000 | 80
SURE | Non-weatherized gas furnaces | R802PA100317ZSA | S802PA100317ZSA | 100000 | 80
RUUD | Non-weatherized gas furnaces | R802VA100521ZXA | U802VA100521ZXA | 100000 | 80
RUUD | Non-weatherized gas furnaces | R802VA100521ZSA | U802VA100521ZSA | 100000 | 80
DUROGUARD | Non-weatherized gas furnaces | R802VA100521ZXA | D802VA100521ZXA | 100000 | 80
DUROGUARD | Non-weatherized gas furnaces | R802VA100521ZSA | D802VA100521ZSA | 100000 | 80
DUROGUARD | Non-weatherized gas furnaces | R802PA100521ZXA | D802PA100521ZXA | 100000 | 80
DUROGUARD | Non-weatherized gas furnaces | R802PA100521ZSA | D802PA100521ZSA | 100000 | 80
DUROGUARD | Non-weatherized gas furnaces | R802PA100317ZXA | D802PA100317ZXA | 100000 | 80
DUROGUARD | Non-weatherized gas furnaces | R802PA100317ZSA | D802PA100317ZSA | 100000 | 80
RHEEM | Non-weatherized gas furnaces | R802VA100521ZXA | R802VA100521ZXA | 100000 | 80
RHEEM | Non-weatherized gas furnaces | R802VA100521ZSA | R802VA100521ZSA | 100000 | 80
RHEEM | Non-weatherized gas furnaces | R802PA100521MXA | R802PA100521MXA | 100000 | 80
RHEEM | Non-weatherized gas furnaces | R802PA100521MSA | R802PA100521MSA | 100000 | 80
WEATHERKING | Non-weatherized gas furnaces | R801TA100521ZXA | W801TA100521ZXA | 100000 | 80
SURE | Non-weatherized gas furnaces | R801TA100521ZXA | S801TA100521ZXA | 100000 | 80
DUROGUARD | Non-weatherized gas furnaces | R801TA100521ZXA | D801TA100521ZXA | 100000 | 80
RHEEM | Non-weatherized gas furnaces | R801TA100521ZXA | R801TA100521ZXA | 100000 | 80
THERMAL ZONE | Non-weatherized gas furnaces | R801PA100317ZXA | TZ80DSP100B30XA | 100000 | 80
THERMAL ZONE | Non-weatherized gas furnaces | R801PA100521ZXA | TZ80DSP100C50XA | 100000 | 80
THERMAL ZONE | Non-weatherized gas furnaces | R801SA100317ZXA | TZ80DSS100B30XA | 100000 | 80
THERMAL ZONE | Non-weatherized gas furnaces | R801SA100421ZXA | TZ80DSS100C40XA | 100000 | 80
THERMAL ZONE | Non-weatherized gas furnaces | RGLN-10(E,N)BRJR | TZ80DSS100C50XA | 100000 | 80
THERMAL ZONE | Non-weatherized gas furnaces | R801TA100521ZSA | TZ80DSX100C50SA | 100000 | 80
THERMAL ZONE | Non-weatherized gas furnaces | R801TA100521ZXA | TZ80DSX100C50XA | 100000 | 80
WEATHERKING | Non-weatherized gas furnaces | R802PA100521MXA | W802PA100521MXA | 100000 | 80
WEATHERKING | Non-weatherized gas furnaces | R802PA100521MSA | W802PA100521MSA | 100000 | 80
SURE | Non-weatherized gas furnaces | R802PA100521MXA | S802PA100521MXA | 100000 | 80
SURE | Non-weatherized gas furnaces | R802PA100521MSA | S802PA100521MSA | 100000 | 80
DUROGUARD | Non-weatherized gas furnaces | R802PA100521MXA | D802PA100521MXA | 100000 | 80
DUROGUARD | Non-weatherized gas furnaces | R802PA100521MSA | D802PA100521MSA | 100000 | 80
THERMAL ZONE | Non-weatherized gas furnaces | R802PA100317ZSA | TZ80DDP100B30SA | 100000 | 80
THERMAL ZONE | Non-weatherized gas furnaces | R802PA100317ZXA | TZ80DDP100B30XA | 100000 | 80
THERMAL ZONE | Non-weatherized gas furnaces | R802PA100521ZSA | TZ80DDP100C50SA | 100000 | 80
THERMAL ZONE | Non-weatherized gas furnaces | R802PA100521ZXA | TZ80DDP100C50XA | 100000 | 80
THERMAL ZONE | Non-weatherized gas furnaces | R802VA100521ZSA | TZ80DDV100C50SA | 100000 | 80
THERMAL ZONE | Non-weatherized gas furnaces | R802VA100521ZXA | TZ80DDV100C50XA | 100000 | 80
THERMAL ZONE | Non-weatherized gas furnaces | R802PA100521MSA | TZ80MDP100C50SA | 100000 | 80
THERMAL ZONE | Non-weatherized gas furnaces | R802PA100521MXA | TZ80MDP100C50XA | 100000 | 80
WEATHERKING | Non-weatherized gas furnaces | R801TA100521MXA | W801TA100521MXA | 100000 | 80
WEATHERKING | Non-weatherized gas furnaces | R801TA100521MSA | W801TA100521MSA | 100000 | 80
SURE | Non-weatherized gas furnaces | R801TA100521MXA | S801TA100521MXA | 100000 | 80
SURE | Non-weatherized gas furnaces | R801TA100521MSA | S801TA100521MSA | 100000 | 80
DUROGUARD | Non-weatherized gas furnaces | R801TA100521MXA | D801TA100521MXA | 100000 | 80
DUROGUARD | Non-weatherized gas furnaces | R801TA100521MSA | D801TA100521MSA | 100000 | 80
RHEEM, RUUD | Non-weatherized gas furnaces | R801TA100521MXA | R801TA100521MXA | 100000 | 80
RHEEM, RUUD | Non-weatherized gas furnaces | R801TA100521MSA | R801TA100521MSA | 100000 | 80
THERMAL ZONE | Non-weatherized gas furnaces | R801TA100521MSA | TZ80MSX100C50SA | 100000 | 80
THERMAL ZONE | Non-weatherized gas furnaces | R801TA100521MXA | TZ80MSX100C50XA | 100000 | 80
GD MIDEA HEATING & VENTILATING EQUIPMENT CO., LTD. | Non-weatherized gas furnaces | MGS80M100D5A | MGS80M100D5A | 100000 | 80
GD MIDEA HEATING & VENTILATING EQUIPMENT CO., LTD. | Non-weatherized gas furnaces | MGS80M100C5A | MGS80M100C5A | 100000 | 80
GOODMAN MANUFACTURING CO., LP. | Non-weatherized gas furnaces | AMVC81005CXB* | AMVC81005CXB* | 100000 | 80
GOODMAN MANUFACTURING CO., LP. | Non-weatherized gas furnaces | AMVC81005CNB* | AMVC81005CNB* | 100000 | 80
GOODMAN MANUFACTURING CO., LP. | Non-weatherized gas furnaces | GDH81005CXB* | GDH81005CXB* | 100000 | 80
GOODMAN MANUFACTURING CO., LP. | Non-weatherized gas furnaces | GDH81005CNB* | GDH81005CNB* | 100000 | 80
GOODMAN MANUFACTURING CO., LP. | Non-weatherized gas furnaces | GDS81005CXB* | GDS81005CXB* | 100000 | 80
GOODMAN MANUFACTURING CO., LP. | Non-weatherized gas furnaces | GDS81005CNB* | GDS81005CNB* | 100000 | 80
GOODMAN MANUFACTURING CO., LP. | Non-weatherized gas furnaces | GME81005CXB* | GME81005CXB* | 100000 | 80
GOODMAN MANUFACTURING CO., LP. | Non-weatherized gas furnaces | GME81005CNB* | GME81005CNB* | 100000 | 80
GOODMAN MANUFACTURING CO., LP. | Non-weatherized gas furnaces | GMVC81005CXB* | GMVC81005CXB* | 100000 | 80
GOODMAN MANUFACTURING CO., LP. | Non-weatherized gas furnaces | GMVC81005CNB* | GMVC81005CNB* | 100000 | 80
GOODMAN MANUFACTURING CO., LP. | Non-weatherized gas furnaces | AMH81005CXB* | AMH81005CXB* | 100000 | 80
GOODMAN MANUFACTURING CO., LP. | Non-weatherized gas furnaces | AMH81005CNB* | AMH81005CNB* | 100000 | 80
GOODMAN MANUFACTURING CO., LP. | Non-weatherized gas furnaces | ADCV81005CXB* | ADCV81005CXB* | 100000 | 80
GOODMAN MANUFACTURING CO., LP. | Non-weatherized gas furnaces | ADCV81005CNB* | ADCV81005CNB* | 100000 | 80
GOODMAN MANUFACTURING CO., LP. | Non-weatherized gas furnaces | GMS81005CNB* | GMS81005CNB* | 100000 | 80
GOODMAN MANUFACTURING CO., LP. | Non-weatherized gas furnaces | GMS81005CXB* | GMS81005CXB* | 100000 | 80
GOODMAN MANUFACTURING CO., LP. | Non-weatherized gas furnaces | GMH81005CNB* | GMH81005CNB* | 100000 | 80
GOODMAN MANUFACTURING CO., LP. | Non-weatherized gas furnaces | GMH81005CXB* | GMH81005CXB* | 100000 | 80
GOODMAN MANUFACTURING CO., LP. | Non-weatherized gas furnaces | ADVC81005CXB* | ADVC81005CXB* | 100000 | 80
TRANE | Non-weatherized gas furnaces | TUD2C100G9V5VA* | TUD2C100G9V5VA* | 100000 | 80
TRANE | Non-weatherized gas furnaces | TUD2B100G9V3VA* | TUD2B100G9V3VA* | 100000 | 80
TRANE | Non-weatherized gas furnaces | TUD2C100H9V5VA* | TUD2C100H9V5VA* | 100000 | 80
TRANE | Non-weatherized gas furnaces | TUD1B100G9H31A* | TUD1B100G9H31A* | 100000 | 80
TRANE | Non-weatherized gas furnaces | TUD1C100G9H51A* | TUD1C100G9H51A* | 100000 | 80
TRANE | Non-weatherized gas furnaces | TUD2C100B9V5V** | TUD2C100B9V5V** | 100000 | 80
TRANE | Non-weatherized gas furnaces | TUD2C100A9V5V** | TUD2C100A9V5V** | 100000 | 80
TRANE | Non-weatherized gas furnaces | TUD2B100A9V3V** | TUD2B100A9V3V** | 100000 | 80
TRANE | Non-weatherized gas furnaces | TDD2C100A9V5V** | TDD2C100A9V5V** | 100000 | 80
TRANE | Non-weatherized gas furnaces | TUD2C100ACV52* | TUD2C100ACV52* | 100000 | 80
TRANE | Non-weatherized gas furnaces | TUD2B100ACV32* | TUD2B100ACV32* | 100000 | 80
TRANE | Non-weatherized gas furnaces | TDD2C100ACV52* | TDD2C100ACV52* | 100000 | 80
TRANE | Non-weatherized gas furnaces | TUD2B100A9362A* | TUD2B100A9362A* | 100000 | 80
TRANE | Non-weatherized gas furnaces | TDD2C100A9482A* | TDD2C100A9482A* | 100000 | 80
TRANE | Non-weatherized gas furnaces | TDD2C100A9602A* | TDD2C100A9602A* | 100000 | 80
TRANE | Non-weatherized gas furnaces | TDD2B100A9482A* | TDD2B100A9482A* | 100000 | 80
TRANE | Non-weatherized gas furnaces | TUD2D100A9602A* | TUD2D100A9602A* | 100000 | 80
TRANE | Non-weatherized gas furnaces | TUD2C100A9602A* | TUD2C100A9602A* | 100000 | 80
TRANE | Non-weatherized gas furnaces | TUD2C100A9482A* | TUD2C100A9482A* | 100000 | 80
TRANE | Non-weatherized gas furnaces | TUD1B100A9H31B* | TUD1B100A9H31B* | 100000 | 80
TRANE | Non-weatherized gas furnaces | TUD1C100A9H51B* | TUD1C100A9H51B* | 100000 | 80
TRANE | Non-weatherized gas furnaces | TDD1C100A9H51B* | TDD1C100A9H51B* | 100000 | 80
TRANE | Non-weatherized gas furnaces | TDE1C100A9601A* | TDE1C100A9601A* | 100000 | 80
TRANE | Non-weatherized gas furnaces | TDE1B100A9451A* | TDE1B100A9451A* | 100000 | 80
TRANE | Non-weatherized gas furnaces | TUE1C100A9601A* | TUE1C100A9601A* | 100000 | 80
TRANE | Non-weatherized gas furnaces | TUE1C100A9481A* | TUE1C100A9481A* | 100000 | 80
TRANE | Non-weatherized gas furnaces | TUE1B100A9361A* | TUE1B100A9361A* | 100000 | 80
TRANE | Non-weatherized gas furnaces | TDD1C100A9541A* | TDD1C100A9541A* | 100000 | 80
TRANE | Non-weatherized gas furnaces | TUD1D100A9721A* | TUD1D100A9721A* | 100000 | 80
TRANE | Non-weatherized gas furnaces | TUD1B100A9451A* | TUD1B100A9451A* | 100000 | 80
TRANE | Non-weatherized gas furnaces | TDD1C100A9481A* | TDD1C100A9481A* | 100000 | 80
TRANE | Non-weatherized gas furnaces | TDD1B100A9451A* | TDD1B100A9451A* | 100000 | 80
TRANE | Non-weatherized gas furnaces | TUD1C100A9601A* | TUD1C100A9601A* | 100000 | 80
TRANE | Non-weatherized gas furnaces | TUD1C100A9481A* | TUD1C100A9481A* | 100000 | 80
TRANE | Non-weatherized gas furnaces | TUD1B100A9361A* | TUD1B100A9361A* | 100000 | 80
YORK BY JOHNSON CONTROLS | Non-weatherized gas furnaces | TM8V100C20MP11 | TM8V100C20MP11 | 100000 | 80
YORK BY JOHNSON CONTROLS | Non-weatherized gas furnaces | TM8V100C16MP11 | TM8V100C16MP11 | 100000 | 80
YORK BY JOHNSON CONTROLS | Non-weatherized gas furnaces | TM8T100C16MP11 | TM8T100C16MP11 | 100000 | 80
YORK BY JOHNSON CONTROLS | Non-weatherized gas furnaces | TM8T100C20MP11 | TM8T100C20MP11 | 100000 | 80
YORK BY JOHNSON CONTROLS | Non-weatherized gas furnaces | YPLC100C20MP12 | YPLC100C20MP12 | 100000 | 80
YORK BY JOHNSON CONTROLS | Non-weatherized gas furnaces | YPLC100C16MP12 | YPLC100C16MP12 | 100000 | 80
YORK BY JOHNSON CONTROLS | Non-weatherized gas furnaces | TM8V100C20MP11 | TMLV100C20MP11 | 100000 | 80
YORK BY JOHNSON CONTROLS | Non-weatherized gas furnaces | TM8V100C16MP11 | TMLV100C16MP11 | 100000 | 80
YORK BY JOHNSON CONTROLS | Non-weatherized gas furnaces | TM8T100C20MP11 | TMLT100C20MP11 | 100000 | 80
YORK BY JOHNSON CONTROLS | Non-weatherized gas furnaces | TM8T100C16MP11 | TMLT100C16MP11 | 100000 | 80
YORK BY JOHNSON CONTROLS | Non-weatherized gas furnaces | YPLC100C16MP12 | TPLC100C16MP12 | 100000 | 80
YORK BY JOHNSON CONTROLS | Non-weatherized gas furnaces | YPLC100C20MP12 | TPLC100C20MP12 | 100000 | 80
YORK BY JOHNSON CONTROLS | Non-weatherized gas furnaces | TM8X100C16MP11 | TMLX100C16MP11 | 100000 | 80
YORK BY JOHNSON CONTROLS | Non-weatherized gas furnaces | TM8X100C20MP11 | TMLX100C20MP11 | 100000 | 80
YORK BY JOHNSON CONTROLS | Non-weatherized gas furnaces | TM8X100C20MP11 | TM8X100C20MP11 | 100000 | 80
YORK BY JOHNSON CONTROLS | Non-weatherized gas furnaces | TM8X100C16MP11 | TM8X100C16MP11 | 100000 | 80
YORK BY JOHNSON CONTROLS | Non-weatherized gas furnaces | TG8S100C16MP11 | TGLS100C16MP11 | 100000 | 80
YORK BY JOHNSON CONTROLS | Non-weatherized gas furnaces | TG8S100C20MP11 | TGLS100C20MP11 | 100000 | 80
YORK BY JOHNSON CONTROLS | Non-weatherized gas furnaces | TG8S100B12MP11 | TGLS100B12MP11 | 100000 | 80
YORK BY JOHNSON CONTROLS | Non-weatherized gas furnaces | TG8S100C16MP11 | TG8S100C16MP11 | 100000 | 80
YORK BY JOHNSON CONTROLS | Non-weatherized gas furnaces | TG8S100B12MP11 | TG8S100B12MP11 | 100000 | 80
YORK BY JOHNSON CONTROLS | Non-weatherized gas furnaces | TG8S100C20MP11 | TG8S100C20MP11 | 100000 | 80
COLEMAN BY JOHNSON CONTROLS | Non-weatherized gas furnaces | YPLC100C20MP12 | TPLC100C20MP12 | 100000 | 80
COLEMAN BY JOHNSON CONTROLS | Non-weatherized gas furnaces | TM8V100C16MP11 | TMLV100C16MP11 | 100000 | 80
COLEMAN BY JOHNSON CONTROLS | Non-weatherized gas furnaces | TM8V100C20MP11 | TMLV100C20MP11 | 100000 | 80
COLEMAN BY JOHNSON CONTROLS | Non-weatherized gas furnaces | TM8T100C16MP11 | TMLT100C16MP11 | 100000 | 80
COLEMAN BY JOHNSON CONTROLS | Non-weatherized gas furnaces | TM8T100C20MP11 | TMLT100C20MP11 | 100000 | 80
COLEMAN BY JOHNSON CONTROLS | Non-weatherized gas furnaces | YPLC100C16MP12 | CPLC100C16MP12 | 100000 | 80
COLEMAN BY JOHNSON CONTROLS | Non-weatherized gas furnaces | YPLC100C20MP12 | CPLC100C20MP12 | 100000 | 80
COLEMAN BY JOHNSON CONTROLS | Non-weatherized gas furnaces | TM8T100C16MP11 | TM8T100C16MP11 | 100000 | 80
COLEMAN BY JOHNSON CONTROLS | Non-weatherized gas furnaces | TM8T100C20MP11 | TM8T100C20MP11 | 100000 | 80
COLEMAN BY JOHNSON CONTROLS | Non-weatherized gas furnaces | TM8V100C16MP11 | TM8V100C16MP11 | 100000 | 80
COLEMAN BY JOHNSON CONTROLS | Non-weatherized gas furnaces | TM8V100C20MP11 | TM8V100C20MP11 | 100000 | 80
COLEMAN BY JOHNSON CONTROLS | Non-weatherized gas furnaces | TG8S100C20MP11 | TG8S100C20MP11 | 100000 | 80
COLEMAN BY JOHNSON CONTROLS | Non-weatherized gas furnaces | TG8S100C16MP11 | TG8S100C16MP11 | 100000 | 80
COLEMAN BY JOHNSON CONTROLS | Non-weatherized gas furnaces | TG8S100B12MP11 | TG8S100B12MP11 | 100000 | 80
COLEMAN BY JOHNSON CONTROLS | Non-weatherized gas furnaces | TG8S100B12MP11 | TGLS100B12MP11 | 100000 | 80
COLEMAN BY JOHNSON CONTROLS | Non-weatherized gas furnaces | TG8S100C16MP11 | TGLS100C16MP11 | 100000 | 80
COLEMAN BY JOHNSON CONTROLS | Non-weatherized gas furnaces | TG8S100C20MP11 | TGLS100C20MP11 | 100000 | 80
COLEMAN BY JOHNSON CONTROLS | Non-weatherized gas furnaces | TM8X100C16MP11 | TM8X100C16MP11 | 100000 | 80
COLEMAN BY JOHNSON CONTROLS | Non-weatherized gas furnaces | TM8X100C20MP11 | TM8X100C20MP11 | 100000 | 80
COLEMAN BY JOHNSON CONTROLS | Non-weatherized gas furnaces | TM8X100C20MP11 | TMLX100C20MP11 | 100000 | 80
COLEMAN BY JOHNSON CONTROLS | Non-weatherized gas furnaces | TM8X100C16MP11 | TMLX100C16MP11 | 100000 | 80
COLEMAN BY JOHNSON CONTROLS | Non-weatherized gas furnaces | YPLC100C16MP12 | TPLC100C16MP12 | 100000 | 80
EVCON BY JOHNSON CONTROLS | Non-weatherized gas furnaces | TM8V100C20MP11 | TM8V100C20MP11 | 100000 | 80
EVCON BY JOHNSON CONTROLS | Non-weatherized gas furnaces | TM8V100C16MP11 | TM8V100C16MP11 | 100000 | 80
EVCON BY JOHNSON CONTROLS | Non-weatherized gas furnaces | TM8T100C16MP11 | TM8T100C16MP11 | 100000 | 80
EVCON BY JOHNSON CONTROLS | Non-weatherized gas furnaces | TM8T100C20MP11 | TM8T100C20MP11 | 100000 | 80
EVCON BY JOHNSON CONTROLS | Non-weatherized gas furnaces | TM8T100C20MP11 | TMLT100C20MP11 | 100000 | 80
EVCON BY JOHNSON CONTROLS | Non-weatherized gas furnaces | TM8T100C16MP11 | TMLT100C16MP11 | 100000 | 80
EVCON BY JOHNSON CONTROLS | Non-weatherized gas furnaces | TM8V100C20MP11 | TMLV100C20MP11 | 100000 | 80
EVCON BY JOHNSON CONTROLS | Non-weatherized gas furnaces | TM8V100C16MP11 | TMLV100C16MP11 | 100000 | 80
EVCON BY JOHNSON CONTROLS | Non-weatherized gas furnaces | YPLC100C20MP12 | TPLC100C20MP12 | 100000 | 80
EVCON BY JOHNSON CONTROLS | Non-weatherized gas furnaces | YPLC100C16MP12 | TPLC100C16MP12 | 100000 | 80
EVCON BY JOHNSON CONTROLS | Non-weatherized gas furnaces | TG8S100C20MP11 | TGLS100C20MP11 | 100000 | 80
EVCON BY JOHNSON CONTROLS | Non-weatherized gas furnaces | TG8S100C16MP11 | TGLS100C16MP11 | 100000 | 80
EVCON BY JOHNSON CONTROLS | Non-weatherized gas furnaces | TG8S100B12MP11 | TGLS100B12MP11 | 100000 | 80
EVCON BY JOHNSON CONTROLS | Non-weatherized gas furnaces | TG8S100C16MP11 | TG8S100C16MP11 | 100000 | 80
EVCON BY JOHNSON CONTROLS | Non-weatherized gas furnaces | TG8S100C20MP11 | TG8S100C20MP11 | 100000 | 80
EVCON BY JOHNSON CONTROLS | Non-weatherized gas furnaces | TG8S100B12MP11 | TG8S100B12MP11 | 100000 | 80
EVCON BY JOHNSON CONTROLS | Non-weatherized gas furnaces | TM8X100C16MP11 | TM8X100C16MP11 | 100000 | 80
EVCON BY JOHNSON CONTROLS | Non-weatherized gas furnaces | TM8X100C20MP11 | TM8X100C20MP11 | 100000 | 80
EVCON BY JOHNSON CONTROLS | Non-weatherized gas furnaces | TM8X100C16MP11 | TMLX100C16MP11 | 100000 | 80
EVCON BY JOHNSON CONTROLS | Non-weatherized gas furnaces | TM8X100C20MP11 | TMLX100C20MP11 | 100000 | 80
EVCON BY JOHNSON CONTROLS | Non-weatherized gas furnaces | TM8X100C20MP11 | RGF1L100CE20MP11 | 100000 | 80
EVCON BY JOHNSON CONTROLS | Non-weatherized gas furnaces | TM8X100C16MP11 | RGF1L100CE16MP11 | 100000 | 80
EVCON BY JOHNSON CONTROLS | Non-weatherized gas furnaces | TG8S100C20MP11 | RGF1L100CP20MP11 | 100000 | 80
EVCON BY JOHNSON CONTROLS | Non-weatherized gas furnaces | TG8S100C16MP11 | RGF1L100CP16MP11 | 100000 | 80
FRASER-JOHNSTON BY JOHNSON CONTROLS | Non-weatherized gas furnaces | TM8V100C16MP11 | TM8V100C16MP11 | 100000 | 80
FRASER-JOHNSTON BY JOHNSON CONTROLS | Non-weatherized gas furnaces | TM8V100C20MP11 | TM8V100C20MP11 | 100000 | 80
FRASER-JOHNSTON BY JOHNSON CONTROLS | Non-weatherized gas furnaces | TM8T100C20MP11 | TM8T100C20MP11 | 100000 | 80
FRASER-JOHNSTON BY JOHNSON CONTROLS | Non-weatherized gas furnaces | TM8T100C16MP11 | TM8T100C16MP11 | 100000 | 80
FRASER-JOHNSTON BY JOHNSON CONTROLS | Non-weatherized gas furnaces | TM8T100C20MP11 | TMLT100C20MP11 | 100000 | 80
FRASER-JOHNSTON BY JOHNSON CONTROLS | Non-weatherized gas furnaces | TM8T100C16MP11 | TMLT100C16MP11 | 100000 | 80
FRASER-JOHNSTON BY JOHNSON CONTROLS | Non-weatherized gas furnaces | TM8V100C20MP11 | TMLV100C20MP11 | 100000 | 80
FRASER-JOHNSTON BY JOHNSON CONTROLS | Non-weatherized gas furnaces | TM8V100C16MP11 | TMLV100C16MP11 | 100000 | 80
FRASER-JOHNSTON BY JOHNSON CONTROLS | Non-weatherized gas furnaces | YPLC100C16MP12 | TPLC100C16MP12 | 100000 | 80
FRASER-JOHNSTON BY JOHNSON CONTROLS | Non-weatherized gas furnaces | YPLC100C20MP12 | TPLC100C20MP12 | 100000 | 80
FRASER-JOHNSTON BY JOHNSON CONTROLS | Non-weatherized gas furnaces | TG8S100C20MP11 | TGLS100C20MP11 | 100000 | 80
FRASER-JOHNSTON BY JOHNSON CONTROLS | Non-weatherized gas furnaces | TG8S100B12MP11 | TGLS100B12MP11 | 100000 | 80
FRASER-JOHNSTON BY JOHNSON CONTROLS | Non-weatherized gas furnaces | TG8S100C16MP11 | TGLS100C16MP11 | 100000 | 80
FRASER-JOHNSTON BY JOHNSON CONTROLS | Non-weatherized gas furnaces | TG8S100B12MP11 | TG8S100B12MP11 | 100000 | 80
FRASER-JOHNSTON BY JOHNSON CONTROLS | Non-weatherized gas furnaces | TG8S100C16MP11 | TG8S100C16MP11 | 100000 | 80
FRASER-JOHNSTON BY JOHNSON CONTROLS | Non-weatherized gas furnaces | TG8S100C20MP11 | TG8S100C20MP11 | 100000 | 80
FRASER-JOHNSTON BY JOHNSON CONTROLS | Non-weatherized gas furnaces | TM8X100C20MP11 | TM8X100C20MP11 | 100000 | 80
FRASER-JOHNSTON BY JOHNSON CONTROLS | Non-weatherized gas furnaces | TM8X100C16MP11 | TM8X100C16MP11 | 100000 | 80
FRASER-JOHNSTON BY JOHNSON CONTROLS | Non-weatherized gas furnaces | TM8X100C16MP11 | TMLX100C16MP11 | 100000 | 80
FRASER-JOHNSTON BY JOHNSON CONTROLS | Non-weatherized gas furnaces | TM8X100C20MP11 | TMLX100C20MP11 | 100000 | 80
GUARDIAN BY JOHNSON CONTROLS | Non-weatherized gas furnaces | TM8X100C20MP11 | RGF1L100CE20MP11 | 100000 | 80
GUARDIAN BY JOHNSON CONTROLS | Non-weatherized gas furnaces | TG8S100C20MP11 | GG8S100C20MP11 | 100000 | 80
GUARDIAN BY JOHNSON CONTROLS | Non-weatherized gas furnaces | TG8S100C20MP11 | RGF1L100CP20MP11 | 100000 | 80
GUARDIAN BY JOHNSON CONTROLS | Non-weatherized gas furnaces | TM8X100C16MP11 | RGF1L100CE16MP11 | 100000 | 80
GUARDIAN BY JOHNSON CONTROLS | Non-weatherized gas furnaces | TG8S100C16MP11 | RGF1L100CP16MP11 | 100000 | 80
LUXAIRE BY JOHNSON CONTROLS | Non-weatherized gas furnaces | TM8V100C20MP11 | TM8V100C20MP11 | 100000 | 80
LUXAIRE BY JOHNSON CONTROLS | Non-weatherized gas furnaces | TM8V100C16MP11 | TM8V100C16MP11 | 100000 | 80
LUXAIRE BY JOHNSON CONTROLS | Non-weatherized gas furnaces | TM8T100C16MP11 | TM8T100C16MP11 | 100000 | 80
LUXAIRE BY JOHNSON CONTROLS | Non-weatherized gas furnaces | TM8T100C20MP11 | TM8T100C20MP11 | 100000 | 80
LUXAIRE BY JOHNSON CONTROLS | Non-weatherized gas furnaces | YPLC100C16MP12 | LPLC100C16MP12 | 100000 | 80
LUXAIRE BY JOHNSON CONTROLS | Non-weatherized gas furnaces | YPLC100C20MP12 | LPLC100C20MP12 | 100000 | 80
LUXAIRE BY JOHNSON CONTROLS | Non-weatherized gas furnaces | TM8T100C20MP11 | TMLT100C20MP11 | 100000 | 80
LUXAIRE BY JOHNSON CONTROLS | Non-weatherized gas furnaces | TM8T100C16MP11 | TMLT100C16MP11 | 100000 | 80
LUXAIRE BY JOHNSON CONTROLS | Non-weatherized gas furnaces | TM8V100C16MP11 | TMLV100C16MP11 | 100000 | 80
LUXAIRE BY JOHNSON CONTROLS | Non-weatherized gas furnaces | TM8V100C20MP11 | TMLV100C20MP11 | 100000 | 80
LUXAIRE BY JOHNSON CONTROLS | Non-weatherized gas furnaces | YPLC100C16MP12 | TPLC100C16MP12 | 100000 | 80
LUXAIRE BY JOHNSON CONTROLS | Non-weatherized gas furnaces | YPLC100C20MP12 | TPLC100C20MP12 | 100000 | 80
LUXAIRE BY JOHNSON CONTROLS | Non-weatherized gas furnaces | TM8X100C20MP11 | TMLX100C20MP11 | 100000 | 80
LUXAIRE BY JOHNSON CONTROLS | Non-weatherized gas furnaces | TM8X100C16MP11 | TMLX100C16MP11 | 100000 | 80
LUXAIRE BY JOHNSON CONTROLS | Non-weatherized gas furnaces | TM8X100C20MP11 | TM8X100C20MP11 | 100000 | 80
LUXAIRE BY JOHNSON CONTROLS | Non-weatherized gas furnaces | TM8X100C16MP11 | TM8X100C16MP11 | 100000 | 80
LUXAIRE BY JOHNSON CONTROLS | Non-weatherized gas furnaces | TG8S100C20MP11 | TGLS100C20MP11 | 100000 | 80
LUXAIRE BY JOHNSON CONTROLS | Non-weatherized gas furnaces | TG8S100C16MP11 | TGLS100C16MP11 | 100000 | 80
LUXAIRE BY JOHNSON CONTROLS | Non-weatherized gas furnaces | TG8S100B12MP11 | TGLS100B12MP11 | 100000 | 80
LUXAIRE BY JOHNSON CONTROLS | Non-weatherized gas furnaces | TG8S100C16MP11 | TG8S100C16MP11 | 100000 | 80
LUXAIRE BY JOHNSON CONTROLS | Non-weatherized gas furnaces | TG8S100B12MP11 | TG8S100B12MP11 | 100000 | 80
LUXAIRE BY JOHNSON CONTROLS | Non-weatherized gas furnaces | TG8S100C20MP11 | TG8S100C20MP11 | 100000 | 80
ALLIED AIR ENTERPRISES, LLC | Non-weatherized gas furnaces | FPBB100A5* | FPBB100A5* | 100000 | 80
ALLIED AIR ENTERPRISES, LLC | Non-weatherized gas furnaces | FPBB100A4* | FPBB100A4* | 100000 | 80
EAIR LLC | Non-weatherized gas furnaces | MGS80M100C5A | IGT80M100P20C | 100000 | 80
AMERICAN STANDARD HEATING & AIR CONDITIONING | Non-weatherized gas furnaces | TUD1C100G9H51A* | AUD1C100G9H51A* | 100000 | 80
AMERICAN STANDARD HEATING & AIR CONDITIONING | Non-weatherized gas furnaces | TUD1B100G9H31A* | AUD1B100G9H31A* | 100000 | 80
AMERICAN STANDARD HEATING & AIR CONDITIONING | Non-weatherized gas furnaces | TUD2C100H9V5VA* | AUD2C100H9V5VA* | 100000 | 80
AMERICAN STANDARD HEATING & AIR CONDITIONING | Non-weatherized gas furnaces | TUD2C100G9V5VA* | AUD2C100G9V5VA* | 100000 | 80
AMERICAN STANDARD HEATING & AIR CONDITIONING | Non-weatherized gas furnaces | TUD2B100G9V3VA* | AUD2B100G9V3VA* | 100000 | 80
AMERICAN STANDARD HEATING & AIR CONDITIONING | Non-weatherized gas furnaces | TUD2B100ACV32* | AUD2B100ACV32* | 100000 | 80
AMERICAN STANDARD HEATING & AIR CONDITIONING | Non-weatherized gas furnaces | TDD2C100ACV52* | ADD2C100ACV52* | 100000 | 80
AMERICAN STANDARD HEATING & AIR CONDITIONING | Non-weatherized gas furnaces | TUD2C100ACV52* | AUD2C100ACV52* | 100000 | 80
AMERICAN STANDARD HEATING & AIR CONDITIONING | Non-weatherized gas furnaces | TDD2C100A9482A* | ADD2C100A9482A* | 100000 | 80
AMERICAN STANDARD HEATING & AIR CONDITIONING | Non-weatherized gas furnaces | TUD2C100A9602A* | AUD2C100A9602A* | 100000 | 80
AMERICAN STANDARD HEATING & AIR CONDITIONING | Non-weatherized gas furnaces | TUD2B100A9362A* | AUD2B100A9362A* | 100000 | 80
AMERICAN STANDARD HEATING & AIR CONDITIONING | Non-weatherized gas furnaces | TDD2C100A9602A* | ADD2C100A9602A* | 100000 | 80
AMERICAN STANDARD HEATING & AIR CONDITIONING | Non-weatherized gas furnaces | TUD2D100A9602A* | AUD2D100A9602A* | 100000 | 80
AMERICAN STANDARD HEATING & AIR CONDITIONING | Non-weatherized gas furnaces | TUD1B100A9H31B* | AUD1B100A9H31B* | 100000 | 80
AMERICAN STANDARD HEATING & AIR CONDITIONING | Non-weatherized gas furnaces | TUD1C100A9H51B* | AUD1C100A9H51B* | 100000 | 80
AMERICAN STANDARD HEATING & AIR CONDITIONING | Non-weatherized gas furnaces | TDD1C100A9H51B* | ADD1C100A9H51B* | 100000 | 80
AMERICAN STANDARD HEATING & AIR CONDITIONING | Non-weatherized gas furnaces | TDE1C100A9601A* | ADE1C100A9601A* | 100000 | 80
AMERICAN STANDARD HEATING & AIR CONDITIONING | Non-weatherized gas furnaces | TDE1B100A9451A* | ADE1B100A9451A* | 100000 | 80
AMERICAN STANDARD HEATING & AIR CONDITIONING | Non-weatherized gas furnaces | TUE1C100A9481A* | AUE1C100A9481A* | 100000 | 80
AMERICAN STANDARD HEATING & AIR CONDITIONING | Non-weatherized gas furnaces | TUE1B100A9361A* | AUE1B100A9361A* | 100000 | 80
AMERICAN STANDARD HEATING & AIR CONDITIONING | Non-weatherized gas furnaces | TDE1C100A9601A* | CDB1C100A9601A* | 100000 | 80
AMERICAN STANDARD HEATING & AIR CONDITIONING | Non-weatherized gas furnaces | TDE1B100A9451A* | CDB1B100A9451A* | 100000 | 80
AMERICAN STANDARD HEATING & AIR CONDITIONING | Non-weatherized gas furnaces | TDD1C100A9541A* | ADD1C100A9541A* | 100000 | 80
AMERICAN STANDARD HEATING & AIR CONDITIONING | Non-weatherized gas furnaces | TUD1D100A9721A* | AUD1D100A9721A* | 100000 | 80
AMERICAN STANDARD HEATING & AIR CONDITIONING | Non-weatherized gas furnaces | TUD1B100A9451A* | AUD1B100A9451A* | 100000 | 80
AMERICAN STANDARD HEATING & AIR CONDITIONING | Non-weatherized gas furnaces | TDD1C100A9481A* | ADD1C100A9481A* | 100000 | 80
AMERICAN STANDARD HEATING & AIR CONDITIONING | Non-weatherized gas furnaces | TDD1B100A9451A* | ADD1B100A9451A* | 100000 | 80
AMERICAN STANDARD HEATING & AIR CONDITIONING | Non-weatherized gas furnaces | TUD1C100A9601A* | AUD1C100A9601A* | 100000 | 80
AMERICAN STANDARD HEATING & AIR CONDITIONING | Non-weatherized gas furnaces | TUD1C100A9481A* | AUD1C100A9481A* | 100000 | 80
AMERICAN STANDARD HEATING & AIR CONDITIONING | Non-weatherized gas furnaces | TUD1B100A9361A* | AUD1B100A9361A* | 100000 | 80
AMERICAN STANDARD HEATING & AIR CONDITIONING | Non-weatherized gas furnaces | TUD2C100B9V5V** | AUD2C100B9V5V** | 100000 | 80
AMERICAN STANDARD HEATING & AIR CONDITIONING | Non-weatherized gas furnaces | TUD2C100A9V5V** | AUD2C100A9V5V** | 100000 | 80
AMERICAN STANDARD HEATING & AIR CONDITIONING | Non-weatherized gas furnaces | TUD2B100A9V3V** | AUD2B100A9V3V** | 100000 | 80
AMERICAN STANDARD HEATING & AIR CONDITIONING | Non-weatherized gas furnaces | TDD2C100A9V5V** | ADD2C100A9V5V** | 100000 | 80
AMERICAN STANDARD HEATING & AIR CONDITIONING | Non-weatherized gas furnaces | TDD2B100A9482A* | ADD2B100A9482A* | 100000 | 80
AMERICAN STANDARD HEATING & AIR CONDITIONING | Non-weatherized gas furnaces | TUD2C100A9482A* | AUD2C100A9482A* | 100000 | 80
AMERICAN STANDARD HEATING & AIR CONDITIONING | Non-weatherized gas furnaces | TUE1C100A9601A* | AUE1C100A9601A* | 100000 | 80
AMANA HEATING AND AIR CONDITIONING | Non-weatherized gas furnaces | GMS81005CXB* | AMS81005CX | 100000 | 80
AMANA HEATING AND AIR CONDITIONING | Non-weatherized gas furnaces | GME81005CNB* | AMEH801005CN | 100000 | 80
AMANA HEATING AND AIR CONDITIONING | Non-weatherized gas furnaces | GME81005CXB* | AMEH801005CX | 100000 | 80
AMANA HEATING AND AIR CONDITIONING | Non-weatherized gas furnaces | GDS81005CXB* | ADSS801005CX | 100000 | 80
AMANA HEATING AND AIR CONDITIONING | Non-weatherized gas furnaces | GDH81005CXB* | ADSH801005CX | 100000 | 80
UNITED REFRIGERATION, INC. | Non-weatherized gas furnaces | R802VA100521ZXB | TZ80DDV100C50XB | 100000 | 80
UNITED REFRIGERATION, INC. | Non-weatherized gas furnaces | R802VA100521ZSB | TZ80DDV100C50SB | 100000 | 80
UNITED REFRIGERATION, INC. | Non-weatherized gas furnaces | R801TA100521ZXB | TZ80DSX100C50XB | 100000 | 80
UNITED REFRIGERATION, INC. | Non-weatherized gas furnaces | R801TA100521ZSB | TZ80DSX100C50SB | 100000 | 80
UNITED REFRIGERATION, INC. | Non-weatherized gas furnaces | R802VA100521MXA | TZ80MDV100C50XA | 100000 | 80
UNITED REFRIGERATION, INC. | Non-weatherized gas furnaces | R802VA100521MSA | TZ80MDV100C50SA | 100000 | 80
UNITED REFRIGERATION, INC. | Non-weatherized gas furnaces | R801TA100521ZXA | TZ80DSX100C50XA | 100000 | 80
UNITED REFRIGERATION, INC. | Non-weatherized gas furnaces | R801TA100521ZSA | TZ80DSX100C50SA | 100000 | 80
UNITED REFRIGERATION, INC. | Non-weatherized gas furnaces | RGLN-10(E,N)BRJR | TZ80DSS100C50XA | 100000 | 80
UNITED REFRIGERATION, INC. | Non-weatherized gas furnaces | R801SA100421ZXA | TZ80DSS100C40XA | 100000 | 80
UNITED REFRIGERATION, INC. | Non-weatherized gas furnaces | R801SA100317ZXA | TZ80DSS100B30XA | 100000 | 80
UNITED REFRIGERATION, INC. | Non-weatherized gas furnaces | R801PA100521ZXA | TZ80DSP100C50XA | 100000 | 80
UNITED REFRIGERATION, INC. | Non-weatherized gas furnaces | R801PA100317ZXA | TZ80DSP100B30XA | 100000 | 80
UNITED REFRIGERATION, INC. | Non-weatherized gas furnaces | R801TA100521MXA | TZ80MSX100C50XA | 100000 | 80
UNITED REFRIGERATION, INC. | Non-weatherized gas furnaces | R801TA100521MSA | TZ80MSX100C50SA | 100000 | 80
UNITED REFRIGERATION, INC. | Non-weatherized gas furnaces | R802VA100521ZXA | TZ80DDV100C50XA | 100000 | 80
UNITED REFRIGERATION, INC. | Non-weatherized gas furnaces | R802VA100521ZSA | TZ80DDV100C50SA | 100000 | 80
UNITED REFRIGERATION, INC. | Non-weatherized gas furnaces | R802PA100521ZXA | TZ80DDP100C50XA | 100000 | 80
UNITED REFRIGERATION, INC. | Non-weatherized gas furnaces | R802PA100521ZSA | TZ80DDP100C50SA | 100000 | 80
UNITED REFRIGERATION, INC. | Non-weatherized gas furnaces | R802PA100317ZXA | TZ80DDP100B30XA | 100000 | 80
UNITED REFRIGERATION, INC. | Non-weatherized gas furnaces | R802PA100317ZSA | TZ80DDP100B30SA | 100000 | 80
UNITED REFRIGERATION, INC. | Non-weatherized gas furnaces | R802PA100521MXA | TZ80MDP100C50XA | 100000 | 80
UNITED REFRIGERATION, INC. | Non-weatherized gas furnaces | R802PA100521MSA | TZ80MDP100C50SA | 100000 | 80
UNITED REFRIGERATION, INC. | Non-weatherized gas furnaces | R801SA100521MXA | TZ80MSS100C50XA | 100000 | 80
UNITED REFRIGERATION, INC. | Non-weatherized gas furnaces | R801SA100521MSA | TZ80MSS100C50SA | 100000 | 80
UNITED REFRIGERATION, INC. | Non-weatherized gas furnaces | R801PA100521MXA | TZ80MSP100C50XA | 100000 | 80
UNITED REFRIGERATION, INC. | Non-weatherized gas furnaces | R801PA100521MSA | TZ80MSP100C50SA | 100000 | 80
UNITED REFRIGERATION, INC. | Non-weatherized gas furnaces | R801SA100521ZSA | TZ80DSS100C50SA | 100000 | 80
UNITED REFRIGERATION, INC. | Non-weatherized gas furnaces | R801SA100421ZSA | TZ80DSS100C40SA | 100000 | 80
UNITED REFRIGERATION, INC. | Non-weatherized gas furnaces | R801SA100317ZSA | TZ80DSS100B30SA | 100000 | 80
UNITED REFRIGERATION, INC. | Non-weatherized gas furnaces | R801PA100521ZSA | TZ80DSP100C50SA | 100000 | 80
UNITED REFRIGERATION, INC. | Non-weatherized gas furnaces | R801PA100317ZSA | TZ80DSP100B30SA | 100000 | 80
UNITED REFRIGERATION, INC. | Non-weatherized gas furnaces | RGLT-10(E,N)BRMR | TZ81DN105T(B,X) | 100000 | 80
UNITED REFRIGERATION, INC. | Non-weatherized gas furnaces | RGPT-10(E,N)BRMR | TZ81UH105T(B,BX) | 100000 | 80
UNITED REFRIGERATION, INC. | Non-weatherized gas furnaces | RGPS-10(E,N)AMER | TZ81UH103TA | 100000 | 80
UNITED REFRIGERATION, INC. | Non-weatherized gas furnaces | RGPS-10(E,N)BRJR | TZ81U(H,HN)105TA | 100000 | 80
UNITED REFRIGERATION, INC. | Non-weatherized gas furnaces | RGPS-10(E,N)BRGR | TZ81UH104TA | 100000 | 80
NORDYNE, LLC. | Non-weatherized gas furnaces | FG7TK100*-*C1* | FG7TK100*-*C1* | 100000 | 80
NORDYNE, LLC. | Non-weatherized gas furnaces | FG7TA100*-*C1* | FG7TA100*-*C1* | 100000 | 80
NORDYNE, LLC. | Non-weatherized gas furnaces | FG7TA100*-*B1* | FG7TA100*-*B1* | 100000 | 80
NORDYNE, LLC. | Non-weatherized gas furnaces | FG7TA100*-*B1* | PGC2TA100*-*B1* | 100000 | 80
NORDYNE, LLC. | Non-weatherized gas furnaces | FG7TA100*-*B1* | MGC2TA100*-*B1* | 100000 | 80
NORDYNE, LLC. | Non-weatherized gas furnaces | FG7TA100*-*C1* | PGC2TA100*-*C1* | 100000 | 80
NORDYNE, LLC. | Non-weatherized gas furnaces | FG7TA100*-*C1* | MGC2TA100*-*C1* | 100000 | 80
NORDYNE, LLC. | Non-weatherized gas furnaces | FG7TK100*-*C1* | PGC2TK100*-*C1* | 100000 | 80
NORDYNE, LLC. | Non-weatherized gas furnaces | FG7TK100*-*C1* | MGC2TK100*-*C1* | 100000 | 80
NORDYNE, LLC. | Non-weatherized gas furnaces | FG7TA100*-*C1* | KG7TA100*-*C1* | 100000 | 80
NORDYNE, LLC. | Non-weatherized gas furnaces | FG7TK100*-*C1* | KG7TK100*-*C1* | 100000 | 80
NORDYNE, LLC. | Non-weatherized gas furnaces | FG7TA100*-*B1* | KG7TA100*-*B1* | 100000 | 80
INGERSOLL RAND | Non-weatherized gas furnaces | TUE1C100A9601A* | M801P100CU60AA* | 100000 | 80
INGERSOLL RAND | Non-weatherized gas furnaces | TUE1C100A9481A* | M801P100CU48AA* | 100000 | 80
INGERSOLL RAND | Non-weatherized gas furnaces | TDD1C100A9481A* | M801P100CD48AA* | 100000 | 80
INGERSOLL RAND | Non-weatherized gas furnaces | TUE1B100A9361A* | M801P100BU36AA* | 100000 | 80
INGERSOLL RAND | Non-weatherized gas furnaces | TDE1C100A9601A* | M801P100CD60AA* | 100000 | 80
DAIKIN MANUFACTURING COMPANY, L.P. | Non-weatherized gas furnaces | ADVC81005CXB* | DD80VC1005CXB* | 100000 | 80
DAIKIN MANUFACTURING COMPANY, L.P. | Non-weatherized gas furnaces | GMH81005CXB* | DM80HS1005CX | 100000 | 80
DAIKIN MANUFACTURING COMPANY, L.P. | Non-weatherized gas furnaces | GMS81005CXB* | DM80SS1005CX | 100000 | 80
DAIKIN MANUFACTURING COMPANY, L.P. | Non-weatherized gas furnaces | ADCV81005CNB* | DD80VC1005CN | 100000 | 80
DAIKIN MANUFACTURING COMPANY, L.P. | Non-weatherized gas furnaces | ADCV81005CXB* | DD80VC1005CX | 100000 | 80
DAIKIN MANUFACTURING COMPANY, L.P. | Non-weatherized gas furnaces | GMVC81005CNB* | DM80VC1005CN | 100000 | 80
DAIKIN MANUFACTURING COMPANY, L.P. | Non-weatherized gas furnaces | GMVC81005CXB* | DM80VC1005CX | 100000 | 80
DAIKIN MANUFACTURING COMPANY, L.P. | Non-weatherized gas furnaces | GME81005CNB* | DM80HE1005CN | 100000 | 80
DAIKIN MANUFACTURING COMPANY, L.P. | Non-weatherized gas furnaces | GME81005CXB* | DM80HE1005CX | 100000 | 80
DAIKIN MANUFACTURING COMPANY, L.P. | Non-weatherized gas furnaces | GDS81005CXB* | DD80SS1005CX | 100000 | 80
DAIKIN MANUFACTURING COMPANY, L.P. | Non-weatherized gas furnaces | GDH81005CXB* | DD80HS1005CX | 100000 | 80
RHEEM SALES COMPANY, INC. | Non-weatherized gas furnaces | RGLE-10(E,N)BRMR | RGLE-10(E,N)BRMR | 100000 | 80
RHEEM SALES COMPANY, INC. | Non-weatherized gas furnaces | RGLN-10(E,N)AMER | RGLN-10(E,N)AMER | 100000 | 80
RHEEM SALES COMPANY, INC. | Non-weatherized gas furnaces | RGLN-10(E,N)BRJR | RGLN-10(E,N)BRJR | 100000 | 80
RHEEM SALES COMPANY, INC. | Non-weatherized gas furnaces | RGLQ-10(E,N)AMER | RGLQ-10(E,N)AMER | 100000 | 80
RHEEM SALES COMPANY, INC. | Non-weatherized gas furnaces | RGLQ-10(E,N)BRJR | RGLQ-10(E,N)BRJR | 100000 | 80
RHEEM SALES COMPANY, INC. | Non-weatherized gas furnaces | RGLS-10(E,N)AMER | RGLS-10(E,N)AMER | 100000 | 80
RHEEM SALES COMPANY, INC. | Non-weatherized gas furnaces | RGLS-10(E,N)BRGR | RGLS-10(E,N)BRGR | 100000 | 80
RHEEM SALES COMPANY, INC. | Non-weatherized gas furnaces | RGLN-10(E,N)BRJR | RGLS-10(E,N)BRJR | 100000 | 80
RHEEM SALES COMPANY, INC. | Non-weatherized gas furnaces | RGLT-10(E,N)BRMR | RGLT-10(E,N)BRMR | 100000 | 80
RHEEM SALES COMPANY, INC. | Non-weatherized gas furnaces | RGPE-10(E,N)BRMR | RGPE-10(E,N)BRMR | 100000 | 80
RHEEM SALES COMPANY, INC. | Non-weatherized gas furnaces | RGPN-10(E,N)AMER | RGPN-10(E,N)AMER | 100000 | 80
RHEEM SALES COMPANY, INC. | Non-weatherized gas furnaces | RGPN-10(E,N)BRJR | RGPN-10(E,N)BRJR | 100000 | 80
RHEEM SALES COMPANY, INC. | Non-weatherized gas furnaces | RGPQ-10(E,N)AMER | RGPQ-10(E,N)AMER | 100000 | 80
RHEEM SALES COMPANY, INC. | Non-weatherized gas furnaces | RGPQ-10(E,N)BRJR | RGPQ-10(E,N)BRJR | 100000 | 80
RHEEM SALES COMPANY, INC. | Non-weatherized gas furnaces | RGPS-10(E,N)AMER | RGPS-10(E,N)AMER | 100000 | 80
RHEEM SALES COMPANY, INC. | Non-weatherized gas furnaces | RGPS-10(E,N)BRGR | RGPS-10(E,N)BRGR | 100000 | 80
RHEEM SALES COMPANY, INC. | Non-weatherized gas furnaces | RGPS-10(E,N)BRJR | RGPS-10(E,N)BRJR | 100000 | 80
RHEEM SALES COMPANY, INC. | Non-weatherized gas furnaces | RGPT-10(E,N)BRMR | RGPT-10(E,N)BRMR | 100000 | 80
RHEEM SALES COMPANY, INC. | Non-weatherized gas furnaces | R801PA100317ZSA | R801PA100317ZSA | 100000 | 80
RHEEM SALES COMPANY, INC. | Non-weatherized gas furnaces | R801PA100521ZSA | R801PA100521ZSA | 100000 | 80
RHEEM SALES COMPANY, INC. | Non-weatherized gas furnaces | R801SA100317ZSA | R801SA100317ZSA | 100000 | 80
RHEEM SALES COMPANY, INC. | Non-weatherized gas furnaces | R801SA100421ZSA | R801SA100421ZSA | 100000 | 80
RHEEM SALES COMPANY, INC. | Non-weatherized gas furnaces | R801SA100521ZSA | R801SA100521ZSA | 100000 | 80
RHEEM SALES COMPANY, INC. | Non-weatherized gas furnaces | R801PA100521MSA | R801PA100521MSA | 100000 | 80
RHEEM SALES COMPANY, INC. | Non-weatherized gas furnaces | R801PA100521MXA | R801PA100521MXA | 100000 | 80
RHEEM SALES COMPANY, INC. | Non-weatherized gas furnaces | R801SA100521MSA | R801SA100521MSA | 100000 | 80
RHEEM SALES COMPANY, INC. | Non-weatherized gas furnaces | R801SA100521MXA | R801SA100521MXA | 100000 | 80
RHEEM SALES COMPANY, INC. | Non-weatherized gas furnaces | R801PA100317ZXA | R801PA100317ZXA | 100000 | 80
RHEEM SALES COMPANY, INC. | Non-weatherized gas furnaces | R801PA100521ZXA | R801PA100521ZXA | 100000 | 80
RHEEM SALES COMPANY, INC. | Non-weatherized gas furnaces | R801SA100317ZXA | R801SA100317ZXA | 100000 | 80
RHEEM SALES COMPANY, INC. | Non-weatherized gas furnaces | R801SA100421ZXA | R801SA100421ZXA | 100000 | 80
RHEEM SALES COMPANY, INC. | Non-weatherized gas furnaces | RGLN-10(E,N)BRJR | R801SA100521ZXA | 100000 | 80
RHEEM SALES COMPANY, INC. | Non-weatherized gas furnaces | R801TA100521ZSA | R801TA100521ZSA | 100000 | 80
RHEEM SALES COMPANY, INC. | Non-weatherized gas furnaces | R802PA100317ZSA | R802PA100317ZSA | 100000 | 80
RHEEM SALES COMPANY, INC. | Non-weatherized gas furnaces | R802PA100317ZXA | R802PA100317ZXA | 100000 | 80
RHEEM SALES COMPANY, INC. | Non-weatherized gas furnaces | R802PA100521ZSA | R802PA100521ZSA | 100000 | 80
RHEEM SALES COMPANY, INC. | Non-weatherized gas furnaces | R802PA100521ZXA | R802PA100521ZXA | 100000 | 80
RHEEM SALES COMPANY, INC. | Non-weatherized gas furnaces | R802VA100521ZSA | R802VA100521ZSA | 100000 | 80
RHEEM SALES COMPANY, INC. | Non-weatherized gas furnaces | R802VA100521ZXA | R802VA100521ZXA | 100000 | 80
RHEEM SALES COMPANY, INC. | Non-weatherized gas furnaces | R802PA100521MSA | R802PA100521MSA | 100000 | 80
RHEEM SALES COMPANY, INC. | Non-weatherized gas furnaces | R802PA100521MXA | R802PA100521MXA | 100000 | 80
RHEEM SALES COMPANY, INC. | Non-weatherized gas furnaces | R801TA100521ZXA | R801TA100521ZXA | 100000 | 80
RHEEM SALES COMPANY, INC. | Non-weatherized gas furnaces | R801TA100521MSA | R801TA100521MSA | 100000 | 80
RHEEM SALES COMPANY, INC. | Non-weatherized gas furnaces | R801TA100521MXA | R801TA100521MXA | 100000 | 80
RHEEM SALES COMPANY, INC. | Non-weatherized gas furnaces | R802VA100521MSA | R802VA100521MSA | 100000 | 80
RHEEM SALES COMPANY, INC. | Non-weatherized gas furnaces | R802VA100521MXA | R802VA100521MXA | 100000 | 80
RHEEM SALES COMPANY, INC. | Non-weatherized gas furnaces | R801TA100521ZSB | R801TA100521ZSB | 100000 | 80
RHEEM SALES COMPANY, INC. | Non-weatherized gas furnaces | R801TA100521ZXB | R801TA100521ZXB | 100000 | 80
RHEEM SALES COMPANY, INC. | Non-weatherized gas furnaces | R802VA100521ZSB | R802VA100521ZSB | 100000 | 80
RHEEM SALES COMPANY, INC. | Non-weatherized gas furnaces | R802VA100521ZXB | R802VA100521ZXB | 100000 | 80
RHEEM SALES COMPANY, INC. | Non-weatherized gas furnaces | RGPQ-10(E,N)BRJR | GF802U100AW60 | 100000 | 80
RHEEM SALES COMPANY, INC. | Non-weatherized gas furnaces | RGPQ-10(E,N)AMER | GF802U100AS36 | 100000 | 80
RHEEM SALES COMPANY, INC. | Non-weatherized gas furnaces | RGLT-10(E,N)BRMR | DGLT-10EBRMR | 100000 | 80
RHEEM SALES COMPANY, INC. | Non-weatherized gas furnaces | RGLT-10(E,N)BRMR | GF801D100X13S60 | 100000 | 80
RHEEM SALES COMPANY, INC. | Non-weatherized gas furnaces | RGPE-10(E,N)BRMR | GF80V2U100AW60 | 100000 | 80
RHEEM SALES COMPANY, INC. | Non-weatherized gas furnaces | RGLS-10(E,N)BRGR | GF801D100AW48 | 100000 | 80
RHEEM SALES COMPANY, INC. | Non-weatherized gas furnaces | RGPS-10(E,N)BRGR | GF801U100AW48 | 100000 | 80
RHEEM SALES COMPANY, INC. | Non-weatherized gas furnaces | RGPS-10(E,N)BRJR | GF801U100AS60 | 100000 | 80
RHEEM SALES COMPANY, INC. | Non-weatherized gas furnaces | RGPT-10(E,N)BRMR | DGPT-10EBRMR | 100000 | 80
RHEEM SALES COMPANY, INC. | Non-weatherized gas furnaces | RGPT-10(E,N)BRMR | GF801U100X13S60 | 100000 | 80
RHEEM SALES COMPANY, INC. | Non-weatherized gas furnaces | RGLQ-10(E,N)AMER | GF802D100AS36 | 100000 | 80
RHEEM SALES COMPANY, INC. | Non-weatherized gas furnaces | R802VA100521ZXB | W802VA100521ZXB | 100000 | 80
RHEEM SALES COMPANY, INC. | Non-weatherized gas furnaces | R802VA100521ZXB | S802VA100521ZXB | 100000 | 80
RHEEM SALES COMPANY, INC. | Non-weatherized gas furnaces | R802VA100521ZXB | U802VA100521ZXB | 100000 | 80
RHEEM SALES COMPANY, INC. | Non-weatherized gas furnaces | R802VA100521ZXB | D802VA100521ZXB | 100000 | 80
RHEEM SALES COMPANY, INC. | Non-weatherized gas furnaces | R802VA100521ZSB | W802VA100521ZSB | 100000 | 80
RHEEM SALES COMPANY, INC. | Non-weatherized gas furnaces | R802VA100521ZSB | S802VA100521ZSB | 100000 | 80
RHEEM SALES COMPANY, INC. | Non-weatherized gas furnaces | R802VA100521ZSB | U802VA100521ZSB | 100000 | 80
RHEEM SALES COMPANY, INC. | Non-weatherized gas furnaces | R802VA100521ZSB | D802VA100521ZSB | 100000 | 80
RHEEM SALES COMPANY, INC. | Non-weatherized gas furnaces | R801TA100521ZXB | W801TA100521ZXB | 100000 | 80
RHEEM SALES COMPANY, INC. | Non-weatherized gas furnaces | R801TA100521ZXB | S801TA100521ZXB | 100000 | 80
RHEEM SALES COMPANY, INC. | Non-weatherized gas furnaces | R801TA100521ZXB | D801TA100521ZXB | 100000 | 80
RHEEM SALES COMPANY, INC. | Non-weatherized gas furnaces | R801TA100521ZSB | W801TA100521ZSB | 100000 | 80
RHEEM SALES COMPANY, INC. | Non-weatherized gas furnaces | R801TA100521ZSB | S801TA100521ZSB | 100000 | 80
RHEEM SALES COMPANY, INC. | Non-weatherized gas furnaces | R801TA100521ZSB | D801TA100521ZSB | 100000 | 80
RHEEM SALES COMPANY, INC. | Non-weatherized gas furnaces | R802VA100521MXA | W802VA1005231MXA | 100000 | 80
RHEEM SALES COMPANY, INC. | Non-weatherized gas furnaces | R802VA100521MXA | W802VA100521MXA | 100000 | 80
RHEEM SALES COMPANY, INC. | Non-weatherized gas furnaces | R802VA100521MXA | S802VA100521MXA | 100000 | 80
RHEEM SALES COMPANY, INC. | Non-weatherized gas furnaces | R802VA100521MXA | U802VA100521MXA | 100000 | 80
RHEEM SALES COMPANY, INC. | Non-weatherized gas furnaces | R802VA100521MXA | D802VA100521MXA | 100000 | 80
RHEEM SALES COMPANY, INC. | Non-weatherized gas furnaces | R802VA100521MSA | W802VA1005231MSA | 100000 | 80
RHEEM SALES COMPANY, INC. | Non-weatherized gas furnaces | R802VA100521MSA | W802VA100521MSA | 100000 | 80
RHEEM SALES COMPANY, INC. | Non-weatherized gas furnaces | R802VA100521MSA | S802VA100521MSA | 100000 | 80
RHEEM SALES COMPANY, INC. | Non-weatherized gas furnaces | R802VA100521MSA | U802VA100521MSA | 100000 | 80
RHEEM SALES COMPANY, INC. | Non-weatherized gas furnaces | R802VA100521MSA | D802VA100521MSA | 100000 | 80
RHEEM SALES COMPANY, INC. | Non-weatherized gas furnaces | R801TA100521MXA | W801TA100521MXA | 100000 | 80
RHEEM SALES COMPANY, INC. | Non-weatherized gas furnaces | R801TA100521MXA | S801TA100521MXA | 100000 | 80
RHEEM SALES COMPANY, INC. | Non-weatherized gas furnaces | R801TA100521MXA | D801TA100521MXA | 100000 | 80
RHEEM SALES COMPANY, INC. | Non-weatherized gas furnaces | R801TA100521MSA | W801TA100521MSA | 100000 | 80
RHEEM SALES COMPANY, INC. | Non-weatherized gas furnaces | R801TA100521MSA | S801TA100521MSA | 100000 | 80
RHEEM SALES COMPANY, INC. | Non-weatherized gas furnaces | R801TA100521MSA | D801TA100521MSA | 100000 | 80
RHEEM SALES COMPANY, INC. | Non-weatherized gas furnaces | R802PA100521MXA | W802PA100521MXA | 100000 | 80
RHEEM SALES COMPANY, INC. | Non-weatherized gas furnaces | R802PA100521MXA | S802PA100521MXA | 100000 | 80
RHEEM SALES COMPANY, INC. | Non-weatherized gas furnaces | R802PA100521MXA | D802PA100521MXA | 100000 | 80
RHEEM SALES COMPANY, INC. | Non-weatherized gas furnaces | R802PA100521MSA | W802PA100521MSA | 100000 | 80
RHEEM SALES COMPANY, INC. | Non-weatherized gas furnaces | R802PA100521MSA | S802PA100521MSA | 100000 | 80
RHEEM SALES COMPANY, INC. | Non-weatherized gas furnaces | R802PA100521MSA | D802PA100521MSA | 100000 | 80
RHEEM SALES COMPANY, INC. | Non-weatherized gas furnaces | R801TA100521ZXA | W801TA100521ZXA | 100000 | 80
RHEEM SALES COMPANY, INC. | Non-weatherized gas furnaces | R801TA100521ZXA | S801TA100521ZXA | 100000 | 80
RHEEM SALES COMPANY, INC. | Non-weatherized gas furnaces | R801TA100521ZXA | D801TA100521ZXA | 100000 | 80
RHEEM SALES COMPANY, INC. | Non-weatherized gas furnaces | R801PA100521ZXA | W801PA100521ZXA | 100000 | 80
RHEEM SALES COMPANY, INC. | Non-weatherized gas furnaces | R801PA100521ZXA | S801PA100521ZXA | 100000 | 80
RHEEM SALES COMPANY, INC. | Non-weatherized gas furnaces | R801PA100521ZXA | D801PA100521ZXA | 100000 | 80
RHEEM SALES COMPANY, INC. | Non-weatherized gas furnaces | R801PA100317ZXA | W801PA100317ZXA | 100000 | 80
RHEEM SALES COMPANY, INC. | Non-weatherized gas furnaces | R801PA100317ZXA | S801PA100317ZXA | 100000 | 80
RHEEM SALES COMPANY, INC. | Non-weatherized gas furnaces | R801PA100317ZXA | D801PA100317ZXA | 100000 | 80
RHEEM SALES COMPANY, INC. | Non-weatherized gas furnaces | R802PA100521ZXA | W802PA100521ZXA | 100000 | 80
RHEEM SALES COMPANY, INC. | Non-weatherized gas furnaces | R802PA100521ZXA | S802PA100521ZXA | 100000 | 80
RHEEM SALES COMPANY, INC. | Non-weatherized gas furnaces | R802PA100521ZXA | D802PA100521ZXA | 100000 | 80
RHEEM SALES COMPANY, INC. | Non-weatherized gas furnaces | R802PA100521ZSA | W802PA100521ZSA | 100000 | 80
RHEEM SALES COMPANY, INC. | Non-weatherized gas furnaces | R802PA100521ZSA | S802PA100521ZSA | 100000 | 80
RHEEM SALES COMPANY, INC. | Non-weatherized gas furnaces | R802PA100521ZSA | D802PA100521ZSA | 100000 | 80
RHEEM SALES COMPANY, INC. | Non-weatherized gas furnaces | R802PA100317ZXA | W802PA100317ZXA | 100000 | 80
RHEEM SALES COMPANY, INC. | Non-weatherized gas furnaces | R802PA100317ZXA | S802PA100317ZXA | 100000 | 80
RHEEM SALES COMPANY, INC. | Non-weatherized gas furnaces | R802PA100317ZXA | D802PA100317ZXA | 100000 | 80
RHEEM SALES COMPANY, INC. | Non-weatherized gas furnaces | R802PA100317ZSA | W802PA100317ZSA | 100000 | 80
RHEEM SALES COMPANY, INC. | Non-weatherized gas furnaces | R802PA100317ZSA | S802PA100317ZSA | 100000 | 80
RHEEM SALES COMPANY, INC. | Non-weatherized gas furnaces | R802PA100317ZSA | D802PA100317ZSA | 100000 | 80
RHEEM SALES COMPANY, INC. | Non-weatherized gas furnaces | R801TA100521ZSA | W801TA100521ZSA | 100000 | 80
RHEEM SALES COMPANY, INC. | Non-weatherized gas furnaces | R801TA100521ZSA | S801TA100521ZSA | 100000 | 80
RHEEM SALES COMPANY, INC. | Non-weatherized gas furnaces | R801TA100521ZSA | D801TA100521ZSA | 100000 | 80
RHEEM SALES COMPANY, INC. | Non-weatherized gas furnaces | RGLN-10(E,N)BRJR | W801SA100521ZXA | 100000 | 80
RHEEM SALES COMPANY, INC. | Non-weatherized gas furnaces | RGLN-10(E,N)BRJR | S801SA100521ZXA | 100000 | 80
RHEEM SALES COMPANY, INC. | Non-weatherized gas furnaces | RGLN-10(E,N)BRJR | D801SA100521ZXA | 100000 | 80
RHEEM SALES COMPANY, INC. | Non-weatherized gas furnaces | R801SA100421ZXA | W801SA100421ZXA | 100000 | 80
RHEEM SALES COMPANY, INC. | Non-weatherized gas furnaces | R801SA100421ZXA | S801SA100421ZXA | 100000 | 80
RHEEM SALES COMPANY, INC. | Non-weatherized gas furnaces | R801SA100421ZXA | D801SA100421ZXA | 100000 | 80
RHEEM SALES COMPANY, INC. | Non-weatherized gas furnaces | R801SA100317ZXA | W801SA100317ZXA | 100000 | 80
RHEEM SALES COMPANY, INC. | Non-weatherized gas furnaces | R801SA100317ZXA | S801SA100317ZXA | 100000 | 80
RHEEM SALES COMPANY, INC. | Non-weatherized gas furnaces | R801SA100317ZXA | D801SA100317ZXA | 100000 | 80
RHEEM SALES COMPANY, INC. | Non-weatherized gas furnaces | R802VA100521ZXA | W802VA100521ZXA | 100000 | 80
RHEEM SALES COMPANY, INC. | Non-weatherized gas furnaces | R802VA100521ZXA | S802VA100521ZXA | 100000 | 80
RHEEM SALES COMPANY, INC. | Non-weatherized gas furnaces | R802VA100521ZXA | U802VA100521ZXA | 100000 | 80
RHEEM SALES COMPANY, INC. | Non-weatherized gas furnaces | R802VA100521ZXA | D802VA100521ZXA | 100000 | 80
RHEEM SALES COMPANY, INC. | Non-weatherized gas furnaces | R802VA100521ZSA | W802VA100521ZSA | 100000 | 80
RHEEM SALES COMPANY, INC. | Non-weatherized gas furnaces | R802VA100521ZSA | S802VA100521ZSA | 100000 | 80
RHEEM SALES COMPANY, INC. | Non-weatherized gas furnaces | R802VA100521ZSA | U802VA100521ZSA | 100000 | 80
RHEEM SALES COMPANY, INC. | Non-weatherized gas furnaces | R802VA100521ZSA | D802VA100521ZSA | 100000 | 80
RHEEM SALES COMPANY, INC. | Non-weatherized gas furnaces | R801SA100521MXA | W801SA100521MXA | 100000 | 80
RHEEM SALES COMPANY, INC. | Non-weatherized gas furnaces | R801SA100521MXA | S801SA100521MXA | 100000 | 80
RHEEM SALES COMPANY, INC. | Non-weatherized gas furnaces | R801SA100521MXA | D801SA100521MXA | 100000 | 80
RHEEM SALES COMPANY, INC. | Non-weatherized gas furnaces | R801SA100521MSA | W801SA100521MSA | 100000 | 80
RHEEM SALES COMPANY, INC. | Non-weatherized gas furnaces | R801SA100521MSA | S801SA100521MSA | 100000 | 80
RHEEM SALES COMPANY, INC. | Non-weatherized gas furnaces | R801SA100521MSA | D801SA100521MSA | 100000 | 80
RHEEM SALES COMPANY, INC. | Non-weatherized gas furnaces | R801PA100521MXA | W801PA100521MXA | 100000 | 80
RHEEM SALES COMPANY, INC. | Non-weatherized gas furnaces | R801PA100521MXA | S801PA100521MXA | 100000 | 80
RHEEM SALES COMPANY, INC. | Non-weatherized gas furnaces | R801PA100521MXA | D801PA100521MXA | 100000 | 80
RHEEM SALES COMPANY, INC. | Non-weatherized gas furnaces | R801PA100521MSA | W801PA100521MSA | 100000 | 80
RHEEM SALES COMPANY, INC. | Non-weatherized gas furnaces | R801PA100521MSA | S801PA100521MSA | 100000 | 80
RHEEM SALES COMPANY, INC. | Non-weatherized gas furnaces | R801PA100521MSA | D801PA100521MSA | 100000 | 80
RHEEM SALES COMPANY, INC. | Non-weatherized gas furnaces | R801SA100521ZSA | W801SA100521ZSA | 100000 | 80
RHEEM SALES COMPANY, INC. | Non-weatherized gas furnaces | R801SA100521ZSA | S801SA100521ZSA | 100000 | 80
RHEEM SALES COMPANY, INC. | Non-weatherized gas furnaces | R801SA100521ZSA | D801SA100521ZSA | 100000 | 80
RHEEM SALES COMPANY, INC. | Non-weatherized gas furnaces | R801SA100421ZSA | W801SA100421ZSA | 100000 | 80
RHEEM SALES COMPANY, INC. | Non-weatherized gas furnaces | R801SA100421ZSA | S801SA100421ZSA | 100000 | 80
RHEEM SALES COMPANY, INC. | Non-weatherized gas furnaces | R801SA100421ZSA | D801SA100421ZSA | 100000 | 80
RHEEM SALES COMPANY, INC. | Non-weatherized gas furnaces | R801SA100317ZSA | W801SA100317ZSA | 100000 | 80
RHEEM SALES COMPANY, INC. | Non-weatherized gas furnaces | R801SA100317ZSA | S801SA100317ZSA | 100000 | 80
RHEEM SALES COMPANY, INC. | Non-weatherized gas furnaces | R801SA100317ZSA | D801SA100317ZSA | 100000 | 80
RHEEM SALES COMPANY, INC. | Non-weatherized gas furnaces | R801PA100521ZSA | W801PA100521ZSA | 100000 | 80
RHEEM SALES COMPANY, INC. | Non-weatherized gas furnaces | R801PA100521ZSA | S801PA100521ZSA | 100000 | 80
RHEEM SALES COMPANY, INC. | Non-weatherized gas furnaces | R801PA100521ZSA | D801PA100521ZSA | 100000 | 80
RHEEM SALES COMPANY, INC. | Non-weatherized gas furnaces | R801PA100317ZSA | W801PA100317ZSA | 100000 | 80
RHEEM SALES COMPANY, INC. | Non-weatherized gas furnaces | R801PA100317ZSA | S801PA100317ZSA | 100000 | 80
RHEEM SALES COMPANY, INC. | Non-weatherized gas furnaces | R801PA100317ZSA | D801PA100317ZSA | 100000 | 80
UNITED REFRIGERATION, INC. | Non-weatherized gas furnaces | R801SA100317ZSB | TZ80DSS100B30SB | 100000 | 80
UNITED REFRIGERATION, INC. | Non-weatherized gas furnaces | R801SA100317ZXB | TZ80DSS100B30XB | 100000 | 80
UNITED REFRIGERATION, INC. | Non-weatherized gas furnaces | R801SA100417MSA | TZ80MSS100B40SA | 100000 | 80
UNITED REFRIGERATION, INC. | Non-weatherized gas furnaces | R801SA100417MXA | TZ80MSS100B40XA | 100000 | 80
UNITED REFRIGERATION, INC. | Non-weatherized gas furnaces | R801SA100521ZSB | TZ80DSS100C40SB | 100000 | 80
UNITED REFRIGERATION, INC. | Non-weatherized gas furnaces | R801SA100521ZXB | TZ80DSS100C40XB | 100000 | 80
UNITED REFRIGERATION, INC. | Non-weatherized gas furnaces | R801PA100317ZSB | TZ80DSP100B30SB | 100000 | 80
UNITED REFRIGERATION, INC. | Non-weatherized gas furnaces | R801PA100317ZXB | TZ80DSP100B30XB | 100000 | 80
UNITED REFRIGERATION, INC. | Non-weatherized gas furnaces | R801PA100417MSA | TZ80MSP100B40SA | 100000 | 80
UNITED REFRIGERATION, INC. | Non-weatherized gas furnaces | R801PA100417MXA | TZ80MSP100B40XA | 100000 | 80
UNITED REFRIGERATION, INC. | Non-weatherized gas furnaces | R801PA100521ZSB | TZ80DSP100C50SB | 100000 | 80
UNITED REFRIGERATION, INC. | Non-weatherized gas furnaces | R801PA100521ZXB | TZ80DSP100C50XB | 100000 | 80
UNITED REFRIGERATION, INC. | Non-weatherized gas furnaces | R802PA100317ZSB | TZ80DDP100B30SB | 100000 | 80
UNITED REFRIGERATION, INC. | Non-weatherized gas furnaces | R802PA100317ZXB | TZ80DDP100B30XB | 100000 | 80
UNITED REFRIGERATION, INC. | Non-weatherized gas furnaces | R802PA100521ZSB | TZ80DDP100C50SB | 100000 | 80
UNITED REFRIGERATION, INC. | Non-weatherized gas furnaces | R802PA100521ZXB | TZ80DDP100C50XB | 100000 | 80
RHEEM SALES COMPANY, INC. | Non-weatherized gas furnaces | R802PA100521ZXB | R802PA100521ZXB | 100000 | 80
RHEEM SALES COMPANY, INC. | Non-weatherized gas furnaces | R802PA100521ZSB | R802PA100521ZSB | 100000 | 80
RHEEM SALES COMPANY, INC. | Non-weatherized gas furnaces | R802PA100317ZXB | R802PA100317ZXB | 100000 | 80
RHEEM SALES COMPANY, INC. | Non-weatherized gas furnaces | R802PA100317ZSB | R802PA100317ZSB | 100000 | 80
RHEEM SALES COMPANY, INC. | Non-weatherized gas furnaces | R801PA100521ZXB | R801PA100521ZXB | 100000 | 80
RHEEM SALES COMPANY, INC. | Non-weatherized gas furnaces | R801PA100521ZSB | R801PA100521ZSB | 100000 | 80
RHEEM SALES COMPANY, INC. | Non-weatherized gas furnaces | R801PA100417MXA | R801PA100417MXA | 100000 | 80
RHEEM SALES COMPANY, INC. | Non-weatherized gas furnaces | R801PA100417MSA | R801PA100417MSA | 100000 | 80
RHEEM SALES COMPANY, INC. | Non-weatherized gas furnaces | R801PA100317ZXB | R801PA100317ZXB | 100000 | 80
RHEEM SALES COMPANY, INC. | Non-weatherized gas furnaces | R801PA100317ZSB | R801PA100317ZSB | 100000 | 80
RHEEM SALES COMPANY, INC. | Non-weatherized gas furnaces | R801SA100521ZXB | R801SA100521ZXB | 100000 | 80
RHEEM SALES COMPANY, INC. | Non-weatherized gas furnaces | R801SA100521ZSB | R801SA100521ZSB | 100000 | 80
RHEEM SALES COMPANY, INC. | Non-weatherized gas furnaces | R801SA100417MXA | R801SA100417MXA | 100000 | 80
RHEEM SALES COMPANY, INC. | Non-weatherized gas furnaces | R801SA100417MSA | R801SA100417MSA | 100000 | 80
RHEEM SALES COMPANY, INC. | Non-weatherized gas furnaces | R801SA100317ZXB | R801SA100317ZXB | 100000 | 80
RHEEM SALES COMPANY, INC. | Non-weatherized gas furnaces | R801SA100317ZSB | R801SA100317ZSB | 100000 | 80
RHEEM SALES COMPANY, INC. | Non-weatherized gas furnaces | R802PA100521ZXB | W802PA100521ZXB | 100000 | 80
RHEEM SALES COMPANY, INC. | Non-weatherized gas furnaces | R802PA100521ZXB | S802PA100521ZXB | 100000 | 80
RHEEM SALES COMPANY, INC. | Non-weatherized gas furnaces | R802PA100521ZXB | D802PA100521ZXB | 100000 | 80
RHEEM SALES COMPANY, INC. | Non-weatherized gas furnaces | R802PA100521ZSB | W802PA100521ZSB | 100000 | 80
RHEEM SALES COMPANY, INC. | Non-weatherized gas furnaces | R802PA100521ZSB | S802PA100521ZSB | 100000 | 80
RHEEM SALES COMPANY, INC. | Non-weatherized gas furnaces | R802PA100521ZSB | D802PA100521ZSB | 100000 | 80
RHEEM SALES COMPANY, INC. | Non-weatherized gas furnaces | R802PA100317ZXB | W802PA100317ZXB | 100000 | 80
RHEEM SALES COMPANY, INC. | Non-weatherized gas furnaces | R802PA100317ZXB | S802PA100317ZXB | 100000 | 80
RHEEM SALES COMPANY, INC. | Non-weatherized gas furnaces | R802PA100317ZXB | D802PA100317ZXB | 100000 | 80
RHEEM SALES COMPANY, INC. | Non-weatherized gas furnaces | R802PA100317ZSB | W802PA100317ZSB | 100000 | 80
RHEEM SALES COMPANY, INC. | Non-weatherized gas furnaces | R802PA100317ZSB | S802PA100317ZSB | 100000 | 80
RHEEM SALES COMPANY, INC. | Non-weatherized gas furnaces | R802PA100317ZSB | D802PA100317ZSB | 100000 | 80
RHEEM SALES COMPANY, INC. | Non-weatherized gas furnaces | R801PA100521ZXB | W801PA100521ZXB | 100000 | 80
RHEEM SALES COMPANY, INC. | Non-weatherized gas furnaces | R801PA100521ZXB | S801PA100521ZXB | 100000 | 80
RHEEM SALES COMPANY, INC. | Non-weatherized gas furnaces | R801PA100521ZXB | D801PA100521ZXB | 100000 | 80
RHEEM SALES COMPANY, INC. | Non-weatherized gas furnaces | R801PA100521ZSB | W801PA100521ZSB | 100000 | 80
RHEEM SALES COMPANY, INC. | Non-weatherized gas furnaces | R801PA100521ZSB | S801PA100521ZSB | 100000 | 80
RHEEM SALES COMPANY, INC. | Non-weatherized gas furnaces | R801PA100521ZSB | D801PA100521ZSB | 100000 | 80
RHEEM SALES COMPANY, INC. | Non-weatherized gas furnaces | R801PA100417MXA | W801PA100417MXA | 100000 | 80
RHEEM SALES COMPANY, INC. | Non-weatherized gas furnaces | R801PA100417MXA | S801PA100417MXA | 100000 | 80
RHEEM SALES COMPANY, INC. | Non-weatherized gas furnaces | R801PA100417MXA | D801PA100417MXA | 100000 | 80
RHEEM SALES COMPANY, INC. | Non-weatherized gas furnaces | R801PA100417MSA | W801PA100417MSA | 100000 | 80
RHEEM SALES COMPANY, INC. | Non-weatherized gas furnaces | R801PA100417MSA | S801PA100417MSA | 100000 | 80
RHEEM SALES COMPANY, INC. | Non-weatherized gas furnaces | R801PA100417MSA | D801PA100417MSA | 100000 | 80
RHEEM SALES COMPANY, INC. | Non-weatherized gas furnaces | R801PA100317ZXB | W801PA100317ZXB | 100000 | 80
RHEEM SALES COMPANY, INC. | Non-weatherized gas furnaces | R801PA100317ZXB | S801PA100317ZXB | 100000 | 80
RHEEM SALES COMPANY, INC. | Non-weatherized gas furnaces | R801PA100317ZXB | D801PA100317ZXB | 100000 | 80
RHEEM SALES COMPANY, INC. | Non-weatherized gas furnaces | R801PA100317ZSB | W801PA100317ZSB | 100000 | 80
RHEEM SALES COMPANY, INC. | Non-weatherized gas furnaces | R801PA100317ZSB | S801PA100317ZSB | 100000 | 80
RHEEM SALES COMPANY, INC. | Non-weatherized gas furnaces | R801PA100317ZSB | D801PA100317ZSB | 100000 | 80
RHEEM SALES COMPANY, INC. | Non-weatherized gas furnaces | R801SA100521ZXB | W801SA100521ZXB | 100000 | 80
RHEEM SALES COMPANY, INC. | Non-weatherized gas furnaces | R801SA100521ZXB | S801SA100521ZXB | 100000 | 80
RHEEM SALES COMPANY, INC. | Non-weatherized gas furnaces | R801SA100521ZXB | D801SA100521ZXB | 100000 | 80
RHEEM SALES COMPANY, INC. | Non-weatherized gas furnaces | R801SA100521ZSB | W801SA100521ZSB | 100000 | 80
RHEEM SALES COMPANY, INC. | Non-weatherized gas furnaces | R801SA100521ZSB | S801SA100521ZSB | 100000 | 80
RHEEM SALES COMPANY, INC. | Non-weatherized gas furnaces | R801SA100521ZSB | D801SA100521ZSB | 100000 | 80
RHEEM SALES COMPANY, INC. | Non-weatherized gas furnaces | R801SA100417MXA | W801SA100417MXA | 100000 | 80
RHEEM SALES COMPANY, INC. | Non-weatherized gas furnaces | R801SA100417MXA | S801SA100417MXA | 100000 | 80
RHEEM SALES COMPANY, INC. | Non-weatherized gas furnaces | R801SA100417MXA | D801SA100417MXA | 100000 | 80
RHEEM SALES COMPANY, INC. | Non-weatherized gas furnaces | R801SA100417MSA | W801SA100417MSA | 100000 | 80
RHEEM SALES COMPANY, INC. | Non-weatherized gas furnaces | R801SA100417MSA | S801SA100417MSA | 100000 | 80
RHEEM SALES COMPANY, INC. | Non-weatherized gas furnaces | R801SA100417MSA | D801SA100417MSA | 100000 | 80
RHEEM SALES COMPANY, INC. | Non-weatherized gas furnaces | R801SA100317ZXB | W801SA100317ZXB | 100000 | 80
RHEEM SALES COMPANY, INC. | Non-weatherized gas furnaces | R801SA100317ZXB | S801SA100317ZXB | 100000 | 80
RHEEM SALES COMPANY, INC. | Non-weatherized gas furnaces | R801SA100317ZXB | D801SA100317ZXB | 100000 | 80
RHEEM SALES COMPANY, INC. | Non-weatherized gas furnaces | R801SA100317ZSB | W801SA100317ZSB | 100000 | 80
RHEEM SALES COMPANY, INC. | Non-weatherized gas furnaces | R801SA100317ZSB | S801SA100317ZSB | 100000 | 80
RHEEM SALES COMPANY, INC. | Non-weatherized gas furnaces | R801SA100317ZSB | D801SA100317ZSB | 100000 | 80
NORDYNE, LLC. | Non-weatherized gas furnaces | G7TK 100*-VC* | G7TK 100*-VC* | 100000 | 80
NORDYNE, LLC. | Non-weatherized gas furnaces | G7TA 100*-VC* | G7TA 100*-VC* | 100000 | 80
CROWN | Non-weatherized gas furnaces | ABA100NI5R | MDA100NI5R | 100000 | 80.2
CROWN | Non-weatherized gas furnaces | ABA100NI4R | MDA100NI4R | 100000 | 80.2
ALLSTYLE,MERIDIAN,STYLEQUEST,TFC | Non-weatherized gas furnaces | ABA100NI5R | ADA100NI5R | 100000 | 80.2
ALLSTYLE,MERIDIAN,STYLEQUEST,TFC | Non-weatherized gas furnaces | ABA100NI4R | ADA100NI4R | 100000 | 80.2
TEXAS FURNACE, LLC | Non-weatherized gas furnaces | ABA100NI3R | ADA100NI3R | 100000 | 80.2
TEXAS FURNACE, LLC | Non-weatherized gas furnaces | ABA100NI4RX | ABA100NI4RX | 100000 | 80.2
TEXAS FURNACE, LLC | Non-weatherized gas furnaces | ABA100NI5RX | ABA100NI5RX | 100000 | 80.2
TEXAS FURNACE, LLC | Non-weatherized gas furnaces | ABA100NI3RX | ABA100NI3RX | 100000 | 80.2
TEXAS FURNACE, LLC | Non-weatherized gas furnaces | ABA100NI5R | ABA100NI5R | 100000 | 80.2
TEXAS FURNACE, LLC | Non-weatherized gas furnaces | ABA100NI3R | ABA100NI3R | 100000 | 80.2
TEXAS FURNACE, LLC | Non-weatherized gas furnaces | ABA100NI4R | ABA100NI4R | 100000 | 80.2
TEXAS FURNACE, LLC | Non-weatherized gas furnaces | ABA100NI5R | ADA100NI5R | 100000 | 80.2
TEXAS FURNACE, LLC | Non-weatherized gas furnaces | ABA100NI4R | ADA100NI4R | 100000 | 80.2
WILLIAMSON-THERMOFLO | Non-weatherized gas furnaces | ABA100NI5R | WTABA100NI5R | 100000 | 80.2
WILLIAMSON-THERMOFLO | Non-weatherized gas furnaces | ABA100NI4R | WTABA100NI4R | 100000 | 80.2
WILLIAMSON-THERMOFLO | Non-weatherized gas furnaces | ABA100NI3R | WTABA100NI3R | 100000 | 80.2
CROWN BOILER CO. | Non-weatherized gas furnaces | ABA100NI5R | MDA100NI5R | 100000 | 80.2
CROWN BOILER CO. | Non-weatherized gas furnaces | ABA100NI3R | MDA100NI3R | 100000 | 80.2
CROWN BOILER CO. | Non-weatherized gas furnaces | ABA100NI4R | MDA100NI4R | 100000 | 80.2
TRANE | Non-weatherized gas furnaces | TDX1C100A9H41B* | TDX1C100A9H41B* | 100000 | 91
AMERICAN STANDARD HEATING & AIR CONDITIONING | Non-weatherized gas furnaces | TDX1C100A9H41B* | ADX1C100A9H41B* | 100000 | 91
AMANA | Non-weatherized gas furnaces | GMSS921005CN | AMSS921005CN | 100000 | 92.1
AMANA | Non-weatherized gas furnaces | GMSS921004CN | AMSS921004CN | 100000 | 92.1
AMANA | Non-weatherized gas furnaces | GCSS921005CN | ACSS921005CN | 100000 | 92.1
DAIKIN | Non-weatherized gas furnaces | GCSS921005CN | DC92SS1005CN | 100000 | 92.1
DAIKIN | Non-weatherized gas furnaces | GMSS921004CN | DM92SS1004CN | 100000 | 92.1
DAIKIN | Non-weatherized gas furnaces | GMSS921005CN | DM92SS1005CN | 100000 | 92.1
GOODMAN | Non-weatherized gas furnaces | GMSS921005CN | GMSS921005CN | 100000 | 92.1
GOODMAN | Non-weatherized gas furnaces | GMSS921004CN | GMSS921004CN | 100000 | 92.1
GOODMAN | Non-weatherized gas furnaces | GCSS921005CN | GCSS921005CN | 100000 | 92.1
CARRIER CORPORATION | Non-weatherized gas furnaces | 59SP2A100E21--20 | 59SP2A100E21--20 | 100000 | 92.1
GOODMAN MANUFACTURING CO., LP. | Non-weatherized gas furnaces | GMSS921004CN | GMSS921004CN | 100000 | 92.1
GOODMAN MANUFACTURING CO., LP. | Non-weatherized gas furnaces | GMSS921005CN | GMSS921005CN | 100000 | 92.1
GOODMAN MANUFACTURING CO., LP. | Non-weatherized gas furnaces | GCSS921005CN | GCSS921005CN | 100000 | 92.1
TRANE | Non-weatherized gas furnaces | TUX1C100A9H41B* | TUX1C100A9H41B* | 100000 | 92.1
TRANE | Non-weatherized gas furnaces | TDC1C100A9481A* | TDC1C100A9481A* | 100000 | 92.1
TRANE | Non-weatherized gas furnaces | TUC1D100A9601A* | TUC1D100A9601A* | 100000 | 92.1
TRANE | Non-weatherized gas furnaces | TUC1C100A9481A* | TUC1C100A9481A* | 100000 | 92.1
INTERNATIONAL COMFORT PRODUCTS | Non-weatherized gas furnaces | N9MSB1002122B | N9MSB1002122B* | 100000 | 92.1
INTERNATIONAL COMFORT PRODUCTS | Non-weatherized gas furnaces | N9MSB1002116B | N9MSB1002116B* | 100000 | 92.1
INTERNATIONAL COMFORT PRODUCTS | Non-weatherized gas furnaces | N9MSB1002122B | WFAR100C066B* | 100000 | 92.1
INTERNATIONAL COMFORT PRODUCTS | Non-weatherized gas furnaces | N9MSB1002116B | WFAR100C048B* | 100000 | 92.1
BRYANT HEATING & COOLING SYSTEMS | Non-weatherized gas furnaces | 59SP2A100E21--20 | 922SA60100E21 | 100000 | 92.1
AMERICAN STANDARD HEATING & AIR CONDITIONING | Non-weatherized gas furnaces | TUX1C100A9H41B* | AUX1C100A9H41B* | 100000 | 92.1
AMERICAN STANDARD HEATING & AIR CONDITIONING | Non-weatherized gas furnaces | TDC1C100A9481A* | ADC1C100A9481A* | 100000 | 92.1
AMERICAN STANDARD HEATING & AIR CONDITIONING | Non-weatherized gas furnaces | TUC1D100A9601A* | AUC1D100A9601A* | 100000 | 92.1
AMERICAN STANDARD HEATING & AIR CONDITIONING | Non-weatherized gas furnaces | TUC1C100A9481A* | AUC1C100A9481A* | 100000 | 92.1
AMERICAN STANDARD HEATING & AIR CONDITIONING | Non-weatherized gas furnaces | TDC1C100A9481A* | CDX1C100A9481A* | 100000 | 92.1
AMERICAN STANDARD HEATING & AIR CONDITIONING | Non-weatherized gas furnaces | TUC1D100A9601A* | CUX1D100A9601A* | 100000 | 92.1
AMERICAN STANDARD HEATING & AIR CONDITIONING | Non-weatherized gas furnaces | TUC1C100A9481A* | CUX1C100A9481A* | 100000 | 92.1
AMANA HEATING AND AIR CONDITIONING | Non-weatherized gas furnaces | GCSS921005CN | ACSS921005CN | 100000 | 92.1
AMANA HEATING AND AIR CONDITIONING | Non-weatherized gas furnaces | GMSS921005CN | AMSS921005CN | 100000 | 92.1
AMANA HEATING AND AIR CONDITIONING | Non-weatherized gas furnaces | GMSS921004CN | AMSS921004CN | 100000 | 92.1
WOLF STEEL LTD. | Non-weatherized gas furnaces | CBM100S5A | CBM100S5A | 100000 | 92.1
WOLF STEEL LTD. | Non-weatherized gas furnaces | CBM100S4A | CBM100S4A | 100000 | 92.1
WOLF STEEL LTD. | Non-weatherized gas furnaces | NBM100S5A | NBM100S5A | 100000 | 92.1
WOLF STEEL LTD. | Non-weatherized gas furnaces | NBM100S4A | NBM100S4A | 100000 | 92.1
DAIKIN MANUFACTURING COMPANY, L.P. | Non-weatherized gas furnaces | GCSS921005CN | DC92SS1005CN | 100000 | 92.1
DAIKIN MANUFACTURING COMPANY, L.P. | Non-weatherized gas furnaces | GMSS921005CN | DM92SS1005CN | 100000 | 92.1
DAIKIN MANUFACTURING COMPANY, L.P. | Non-weatherized gas furnaces | GMSS921004CN | DM92SS1004CN | 100000 | 92.1
THERMO PRODUCTS, INC. | Non-weatherized gas furnaces | CDBI-100 | CDBI-100 | 100000 | 92.5
THERMO PRODUCTS, INC. | Non-weatherized gas furnaces | CDX3-100N | CDX3-100N | 100000 | 92.6
GD MIDEA HEATING & VENTILATING EQUIPMENT CO., LTD. | Non-weatherized gas furnaces | MGH93M100D5A | MGH93M100D5A | 100000 | 93
GD MIDEA HEATING & VENTILATING EQUIPMENT CO., LTD. | Non-weatherized gas furnaces | MGH93M100C5A | MGH93M100C5A | 100000 | 93
THERMO PRODUCTS, INC. | Non-weatherized gas furnaces | CHX3-100N | CHX3-100N | 100000 | 94.4
NAPOLEON | Non-weatherized gas furnaces | NPX100S5B | NPX100S5B | 100000 | 95
CONTINENTAL | Non-weatherized gas furnaces | CPX100S5B | CPX100S5B | 100000 | 95
GOODMAN | Non-weatherized gas furnaces | GCSS961005CN | GCSS961005CN | 100000 | 95
AMANA | Non-weatherized gas furnaces | GCSS961005CN | ACSS961005CN | 100000 | 95
DAIKIN | Non-weatherized gas furnaces | GCSS961005CN | DC96HS1005CN | 100000 | 95
GOODMAN MANUFACTURING CO., LP. | Non-weatherized gas furnaces | GCSS961005CN | GCSS961005CN | 100000 | 95
THERMO PRODUCTS, INC. | Non-weatherized gas furnaces | CHBI-100 | CHBI-100 | 100000 | 95
TRANE | Non-weatherized gas furnaces | TDH2C100A948VA* | TDH2C100A948VA* | 100000 | 95
YORK BY JOHNSON CONTROLS | Non-weatherized gas furnaces | TM9E100C20MP11 | TM9E100C20MP11 | 100000 | 95
YORK BY JOHNSON CONTROLS | Non-weatherized gas furnaces | TM9E100C16MP11 | TM9E100C16MP11 | 100000 | 95
COLEMAN BY JOHNSON CONTROLS | Non-weatherized gas furnaces | TM9E100C16MP11 | TM9E100C16MP11 | 100000 | 95
COLEMAN BY JOHNSON CONTROLS | Non-weatherized gas furnaces | TM9E100C20MP11 | TM9E100C20MP11 | 100000 | 95
EVCON BY JOHNSON CONTROLS | Non-weatherized gas furnaces | TM9E100C20MP11 | RGF19100CE20MP12 | 100000 | 95
EVCON BY JOHNSON CONTROLS | Non-weatherized gas furnaces | TM9E100C20MP11 | TM9E100C20MP11 | 100000 | 95
EVCON BY JOHNSON CONTROLS | Non-weatherized gas furnaces | TM9E100C16MP11 | RGF19100CE16MP12 | 100000 | 95
EVCON BY JOHNSON CONTROLS | Non-weatherized gas furnaces | TM9E100C16MP11 | TM9E100C16MP11 | 100000 | 95
FRASER-JOHNSTON BY JOHNSON CONTROLS | Non-weatherized gas furnaces | TM9E100C20MP11 | TM9E100C20MP11 | 100000 | 95
FRASER-JOHNSTON BY JOHNSON CONTROLS | Non-weatherized gas furnaces | TM9E100C16MP11 | TM9E100C16MP11 | 100000 | 95
GUARDIAN BY JOHNSON CONTROLS | Non-weatherized gas furnaces | TM9E100C16MP11 | RGF19100CE16MP12 | 100000 | 95
GUARDIAN BY JOHNSON CONTROLS | Non-weatherized gas furnaces | TM9E100C20MP11 | RGF19100CE20MP12 | 100000 | 95
LUXAIRE BY JOHNSON CONTROLS | Non-weatherized gas furnaces | TM9E100C20MP11 | TM9E100C20MP11 | 100000 | 95
LUXAIRE BY JOHNSON CONTROLS | Non-weatherized gas furnaces | TM9E100C16MP11 | TM9E100C16MP11 | 100000 | 95
AMERICAN STANDARD HEATING & AIR CONDITIONING | Non-weatherized gas furnaces | TDH2C100A948VA* | ADH2C100A948VA* | 100000 | 95
AMANA HEATING AND AIR CONDITIONING | Non-weatherized gas furnaces | GCSS961005CN | ACSS961005CN | 100000 | 95
WOLF STEEL LTD. | Non-weatherized gas furnaces | CSM100S5A | CSM100S5A | 100000 | 95
WOLF STEEL LTD. | Non-weatherized gas furnaces | NSM100S5A | NSM100S5A | 100000 | 95
WOLF STEEL LTD. | Non-weatherized gas furnaces | CPX100S5A | CPX100S5A | 100000 | 95
WOLF STEEL LTD. | Non-weatherized gas furnaces | NPX100S5A | NPX100S5A | 100000 | 95
WOLF STEEL LTD. | Non-weatherized gas furnaces | NPX100S5B | NPX100S5B | 100000 | 95
WOLF STEEL LTD. | Non-weatherized gas furnaces | CPX100S5B | CPX100S5B | 100000 | 95
DAIKIN MANUFACTURING COMPANY, L.P. | Non-weatherized gas furnaces | GCSS961005CN | DC96HS1005CN | 100000 | 95
NORDYNE, LLC. | Non-weatherized gas furnaces | FG7TL 100*-*C* | FG7TL 100*-*C* | 100000 | 95.1
NORDYNE, LLC. | Non-weatherized gas furnaces | FG7TC 100*-*C* | FG7TC 100*-*C* | 100000 | 95.1
NORDYNE, LLC. | Non-weatherized gas furnaces | FG7TC 100*-*C* | KG7TC 100*-*C* | 100000 | 95.1
NORDYNE, LLC. | Non-weatherized gas furnaces | FG7TL 100*-*C* | KG7TL 100*-*C* | 100000 | 95.1
NORDYNE, LLC. | Non-weatherized gas furnaces | FG7TC 100*-*C* | VG7TC 100*-*C* | 100000 | 95.1
NORDYNE, LLC. | Non-weatherized gas furnaces | FG7TC 100*-*C* | MGC2TC100D-*C* | 100000 | 95.1
NORDYNE, LLC. | Non-weatherized gas furnaces | FG7TC 100*-*C* | PGC2TC100*-*C* | 100000 | 95.1
NORDYNE, LLC. | Non-weatherized gas furnaces | FG7TL 100*-*C* | MGC2TL100*-*C* | 100000 | 95.1
NORDYNE, LLC. | Non-weatherized gas furnaces | FG7TL 100*-*C* | PGC2TL100D*-*C* | 100000 | 95.1
NORDYNE, LLC. | Non-weatherized gas furnaces | FG7TL 100*-*C* | VG7TL 100*-*C* | 100000 | 95.1
HEAT CONTROLLER, INC. | Non-weatherized gas furnaces | FG7TC 100*-*C* | GUH95T100C5XE | 100000 | 95.1
NORDYNE, LLC. | Non-weatherized gas furnaces | G7TL 100*-35C* | G7TL 100*-35C* | 100000 | 95.1
NORDYNE, LLC. | Non-weatherized gas furnaces | G7TC 100*-35C* | G7TC 100*-35C* | 100000 | 95.1
NORDYNE, LLC. | Non-weatherized gas furnaces | G7TL 100*-VC* | G7TL 100*-VC* | 100000 | 95.1
NORDYNE, LLC. | Non-weatherized gas furnaces | G7TC 100*-VC* | G7TC 100*-VC* | 100000 | 95.1
CARRIER CORPORATION | Non-weatherized gas furnaces | A2X95-060100** | A2X95-060100** | 100000 | 95.5
YORK BY JOHNSON CONTROLS | Non-weatherized gas furnaces | TG9S100C20MP11 | TG9S100C20MP11 | 100000 | 95.5
YORK BY JOHNSON CONTROLS | Non-weatherized gas furnaces | TG9S100C16MP11 | TG9S100C16MP11 | 100000 | 95.5
COLEMAN BY JOHNSON CONTROLS | Non-weatherized gas furnaces | TG9S100C16MP11 | TG9S100C16MP11 | 100000 | 95.5
COLEMAN BY JOHNSON CONTROLS | Non-weatherized gas furnaces | TG9S100C20MP11 | TG9S100C20MP11 | 100000 | 95.5
EVCON BY JOHNSON CONTROLS | Non-weatherized gas furnaces | TG9S100C20MP11 | TG9S100C20MP11 | 100000 | 95.5
EVCON BY JOHNSON CONTROLS | Non-weatherized gas furnaces | TG9S100C16MP11 | TG9S100C16MP11 | 100000 | 95.5
EVCON BY JOHNSON CONTROLS | Non-weatherized gas furnaces | TG9S100C20MP11 | RGF19100CP20MP11 | 100000 | 95.5
EVCON BY JOHNSON CONTROLS | Non-weatherized gas furnaces | TG9S100C16MP11 | RGF19100CP16MP11 | 100000 | 95.5
FRASER-JOHNSTON BY JOHNSON CONTROLS | Non-weatherized gas furnaces | TG9S100C20MP11 | TG9S100C20MP11 | 100000 | 95.5
FRASER-JOHNSTON BY JOHNSON CONTROLS | Non-weatherized gas furnaces | TG9S100C16MP11 | TG9S100C16MP11 | 100000 | 95.5
GUARDIAN BY JOHNSON CONTROLS | Non-weatherized gas furnaces | TG9S100C20MP11 | GG9S100C20MP11 | 100000 | 95.5
GUARDIAN BY JOHNSON CONTROLS | Non-weatherized gas furnaces | TG9S100C16MP11 | RGF19100CP16MP11 | 100000 | 95.5
GUARDIAN BY JOHNSON CONTROLS | Non-weatherized gas furnaces | TG9S100C20MP11 | RGF19100CP20MP11 | 100000 | 95.5
LUXAIRE BY JOHNSON CONTROLS | Non-weatherized gas furnaces | TG9S100C20MP11 | TG9S100C20MP11 | 100000 | 95.5
LUXAIRE BY JOHNSON CONTROLS | Non-weatherized gas furnaces | TG9S100C16MP11 | TG9S100C16MP11 | 100000 | 95.5
INTERNATIONAL COMFORT PRODUCTS | Non-weatherized gas furnaces | N9MSE1002120A | N9MSE1002120A* | 100000 | 95.5
INTERNATIONAL COMFORT PRODUCTS | Non-weatherized gas furnaces | N9MSE1002114A | N9MSE1002114A* | 100000 | 95.5
PAYNE HEATING & COOLING | Non-weatherized gas furnaces | A2X95-060100** | PG95XAT60100C | 100000 | 95.5
NAPOLEON | Non-weatherized gas furnaces | NPV100T5B | NPV100T5B | 100000 | 96
CONTINENTAL | Non-weatherized gas furnaces | CPV100T5B | CPV100T5B | 100000 | 96
TRANE | Non-weatherized gas furnaces | TUHMC100ACV4VB* | TUHMC100ACV4VB* | 100000 | 96
TRANE | Non-weatherized gas furnaces | TDHMC100ACV4VB* | TDHMC100ACV4VB* | 100000 | 96
TRANE | Non-weatherized gas furnaces | TDH2C100A9V4VB* | TDH2C100A9V4VB* | 100000 | 96
TRANE | Non-weatherized gas furnaces | TUH2C100A948V** | TUH2C100A948V** | 100000 | 96
YORK BY JOHNSON CONTROLS | Non-weatherized gas furnaces | TM9T100C16MP11 | TM9T100C16MP11 | 100000 | 96
YORK BY JOHNSON CONTROLS | Non-weatherized gas furnaces | TM9T100C20MP11 | TM9T100C20MP11 | 100000 | 96
YORK BY JOHNSON CONTROLS | Non-weatherized gas furnaces | TM9V100C16MP11 | TM9V100C16MP11 | 100000 | 96
YORK BY JOHNSON CONTROLS | Non-weatherized gas furnaces | TM9V100C20MP11 | TM9V100C20MP11 | 100000 | 96
COLEMAN BY JOHNSON CONTROLS | Non-weatherized gas furnaces | TM9V100C20MP11 | TM9V100C20MP11 | 100000 | 96
COLEMAN BY JOHNSON CONTROLS | Non-weatherized gas furnaces | TM9V100C16MP11 | TM9V100C16MP11 | 100000 | 96
COLEMAN BY JOHNSON CONTROLS | Non-weatherized gas furnaces | TM9T100C20MP11 | TM9T100C20MP11 | 100000 | 96
COLEMAN BY JOHNSON CONTROLS | Non-weatherized gas furnaces | TM9T100C16MP11 | TM9T100C16MP11 | 100000 | 96
EVCON BY JOHNSON CONTROLS | Non-weatherized gas furnaces | TM9T100C16MP11 | TM9T100C16MP11 | 100000 | 96
EVCON BY JOHNSON CONTROLS | Non-weatherized gas furnaces | TM9T100C20MP11 | TM9T100C20MP11 | 100000 | 96
EVCON BY JOHNSON CONTROLS | Non-weatherized gas furnaces | TM9V100C16MP11 | TM9V100C16MP11 | 100000 | 96
EVCON BY JOHNSON CONTROLS | Non-weatherized gas furnaces | TM9V100C20MP11 | TM9V100C20MP11 | 100000 | 96
FRASER-JOHNSTON BY JOHNSON CONTROLS | Non-weatherized gas furnaces | TM9T100C16MP11 | TM9T100C16MP11 | 100000 | 96
FRASER-JOHNSTON BY JOHNSON CONTROLS | Non-weatherized gas furnaces | TM9T100C20MP11 | TM9T100C20MP11 | 100000 | 96
FRASER-JOHNSTON BY JOHNSON CONTROLS | Non-weatherized gas furnaces | TM9V100C16MP11 | TM9V100C16MP11 | 100000 | 96
FRASER-JOHNSTON BY JOHNSON CONTROLS | Non-weatherized gas furnaces | TM9V100C20MP11 | TM9V100C20MP11 | 100000 | 96
LUXAIRE BY JOHNSON CONTROLS | Non-weatherized gas furnaces | TM9T100C20MP11 | TM9T100C20MP11 | 100000 | 96
LUXAIRE BY JOHNSON CONTROLS | Non-weatherized gas furnaces | TM9T100C16MP11 | TM9T100C16MP11 | 100000 | 96
LUXAIRE BY JOHNSON CONTROLS | Non-weatherized gas furnaces | TM9V100C20MP11 | TM9V100C20MP11 | 100000 | 96
LUXAIRE BY JOHNSON CONTROLS | Non-weatherized gas furnaces | TM9V100C16MP11 | TM9V100C16MP11 | 100000 | 96
INTERNATIONAL COMFORT PRODUCTS | Non-weatherized gas furnaces | F9MXE1002120A | F9MXE1002120A* | 100000 | 96
INTERNATIONAL COMFORT PRODUCTS | Non-weatherized gas furnaces | F9MVT1002120A | G9MVE1002120A | 100000 | 96
INTERNATIONAL COMFORT PRODUCTS | Non-weatherized gas furnaces | F9MVT1002120A | F9MVE1002120A | 100000 | 96
INTERNATIONAL COMFORT PRODUCTS | Non-weatherized gas furnaces | F9MVT1002120A | G9MVT1002120A | 100000 | 96
INTERNATIONAL COMFORT PRODUCTS | Non-weatherized gas furnaces | F9MXT1002120A | G9MXT1002120A | 100000 | 96
INTERNATIONAL COMFORT PRODUCTS | Non-weatherized gas furnaces | F9MXT1002120A | F9MXT1002120A | 100000 | 96
PAYNE HEATING & COOLING | Non-weatherized gas furnaces | F9MVT1002120A | PG96VAT60100C | 100000 | 96
AMERICAN STANDARD HEATING & AIR CONDITIONING | Non-weatherized gas furnaces | TUHMC100ACV4VB* | AUHMC100ACV4VB* | 100000 | 96
AMERICAN STANDARD HEATING & AIR CONDITIONING | Non-weatherized gas furnaces | TDH2C100A9V4VB* | ADH2C100A9V4VB* | 100000 | 96
AMERICAN STANDARD HEATING & AIR CONDITIONING | Non-weatherized gas furnaces | TDHMC100ACV4VB* | ADHMC100ACV4VB* | 100000 | 96
AMERICAN STANDARD HEATING & AIR CONDITIONING | Non-weatherized gas furnaces | TUH2C100A948V** | AUH2C100A948V** | 100000 | 96
WOLF STEEL LTD. | Non-weatherized gas furnaces | CSX100T5A | CSX100T5A | 100000 | 96
WOLF STEEL LTD. | Non-weatherized gas furnaces | NSX100T5A | NSX100T5A | 100000 | 96
WOLF STEEL LTD. | Non-weatherized gas furnaces | CPV100T5A | CPV100T5A | 100000 | 96
WOLF STEEL LTD. | Non-weatherized gas furnaces | NPV100T5A | NPV100T5A | 100000 | 96
WOLF STEEL LTD. | Non-weatherized gas furnaces | CPV100T5B | CPV100T5B | 100000 | 96
WOLF STEEL LTD. | Non-weatherized gas furnaces | NPV100T5B | NPV100T5B | 100000 | 96
INGERSOLL RAND | Non-weatherized gas furnaces | TDH2C100A9V4VB* | M952V100CD48AA* | 100000 | 96
GOODMAN | Non-weatherized gas furnaces | GMSS961005CN | GMSS961005CN | 100000 | 96.1
AMANA | Non-weatherized gas furnaces | GMVC961005CN | AMVC961005CN | 100000 | 96.1
AMANA | Non-weatherized gas furnaces | GMSS961005CN | AMSS961005CN | 100000 | 96.1
AMANA | Non-weatherized gas furnaces | GCVC961005CN | ACVC961005CN | 100000 | 96.1
DAIKIN | Non-weatherized gas furnaces | GCVC961005CN | DC96VC1005CN | 100000 | 96.1
DAIKIN | Non-weatherized gas furnaces | GMSS961005CN | DM96HS1005CN | 100000 | 96.1
DAIKIN | Non-weatherized gas furnaces | GMVC961005CN | DM96VC1005CN | 100000 | 96.1
GOODMAN | Non-weatherized gas furnaces | GMVC961005CN | GMVC961005CN | 100000 | 96.1
GOODMAN | Non-weatherized gas furnaces | GCVC961005CN | GCVC961005CN | 100000 | 96.1
AMANA | Non-weatherized gas furnaces | GMEC961004CN | AMEC961004CN | 100000 | 96.1
DAIKIN | Non-weatherized gas furnaces | GMEC961004CN | DM96VE1004CN | 100000 | 96.1
GOODMAN | Non-weatherized gas furnaces | GMEC961004CN | GMEC961004CN | 100000 | 96.1
CARRIER CORPORATION | Non-weatherized gas furnaces | 59TN6A100V21--22 | 59TN6A100V21--22 | 100000 | 96.1
CARRIER CORPORATION | Non-weatherized gas furnaces | 59TP5A100E21--20 | 59TP5A100E21--20 | 100000 | 96.1
CARRIER CORPORATION | Non-weatherized gas furnaces | A2X95-060100 | A2X95-060100 | 100000 | 96.1
CARRIER CORPORATION | Non-weatherized gas furnaces | 59TP6A100E21--20 | 59TP6A100E21--20 | 100000 | 96.1
GOODMAN MANUFACTURING CO., LP. | Non-weatherized gas furnaces | GMSS961005CN | GMSS961005CN | 100000 | 96.1
GOODMAN MANUFACTURING CO., LP. | Non-weatherized gas furnaces | GMVC961005CN | GMVC961005CN | 100000 | 96.1
GOODMAN MANUFACTURING CO., LP. | Non-weatherized gas furnaces | GCVC961005CN | GCVC961005CN | 100000 | 96.1
GOODMAN MANUFACTURING CO., LP. | Non-weatherized gas furnaces | GMEC961004CN | GMEC961004CN | 100000 | 96.1
GOODMAN MANUFACTURING CO., LP. | Non-weatherized gas furnaces | GMVM961005DX | GMVM961005DX | 100000 | 96.1
GOODMAN MANUFACTURING CO., LP. | Non-weatherized gas furnaces | GCVM961005DX | GCVM961005DX | 100000 | 96.1
GOODMAN MANUFACTURING CO., LP. | Non-weatherized gas furnaces | GME951005DX | GME951005DX | 100000 | 96.1
BRYANT HEATING & COOLING SYSTEMS | Non-weatherized gas furnaces | A2X95-060100 | 925TA60100E21 | 100000 | 96.1
BRYANT HEATING & COOLING SYSTEMS | Non-weatherized gas furnaces | 59TN6A100V21--22 | 986TB66100V21 | 100000 | 96.1
BRYANT HEATING & COOLING SYSTEMS | Non-weatherized gas furnaces | 59TP6A100E21--20 | 926TA60100V21 | 100000 | 96.1
AMANA HEATING AND AIR CONDITIONING | Non-weatherized gas furnaces | GMSS961005CN | AMSS961005CN | 100000 | 96.1
AMANA HEATING AND AIR CONDITIONING | Non-weatherized gas furnaces | GMEC961004CN | AMEC961004CN | 100000 | 96.1
AMANA HEATING AND AIR CONDITIONING | Non-weatherized gas furnaces | GCVC961005CN | ACVC961005CN | 100000 | 96.1
AMANA HEATING AND AIR CONDITIONING | Non-weatherized gas furnaces | GMVC961005CN | AMVC961005CN | 100000 | 96.1
AMANA HEATING AND AIR CONDITIONING | Non-weatherized gas furnaces | GME951005DX | AMEH961005DX | 100000 | 96.1
AMANA HEATING AND AIR CONDITIONING | Non-weatherized gas furnaces | GCVM961005DX | ACVM961005DX | 100000 | 96.1
AMANA HEATING AND AIR CONDITIONING | Non-weatherized gas furnaces | GMVM961005DX | AMVM961005DX | 100000 | 96.1
DAIKIN MANUFACTURING COMPANY, L.P. | Non-weatherized gas furnaces | GMEC961004CN | DM96VE1004CN | 100000 | 96.1
DAIKIN MANUFACTURING COMPANY, L.P. | Non-weatherized gas furnaces | GMSS961005CN | DM96HS1005CN | 100000 | 96.1
DAIKIN MANUFACTURING COMPANY, L.P. | Non-weatherized gas furnaces | GCVC961005CN | DC96VC1005CN | 100000 | 96.1
DAIKIN MANUFACTURING COMPANY, L.P. | Non-weatherized gas furnaces | GMVC961005CN | DM96VC1005CN | 100000 | 96.1
DAIKIN MANUFACTURING COMPANY, L.P. | Non-weatherized gas furnaces | GME951005DX | DM96HE1005DX | 100000 | 96.1
DAIKIN MANUFACTURING COMPANY, L.P. | Non-weatherized gas furnaces | GCVM961005DX | DC96MC1005DX | 100000 | 96.1
DAIKIN MANUFACTURING COMPANY, L.P. | Non-weatherized gas furnaces | GMVM961005DX | DM96MC1005DX | 100000 | 96.1
CARRIER CORPORATION | Non-weatherized gas furnaces | 59SP5A100E21--20 | 59SP5A100E21--20* | 100000 | 96.3
TRANE | Non-weatherized gas furnaces | TUH2C100A9V5VB* | TUH2C100A9V5VB* | 100000 | 96.7
TRANE | Non-weatherized gas furnaces | TUH2C100A9V4VB* | TUH2C100A9V4VB* | 100000 | 96.7
AMERICAN STANDARD HEATING & AIR CONDITIONING | Non-weatherized gas furnaces | TUH2C100A9V5VB* | AUH2C100A9V5VB* | 100000 | 96.7
AMERICAN STANDARD HEATING & AIR CONDITIONING | Non-weatherized gas furnaces | TUH2C100A9V4VB* | AUH2C100A9V4VB* | 100000 | 96.7
INGERSOLL RAND | Non-weatherized gas furnaces | TUH2C100A9V4VB* | M952V100CU48AA* | 100000 | 96.7
NAPOLEON | Non-weatherized gas furnaces | NUV100T5B | NUV100T5B | 100000 | 97
CONTINENTAL | Non-weatherized gas furnaces | CTV100T5B | CTV100T5B | 100000 | 97
AMANA | Non-weatherized gas furnaces | GCVM971005CN | ACVM971005CN | 100000 | 97
AMANA | Non-weatherized gas furnaces | GMVM971005CN | AMVM971005CN | 100000 | 97
DAIKIN | Non-weatherized gas furnaces | GCVM971005CN | DC97MC1005CN | 100000 | 97
DAIKIN | Non-weatherized gas furnaces | GMVM971005CN | DM97MC1005CN | 100000 | 97
GOODMAN | Non-weatherized gas furnaces | GMVM971005CN | GMVM971005CN | 100000 | 97
GOODMAN | Non-weatherized gas furnaces | GCVM971005CN | GCVM971005CN | 100000 | 97
CARRIER CORPORATION | Non-weatherized gas furnaces | AMV98-066100* | AMV98-066100* | 100000 | 97
GOODMAN MANUFACTURING CO., LP. | Non-weatherized gas furnaces | GMVM971005CN | GMVM971005CN | 100000 | 97
GOODMAN MANUFACTURING CO., LP. | Non-weatherized gas furnaces | GCVM971005CN | GCVM971005CN | 100000 | 97
YORK BY JOHNSON CONTROLS | Non-weatherized gas furnaces | TM9M100C20MP12 | TM9M100C20MP12 | 100000 | 97
YORK BY JOHNSON CONTROLS | Non-weatherized gas furnaces | TM9M100C16MP12 | TM9M100C16MP12 | 100000 | 97
COLEMAN BY JOHNSON CONTROLS | Non-weatherized gas furnaces | TM9M100C16MP12 | TM9M100C16MP12 | 100000 | 97
COLEMAN BY JOHNSON CONTROLS | Non-weatherized gas furnaces | TM9M100C20MP12 | TM9M100C20MP12 | 100000 | 97
EVCON BY JOHNSON CONTROLS | Non-weatherized gas furnaces | TM9M100C20MP12 | TM9M100C20MP12 | 100000 | 97
EVCON BY JOHNSON CONTROLS | Non-weatherized gas furnaces | TM9M100C16MP12 | TM9M100C16MP12 | 100000 | 97
FRASER-JOHNSTON BY JOHNSON CONTROLS | Non-weatherized gas furnaces | TM9M100C20MP12 | TM9M100C20MP12 | 100000 | 97
FRASER-JOHNSTON BY JOHNSON CONTROLS | Non-weatherized gas furnaces | TM9M100C16MP12 | TM9M100C16MP12 | 100000 | 97
LUXAIRE BY JOHNSON CONTROLS | Non-weatherized gas furnaces | TM9M100C20MP12 | TM9M100C20MP12 | 100000 | 97
LUXAIRE BY JOHNSON CONTROLS | Non-weatherized gas furnaces | TM9M100C16MP12 | TM9M100C16MP12 | 100000 | 97
INTERNATIONAL COMFORT PRODUCTS | Non-weatherized gas furnaces | F9MAC1002122A | G9MAE1002122A | 100000 | 97
INTERNATIONAL COMFORT PRODUCTS | Non-weatherized gas furnaces | F9MAC1002120A | F9MAE1002122A | 100000 | 97
INTERNATIONAL COMFORT PRODUCTS | Non-weatherized gas furnaces | F9MAC1002122A | G9MAC1002122A | 100000 | 97
INTERNATIONAL COMFORT PRODUCTS | Non-weatherized gas furnaces | F9MAC1002122A | F9MAC1002122A | 100000 | 97
BRYANT HEATING & COOLING SYSTEMS | Non-weatherized gas furnaces | AMV98-066100* | 987MA66100V21 | 100000 | 97
AMANA HEATING AND AIR CONDITIONING | Non-weatherized gas furnaces | GCVM971005CN | ACVM971005CN | 100000 | 97
AMANA HEATING AND AIR CONDITIONING | Non-weatherized gas furnaces | GMVM971005CN | AMVM971005CN | 100000 | 97
WOLF STEEL LTD. | Non-weatherized gas furnaces | CTV100T5A | CTV100T5A | 100000 | 97
WOLF STEEL LTD. | Non-weatherized gas furnaces | NUV100T5A | NUV100T5A | 100000 | 97
WOLF STEEL LTD. | Non-weatherized gas furnaces | NUV100T5B | NUV100T5B | 100000 | 97
WOLF STEEL LTD. | Non-weatherized gas furnaces | CTV100T5B | CTV100T5B | 100000 | 97
DAIKIN MANUFACTURING COMPANY, L.P. | Non-weatherized gas furnaces | GCVM971005CN | DC97MC1005CN | 100000 | 97
DAIKIN MANUFACTURING COMPANY, L.P. | Non-weatherized gas furnaces | GMVM971005CN | DM97MC1005CN | 100000 | 97
CARRIER CORPORATION | Non-weatherized gas furnaces | 59MN7A100V21--22 | 59MN7A100V21--22 | 100000 | 97.3
NORDYNE, LLC. | Non-weatherized gas furnaces | FG7MQ 100*-VC | FG7MQ 100*-VC | 100000 | 97.4
NORDYNE, LLC. | Non-weatherized gas furnaces | FG7MQ 100*-VC | KG7MQ 100*-VC | 100000 | 97.4
NORDYNE, LLC. | Non-weatherized gas furnaces | FG7MQ 100*-VC | PGC2MQ 100*-VC | 100000 | 97.4
YORK BY JOHNSON CONTROLS | Non-weatherized gas furnaces | YP9C100C16MP12 | TP9C100C16MP12 | 100000 | 97.7
YORK BY JOHNSON CONTROLS | Non-weatherized gas furnaces | YP9C100C20MP12 | TP9C100C20MP12 | 100000 | 97.7
YORK BY JOHNSON CONTROLS | Non-weatherized gas furnaces | YP9C100C20MP12 | YP9C100C20MP12 | 100000 | 97.7
YORK BY JOHNSON CONTROLS | Non-weatherized gas furnaces | YP9C100C16MP12 | YP9C100C16MP12 | 100000 | 97.7
COLEMAN BY JOHNSON CONTROLS | Non-weatherized gas furnaces | YP9C100C16MP12 | CP9C100C16MP12 | 100000 | 97.7
COLEMAN BY JOHNSON CONTROLS | Non-weatherized gas furnaces | YP9C100C20MP12 | CP9C100C20MP12 | 100000 | 97.7
COLEMAN BY JOHNSON CONTROLS | Non-weatherized gas furnaces | YP9C100C16MP12 | TP9C100C16MP12 | 100000 | 97.7
COLEMAN BY JOHNSON CONTROLS | Non-weatherized gas furnaces | YP9C100C20MP12 | TP9C100C20MP12 | 100000 | 97.7
EVCON BY JOHNSON CONTROLS | Non-weatherized gas furnaces | YP9C100C20MP12 | TP9C100C20MP12 | 100000 | 97.7
EVCON BY JOHNSON CONTROLS | Non-weatherized gas furnaces | YP9C100C16MP12 | TP9C100C16MP12 | 100000 | 97.7
FRASER-JOHNSTON BY JOHNSON CONTROLS | Non-weatherized gas furnaces | YP9C100C16MP12 | TP9C100C16MP12 | 100000 | 97.7
FRASER-JOHNSTON BY JOHNSON CONTROLS | Non-weatherized gas furnaces | YP9C100C20MP12 | TP9C100C20MP12 | 100000 | 97.7
LUXAIRE BY JOHNSON CONTROLS | Non-weatherized gas furnaces | YP9C100C20MP12 | TP9C100C20MP12 | 100000 | 97.7
LUXAIRE BY JOHNSON CONTROLS | Non-weatherized gas furnaces | YP9C100C16MP12 | TP9C100C16MP12 | 100000 | 97.7
LUXAIRE BY JOHNSON CONTROLS | Non-weatherized gas furnaces | YP9C100C20MP12 | LP9C100C20MP12 | 100000 | 97.7
LUXAIRE BY JOHNSON CONTROLS | Non-weatherized gas furnaces | YP9C100C16MP12 | LP9C100C16MP12 | 100000 | 97.7 | x | 1975

## Mobile Home Furnaces
Brand_Name | Product_Class_Description_s | Basic_Model_Number_m | Individual_Model_Number_Covered_by_Basic_Model_m | Input Capacity (Btuh) | Ignition_Type__Optional__s | AFUE
DETTSON INDUSTRIES, INC. | Mobile home gas furnaces | C015-M-V | C015-M-V | 15000 |  | 95.3
DETTSON INDUSTRIES, INC. | Mobile home gas furnaces | C030-M-V | C030-M-V | 30000 |  | 95.3
CARRIER CORPORATION | Mobile home gas furnaces | 59SC2C040S14--10 | 59SC2C040S14--10 | 40000 |  | 92.1
CARRIER CORPORATION | Mobile home gas furnaces | 59SC2C040S17--12 | 59SC2C040S17--12 | 40000 |  | 92.1
INTERNATIONAL COMFORT PRODUCTS | Mobile home gas furnaces | WFAR040A030C | WFAR040A030C | 40000 |  | 92.1
INTERNATIONAL COMFORT PRODUCTS | Mobile home gas furnaces | N9MSB0401712C | N9MSB0401712C | 40000 |  | 92.1
INTERNATIONAL COMFORT PRODUCTS | Mobile home gas furnaces | N9MSB0401410C | N9MSB0401410C | 40000 |  | 92.1
INTERNATIONAL COMFORT PRODUCTS | Mobile home gas furnaces | N9MSB0401410B | WFAR040A030B | 40000 |  | 92.1
INTERNATIONAL COMFORT PRODUCTS | Mobile home gas furnaces | N9MSB0401410B | N9MSB0401410B | 40000 |  | 92.1
BRYANT HEATING & COOLING SYSTEMS | Mobile home gas furnaces | 59SC2C040S14--10 | 912SC30040S14 | 40000 |  | 92.1
BRYANT HEATING & COOLING SYSTEMS | Mobile home gas furnaces | 59SC2C040S17--12 | 912SC36040S17 | 40000 |  | 92.1
PAYNE HEATING & COOLING | Mobile home gas furnaces | 59SC2C040S14--10 | PG92SCS30040A | 40000 |  | 92.1
CARRIER CORPORATION | Mobile home gas furnaces | 59SC5A040S14--10 | 59SC5A040S14--10 | 40000 |  | 95.5
CARRIER CORPORATION | Mobile home gas furnaces | 59SC5A040S17--12 | 59SC5A040S17--12 | 40000 |  | 95.5
INTERNATIONAL COMFORT PRODUCTS | Mobile home gas furnaces | N9MSE0401712A | N9MSE0401712A | 40000 |  | 95.5
INTERNATIONAL COMFORT PRODUCTS | Mobile home gas furnaces | N9MSE0401410A | WFSR040A030A | 40000 |  | 95.5
INTERNATIONAL COMFORT PRODUCTS | Mobile home gas furnaces | N9MSE0401410A | N9MSE0401410A | 40000 |  | 95.5
BRYANT HEATING & COOLING SYSTEMS | Mobile home gas furnaces | 59SC5A040S14--10 | 915SA30040S14 | 40000 |  | 95.5
BRYANT HEATING & COOLING SYSTEMS | Mobile home gas furnaces | 59SC5A040S17--12 | 915SA36040S17 | 40000 |  | 95.5
PAYNE HEATING & COOLING | Mobile home gas furnaces | 59SC5A040S14--10 | PG95SAS30040A | 40000 |  | 95.5
HEIL, COMFORTMAKER, DAY & NIGHT, AIRQUEST, KENMORE, KEEPRITE | Mobile home gas furnaces | 59SP5A040E17--12 | G9MXE0401712A | 40000 |  | 96
INTERNATIONAL COMFORT PRODUCTS | Mobile home gas furnaces | F9MXE0401712A | F9MXE0401712A* | 40000 |  | 96
INTERNATIONAL COMFORT PRODUCTS | Mobile home gas furnaces | F9MXE0401712A | G9MXE0401712A | 40000 |  | 96
INTERNATIONAL COMFORT PRODUCTS | Mobile home gas furnaces | F9MXE0401410A | G9MXE0401410A | 40000 |  | 96
INTERNATIONAL COMFORT PRODUCTS | Mobile home gas furnaces | F9MXE0401410A | F9MXE0401410A | 40000 |  | 96
CARRIER CORPORATION | Mobile home gas furnaces | A1X95-030040 | A1X95-030040 | 40000 |  | 96.2
BRYANT HEATING & COOLING SYSTEMS | Mobile home gas furnaces | A1X95-030040 | 925SA30040E14A | 40000 |  | 96.2
CARRIER CORPORATION | Mobile home gas furnaces | 59SP5A040E14--10 | 59SP5A040E14--10 | 40000 |  | 96.5
CARRIER CORPORATION | Mobile home gas furnaces | 59SP5A040E17--12* | 59SP5A040E17--12* | 40000 |  | 96.5
BRYANT HEATING & COOLING SYSTEMS | Mobile home gas furnaces | 59SP5A040E17--12* | 925SA36040E17* | 40000 |  | 96.5
DETTSON | Mobile home gas furnaces | C45-2-V | C45-2-V | 45000 |  | 95
DETTSON INDUSTRIES, INC. | Mobile home gas furnaces | C45-2-V | C45-2-V | 45000 |  | 95
NORDYNE, LLC. | Mobile home gas furnaces | M7TL 045A *** | M7TL 045A *** | 45000 |  | 95.1
NORDYNE, LLC. | Mobile home gas furnaces | CMF95 045 | CMF95 045 | 45000 |  | 95.1
DETTSON | Mobile home gas furnaces | C45-M-V | C45-M-V | 45000 |  | 95.7
DETTSON INDUSTRIES, INC. | Mobile home gas furnaces | C45-M-V | C45-M-V | 45000 |  | 95.7
THERMO PRODUCTS, INC. | Mobile home gas furnaces | CMA3-50D36 | CMA3-50D36 | 50000 |  | 95
THERMO PRODUCTS, INC. | Mobile home gas furnaces | CMC1-50D36 | CMC1-50D36 | 50000 |  | 95
THERMO PRODUCTS, INC. | Mobile home gas furnaces | CMC1-75DV3 | CMC1-50DV3 | 50000 |  | 95
THERMO PRODUCTS, INC. | Mobile home gas furnaces | CMA1-50N | CMA1-50N | 50000 |  | 95
STYLE CREST, INC. | Mobile home gas furnaces | CMC1-75DV3 | VMC1-50DV3 | 50000 |  | 95
STYLE CREST, INC. | Mobile home gas furnaces | CMC1-50D36 | VMC1-50D36* | 50000 |  | 95
STYLE CREST, INC. | Mobile home gas furnaces | CMA3-50D36 | VMA3-50D36N | 50000 |  | 95
STYLE CREST, INC. | Mobile home gas furnaces | CMA1-50N | VMA1-50N | 50000 |  | 95
YORK BY JOHNSON CONTROLS | Mobile home gas furnaces | DGAA056BDT* | DGAH056BBS* | 56000 |  | 80
YORK BY JOHNSON CONTROLS | Mobile home gas furnaces | DGAA056BDT* | DGAA056BDT* | 56000 |  | 80
COLEMAN BY JOHNSON CONTROLS | Mobile home gas furnaces | DGAA056BDT* | DGAA056BDT* | 56000 |  | 80
COLEMAN BY JOHNSON CONTROLS | Mobile home gas furnaces | DGAA056BDT* | DGAH056BBS* | 56000 |  | 80
STYLE CREST, INC. | Mobile home gas furnaces | DGAA056BDT* | DGAH056BBS* | 56000 |  | 80
STYLE CREST, INC. | Mobile home gas furnaces | DGAA056BDT* | DGAA056BDT* | 56000 |  | 80
THERMO PRODUCTS, INC. | Mobile home gas furnaces | GMD1-60N | GMD1-60N | 60000 |  | 81.6
CARRIER CORPORATION | Mobile home gas furnaces | 59SC2C060S14--12 | 59SC2C060S14--12 | 60000 |  | 92.1
CARRIER CORPORATION | Mobile home gas furnaces | 59SC2C060S17--16 | 59SC2C060S17--16 | 60000 |  | 92.1
INTERNATIONAL COMFORT PRODUCTS | Mobile home gas furnaces | N9MSB0601716C | R9MSB0601716B | 60000 |  | 92.1
INTERNATIONAL COMFORT PRODUCTS | Mobile home gas furnaces | WFAR060B048C | WFAR060B048C | 60000 |  | 92.1
INTERNATIONAL COMFORT PRODUCTS | Mobile home gas furnaces | N9MSB0601716C | N9MSB0601716C | 60000 |  | 92.1
INTERNATIONAL COMFORT PRODUCTS | Mobile home gas furnaces | N9MSB0601412C | N9MSB0601412C | 60000 |  | 92.1
INTERNATIONAL COMFORT PRODUCTS | Mobile home gas furnaces | N9MSB0601716B | WFAR060B048B | 60000 |  | 92.1
INTERNATIONAL COMFORT PRODUCTS | Mobile home gas furnaces | N9MSB0601716B | N9MSB0601716B | 60000 |  | 92.1
BRYANT HEATING & COOLING SYSTEMS | Mobile home gas furnaces | 59SC2C060S14--12 | 912SC36060S14 | 60000 |  | 92.1
BRYANT HEATING & COOLING SYSTEMS | Mobile home gas furnaces | 59SC2C060S17--16 | 912SC48060S17 | 60000 |  | 92.1
PAYNE HEATING & COOLING | Mobile home gas furnaces | 59SC2C060S17--16 | PG92SCS48060B | 60000 |  | 92.1
DETTSON INDUSTRIES, INC. | Mobile home gas furnaces | C60-2-V | C60-2-V | 60000 |  | 95.1
NORDYNE, LLC. | Mobile home gas furnaces | M7TL 060A *** | M7TL 060A *** | 60000 |  | 95.1
CARRIER CORPORATION | Mobile home gas furnaces | 59SC5A060S14--10 | 59SC5A060S14--10 | 60000 |  | 95.5
CARRIER CORPORATION | Mobile home gas furnaces | 59SC5A060S17--14 | 59SC5A060S17--14 | 60000 |  | 95.5
CARRIER CORPORATION | Mobile home gas furnaces | 59SP5A060E14--12* | 59SP5A060E14--12* | 60000 |  | 95.5
YORK BY JOHNSON CONTROLS | Mobile home gas furnaces | TG9S060B12MP11 | MG9S060B12MP11 | 60000 |  | 95.5
COLEMAN BY JOHNSON CONTROLS | Mobile home gas furnaces | TG9S060B12MP11 | MG9S060B12MP11 | 60000 |  | 95.5
INTERNATIONAL COMFORT PRODUCTS | Mobile home gas furnaces | F9MXE0601412A | F9MXE0601412A* | 60000 |  | 95.5
INTERNATIONAL COMFORT PRODUCTS | Mobile home gas furnaces | F9MXE0601412A | G9MXE0601412A | 60000 |  | 95.5
INTERNATIONAL COMFORT PRODUCTS | Mobile home gas furnaces | N9MSE0601714A | WFSR060B042A | 60000 |  | 95.5
INTERNATIONAL COMFORT PRODUCTS | Mobile home gas furnaces | N9MSE0601714A | N9MSE0601714A | 60000 |  | 95.5
INTERNATIONAL COMFORT PRODUCTS | Mobile home gas furnaces | N9MSE0601410A | N9MSE0601410A | 60000 |  | 95.5
BRYANT HEATING & COOLING SYSTEMS | Mobile home gas furnaces | 59SC5A060S14--10 | 915SA30060S14 | 60000 |  | 95.5
BRYANT HEATING & COOLING SYSTEMS | Mobile home gas furnaces | 59SC5A060S17--14 | 915SA42060S17 | 60000 |  | 95.5
BRYANT HEATING & COOLING SYSTEMS | Mobile home gas furnaces | 59SP5A060E14--12* | 925SA36060E14* | 60000 |  | 95.5
PAYNE HEATING & COOLING | Mobile home gas furnaces | 59SC5A060S17--14 | PG95SAS42060B | 60000 |  | 95.5
STYLE CREST, INC. | Mobile home gas furnaces | TG9S060B12MP11 | MG9S060B12MP11 | 60000 |  | 95.5
DETTSON | Mobile home gas furnaces | 60-M-V | 60-M-V | 60000 |  | 96
INTERNATIONAL COMFORT PRODUCTS | Mobile home gas furnaces | F9MXE0601714A | G9MXE0601714A | 60000 |  | 96
INTERNATIONAL COMFORT PRODUCTS | Mobile home gas furnaces | F9MXE0601714A | F9MXE0601714A | 60000 |  | 96
DETTSON INDUSTRIES, INC. | Mobile home gas furnaces | 60-M-V | 60-M-V | 60000 |  | 96
CARRIER CORPORATION | Mobile home gas furnaces | A1X95-048060 | A1X95-048060 | 60000 |  | 96.2
BRYANT HEATING & COOLING SYSTEMS | Mobile home gas furnaces | A1X95-048060 | 925SA42060E17A | 60000 |  | 96.2
CARRIER CORPORATION | Mobile home gas furnaces | 59SP5A060E17--14 | 59SP5A060E17--14 | 60000 |  | 96.5
NORDYNE, LLC. | Mobile home gas furnaces | CMF2 65 PG CONVERTIBLE | CMF2 65 PG CONVERTIBLE | 65000 |  | 75
YORK BY JOHNSON CONTROLS | Mobile home gas furnaces | DGAA070BDT* | DGAA070BDT* | 70000 |  | 80
COLEMAN BY JOHNSON CONTROLS | Mobile home gas furnaces | DGAA070BDT* | DGAA070BDT* | 70000 |  | 80
STYLE CREST, INC. | Mobile home gas furnaces | DGAA070BDT* | DGAA070BDT* | 70000 |  | 80
NORDYNE, LLC. | Mobile home gas furnaces | M7TL 072A *** | M7TL 072A *** | 72000 |  | 95.1
NORDYNE, LLC. | Mobile home gas furnaces | CMF95 072 | CMF95 072 | 72000 |  | 95.1
NORDYNE, LLC. | Mobile home gas furnaces | CMF2 80 PG CONVERTIBLE | CMF2 80 PG CONVERTIBLE | 75000 |  | 75
THERMO PRODUCTS, INC. | Mobile home gas furnaces | CMA3-75D36 | CMA3-75D36 | 75000 |  | 95
THERMO PRODUCTS, INC. | Mobile home gas furnaces | CMC1-75D36 | CMC1-75D36 | 75000 |  | 95
THERMO PRODUCTS, INC. | Mobile home gas furnaces | CMC1-75DV3 | CMC1-75DV3 | 75000 |  | 95
THERMO PRODUCTS, INC. | Mobile home gas furnaces | CMA2-75N | CMA2-75N | 75000 |  | 95
STYLE CREST, INC. | Mobile home gas furnaces | CMC1-75DV3 | VMC1-75DV3 | 75000 |  | 95
STYLE CREST, INC. | Mobile home gas furnaces | CMC1-75D36 | VMC1-75D36* | 75000 |  | 95
STYLE CREST, INC. | Mobile home gas furnaces | CMA3-75D36 | VMA3-75D36 | 75000 |  | 95
STYLE CREST, INC. | Mobile home gas furnaces | CMA2-75N | VMA1-75N | 75000 |  | 95
DETTSON | Mobile home gas furnaces | C75-2-V | C75-2-V | 75000 |  | 95.3
DETTSON | Mobile home gas furnaces | C75-1-D | C75-1-D | 75000 |  | 95.3
DETTSON INDUSTRIES, INC. | Mobile home gas furnaces | C75-2-V | C75-2-V | 75000 |  | 95.3
DETTSON INDUSTRIES, INC. | Mobile home gas furnaces | C75-1-D | C75-1-D | 75000 |  | 95.3
DETTSON | Mobile home gas furnaces | C75-2-D | C75-2-D | 75000 |  | 95.7
DETTSON | Mobile home gas furnaces | 75-M-V | 75-M-V | 75000 |  | 95.7
DETTSON INDUSTRIES, INC. | Mobile home gas furnaces | C75-2-D | C75-2-D | 75000 |  | 95.7
DETTSON INDUSTRIES, INC. | Mobile home gas furnaces | 75-M-V | 75-M-V | 75000 |  | 95.7
YORK BY JOHNSON CONTROLS | Mobile home gas furnaces | DGAA077BDT* | DGAH077BBS* | 77000 |  | 80
YORK BY JOHNSON CONTROLS | Mobile home gas furnaces | DGAA077BDT* | DGAA077BDT* | 77000 |  | 80
COLEMAN BY JOHNSON CONTROLS | Mobile home gas furnaces | DGAA077BDT* | DGAA077BDT* | 77000 |  | 80
COLEMAN BY JOHNSON CONTROLS | Mobile home gas furnaces | DGAA077BDT* | DGAH077BBS* | 77000 |  | 80
STYLE CREST, INC. | Mobile home gas furnaces | DGAA077BDT* | DGAH077BBS* | 77000 |  | 80
STYLE CREST, INC. | Mobile home gas furnaces | DGAA077BDT* | DGAA077BDT* | 77000 |  | 80
THERMO PRODUCTS, INC. | Mobile home gas furnaces | GMD1-80N | GMD1-80N | 80000 |  | 81
NORDYNE, LLC. | Mobile home gas furnaces | R6GI-E24K080X | R6GI-E24K080X | 80000 |  | 81
NORDYNE, LLC. | Mobile home gas furnaces | R6GI-E24K080X | PPG2GIE24K080X | 80000 |  | 81
CARRIER CORPORATION | Mobile home gas furnaces | 59SC2B080S17--16 | 59SC2B080S17--16 | 80000 |  | 92.1
CARRIER CORPORATION | Mobile home gas furnaces | 59SC2C080S17--16 | 59SC2C080S17--16 | 80000 |  | 92.1
CARRIER CORPORATION | Mobile home gas furnaces | 59SC2C080S21--20 | 59SC2C080S21--20 | 80000 |  | 92.1
INTERNATIONAL COMFORT PRODUCTS | Mobile home gas furnaces | N9MSB0801716C | R9MSB0801716B | 80000 |  | 92.1
INTERNATIONAL COMFORT PRODUCTS | Mobile home gas furnaces | WFAR080C060C | WFAR080C060C | 80000 |  | 92.1
INTERNATIONAL COMFORT PRODUCTS | Mobile home gas furnaces | WFAR080B048C | WFAR080B048C | 80000 |  | 92.1
INTERNATIONAL COMFORT PRODUCTS | Mobile home gas furnaces | N9MSB0802120C | N9MSB0802120C | 80000 |  | 92.1
INTERNATIONAL COMFORT PRODUCTS | Mobile home gas furnaces | N9MSB0801716C | N9MSB0801716C | 80000 |  | 92.1
INTERNATIONAL COMFORT PRODUCTS | Mobile home gas furnaces | N9MSB0802120B | WFAR080C060B | 80000 |  | 92.1
INTERNATIONAL COMFORT PRODUCTS | Mobile home gas furnaces | N9MSB0801716B | WFAR080B048B | 80000 |  | 92.1
INTERNATIONAL COMFORT PRODUCTS | Mobile home gas furnaces | N9MSB0802120B | N9MSB0802120B | 80000 |  | 92.1
INTERNATIONAL COMFORT PRODUCTS | Mobile home gas furnaces | N9MSB0801716B | N9MSB0801716B | 80000 |  | 92.1
BRYANT HEATING & COOLING SYSTEMS | Mobile home gas furnaces | 59SC2B080S17--16 | 912SBS48080S17 | 80000 |  | 92.1
BRYANT HEATING & COOLING SYSTEMS | Mobile home gas furnaces | 59SC2C080S17--16 | 912SC48080S17 | 80000 |  | 92.1
BRYANT HEATING & COOLING SYSTEMS | Mobile home gas furnaces | 59SC2C080S21--20 | 912SC60080S21 | 80000 |  | 92.1
BRYANT HEATING & COOLING SYSTEMS | Mobile home gas furnaces | 59SC2B080S17--16 | 912SB48080S17 | 80000 |  | 92.1
PAYNE HEATING & COOLING | Mobile home gas furnaces | 59SC2B080S17--16 | PG92SBS48080B | 80000 |  | 92.1
PAYNE HEATING & COOLING | Mobile home gas furnaces | 59SC2C080S17--16 | PG92SCS48080B | 80000 |  | 92.1
PAYNE HEATING & COOLING | Mobile home gas furnaces | 59SC2C080S21--20 | PG92SCS60080C | 80000 |  | 92.1
CARRIER CORPORATION | Mobile home gas furnaces | 59SC5A080S17--16 | 59SC5A080S17--16 | 80000 |  | 95.5
CARRIER CORPORATION | Mobile home gas furnaces | 59SC5A080S21--20 | 59SC5A080S21--20 | 80000 |  | 95.5
YORK BY JOHNSON CONTROLS | Mobile home gas furnaces | TG9S080C16MP11 | MG9S080C16MP11 | 80000 |  | 95.5
YORK BY JOHNSON CONTROLS | Mobile home gas furnaces | TG9S080B12MP11 | MG9S080B12MP11 | 80000 |  | 95.5
COLEMAN BY JOHNSON CONTROLS | Mobile home gas furnaces | TG9S080B12MP11 | MG9S080B12MP11 | 80000 |  | 95.5
COLEMAN BY JOHNSON CONTROLS | Mobile home gas furnaces | TG9S080C16MP11 | MG9S080C16MP11 | 80000 |  | 95.5
INTERNATIONAL COMFORT PRODUCTS | Mobile home gas furnaces | N9MSE0802120A | WFSR080C060A | 80000 |  | 95.5
INTERNATIONAL COMFORT PRODUCTS | Mobile home gas furnaces | N9MSE0801716A | WFSR080B048A | 80000 |  | 95.5
INTERNATIONAL COMFORT PRODUCTS | Mobile home gas furnaces | N9MSE0802120A | N9MSE0802120A | 80000 |  | 95.5
INTERNATIONAL COMFORT PRODUCTS | Mobile home gas furnaces | N9MSE0801716A | N9MSE0801716A | 80000 |  | 95.5
BRYANT HEATING & COOLING SYSTEMS | Mobile home gas furnaces | 59SC5A080S17--16 | 915SA48080S17 | 80000 |  | 95.5
BRYANT HEATING & COOLING SYSTEMS | Mobile home gas furnaces | 59SC5A080S21--20 | 915SA60080S21 | 80000 |  | 95.5
PAYNE HEATING & COOLING | Mobile home gas furnaces | 59SC5A080S17--16 | PG95SAS48080B | 80000 |  | 95.5
PAYNE HEATING & COOLING | Mobile home gas furnaces | 59SC5A080S21--20 | PG95SAS60080C | 80000 |  | 95.5
STYLE CREST, INC. | Mobile home gas furnaces | TG9S080B12MP11 | MG9S080B12MP11 | 80000 |  | 95.5
STYLE CREST, INC. | Mobile home gas furnaces | TG9S080C16MP11 | MG9S080C16MP11 | 80000 |  | 95.5
INTERNATIONAL COMFORT PRODUCTS | Mobile home gas furnaces | F9MXE0802120A | G9MXE0802120A | 80000 |  | 96
INTERNATIONAL COMFORT PRODUCTS | Mobile home gas furnaces | F9MXE0802120A | F9MXE0802120A | 80000 |  | 96
INTERNATIONAL COMFORT PRODUCTS | Mobile home gas furnaces | F9MXE0801716A | G9MXE0801716A | 80000 |  | 96
INTERNATIONAL COMFORT PRODUCTS | Mobile home gas furnaces | F9MXE0801716A | F9MXE0801716A | 80000 |  | 96
CARRIER CORPORATION | Mobile home gas furnaces | A1X95-048080 | A1X95-048080 | 80000 |  | 96.2
CARRIER CORPORATION | Mobile home gas furnaces | A1X95-060080 | A1X95-060080 | 80000 |  | 96.2
BRYANT HEATING & COOLING SYSTEMS | Mobile home gas furnaces | A1X95-048080 | 925SA48080E17 | 80000 |  | 96.2
BRYANT HEATING & COOLING SYSTEMS | Mobile home gas furnaces | A1X95-060080 | 925SA60080E21 | 80000 |  | 96.2
CARRIER CORPORATION | Mobile home gas furnaces | 59SP5A080E17--16 | 59SP5A080E17--16 | 80000 |  | 96.5
CARRIER CORPORATION | Mobile home gas furnaces | 59SP5A080E21--20 | 59SP5A080E21--20 | 80000 |  | 96.5
NORDYNE, LLC. | Mobile home gas furnaces | CMF2 85 PG CONVERTIBLE | CMF2 85 PG CONVERTIBLE | 85000 |  | 75
YORK BY JOHNSON CONTROLS | Mobile home gas furnaces | DGAA090BDT* | DGAA090BDT* | 90000 |  | 80
COLEMAN BY JOHNSON CONTROLS | Mobile home gas furnaces | DGAA090BDT* | DGAA090BDT* | 90000 |  | 80
STYLE CREST, INC. | Mobile home gas furnaces | DGAA090BDT* | DGAA090BDT* | 90000 |  | 80
NORDYNE, LLC. | Mobile home gas furnaces | R6GI-E36K100X | R6GI-E36K100X | 100000 |  | 81
NORDYNE, LLC. | Mobile home gas furnaces | R6GI-E36K100X | PPG2GIE36K100X | 100000 |  | 81
CARRIER CORPORATION | Mobile home gas furnaces | 59SC2C100S21--16 | 59SC2C100S21--16 | 100000 |  | 92.1
CARRIER CORPORATION | Mobile home gas furnaces | 59SC2C100S21--20 | 59SC2C100S21--20 | 100000 |  | 92.1
INTERNATIONAL COMFORT PRODUCTS | Mobile home gas furnaces | N9MSB1002120C | R9MSB1002120B | 100000 |  | 92.1
INTERNATIONAL COMFORT PRODUCTS | Mobile home gas furnaces | WFAR100C060C | WFAR100C060C | 100000 |  | 92.1
INTERNATIONAL COMFORT PRODUCTS | Mobile home gas furnaces | WFAR100C048C | WFAR100C048C | 100000 |  | 92.1
INTERNATIONAL COMFORT PRODUCTS | Mobile home gas furnaces | N9MSB1002120C | N9MSB1002120C | 100000 |  | 92.1
INTERNATIONAL COMFORT PRODUCTS | Mobile home gas furnaces | N9MSB1002116C | N9MSB1002116C | 100000 |  | 92.1
INTERNATIONAL COMFORT PRODUCTS | Mobile home gas furnaces | N9MSB1002122B | WFAR100C066B | 100000 |  | 92.1
INTERNATIONAL COMFORT PRODUCTS | Mobile home gas furnaces | N9MSB1002116B | WFAR100C048B | 100000 |  | 92.1
INTERNATIONAL COMFORT PRODUCTS | Mobile home gas furnaces | N9MSB1002122B | N9MSB1002122B | 100000 |  | 92.1
INTERNATIONAL COMFORT PRODUCTS | Mobile home gas furnaces | N9MSB1002116B | N9MSB1002116B | 100000 |  | 92.1
BRYANT HEATING & COOLING SYSTEMS | Mobile home gas furnaces | 59SC2C100S21--16 | 912SC48100S21 | 100000 |  | 92.1
BRYANT HEATING & COOLING SYSTEMS | Mobile home gas furnaces | 59SC2C100S21--20 | 912SC60100S21 | 100000 |  | 92.1
PAYNE HEATING & COOLING | Mobile home gas furnaces | 59SC2C100S21--16 | PG92SCS48100C | 100000 |  | 92.1
PAYNE HEATING & COOLING | Mobile home gas furnaces | 59SC2C100S21--20 | PG92SCS60100C | 100000 |  | 92.1
CARRIER CORPORATION | Mobile home gas furnaces | 59SC5A100S21--14 | 59SC5A100S21--14 | 100000 |  | 95.5
CARRIER CORPORATION | Mobile home gas furnaces | 59SC5A100S21--20 | 59SC5A100S21--20 | 100000 |  | 95.5
YORK BY JOHNSON CONTROLS | Mobile home gas furnaces | TG9S100C16MP11 | MG9S100C16MP11 | 100000 |  | 95.5
YORK BY JOHNSON CONTROLS | Mobile home gas furnaces | TG9S100C20MP11 | MG9S100C20MP11 | 100000 |  | 95.5
COLEMAN BY JOHNSON CONTROLS | Mobile home gas furnaces | TG9S100C20MP11 | MG9S100C20MP11 | 100000 |  | 95.5
COLEMAN BY JOHNSON CONTROLS | Mobile home gas furnaces | TG9S100C16MP11 | MG9S100C16MP11 | 100000 |  | 95.5
INTERNATIONAL COMFORT PRODUCTS | Mobile home gas furnaces | N9MSE1002120A | WFSR100C060A | 100000 |  | 95.5
INTERNATIONAL COMFORT PRODUCTS | Mobile home gas furnaces | N9MSE1002114A | WFSR100C042A | 100000 |  | 95.5
INTERNATIONAL COMFORT PRODUCTS | Mobile home gas furnaces | N9MSE1002120A | N9MSE1002120A | 100000 |  | 95.5
INTERNATIONAL COMFORT PRODUCTS | Mobile home gas furnaces | N9MSE1002114A | N9MSE1002114A | 100000 |  | 95.5
BRYANT HEATING & COOLING SYSTEMS | Mobile home gas furnaces | 59SC5A100S21--14 | 915SA42100S21 | 100000 |  | 95.5
BRYANT HEATING & COOLING SYSTEMS | Mobile home gas furnaces | 59SC5A100S21--20 | 915SA60100S21 | 100000 |  | 95.5
PAYNE HEATING & COOLING | Mobile home gas furnaces | 59SC5A100S21--14 | PG95SAS42100C | 100000 |  | 95.5
PAYNE HEATING & COOLING | Mobile home gas furnaces | 59SC5A100S21--20 | PG95SAS60100C | 100000 |  | 95.5
STYLE CREST, INC. | Mobile home gas furnaces | TG9S100C20MP11 | MG9S100C20MP11 | 100000 |  | 95.5
STYLE CREST, INC. | Mobile home gas furnaces | TG9S100C16MP11 | MG9S100C16MP11 | 100000 |  | 95.5
INTERNATIONAL COMFORT PRODUCTS | Mobile home gas furnaces | F9MXE1002120A | G9MXE1002120A | 100000 |  | 96
INTERNATIONAL COMFORT PRODUCTS | Mobile home gas furnaces | F9MXE1002120A | F9MXE1002120A | 100000 |  | 96
CARRIER CORPORATION | Mobile home gas furnaces | A1X95-060100 | A1X95-060100 | 100000 |  | 96.2
BRYANT HEATING & COOLING SYSTEMS | Mobile home gas furnaces | A1X95-060100 | 925SA60100E21 | 100000 |  | 96.2
CARRIER CORPORATION | Mobile home gas furnaces | 59SP5A100E21--20 | 59SP5A100E21--20 | 100000 |  | 96.3