## Dashboard
Select Utility |  | Elec Share | Gas Share |  | YES
PG&E | 1 | 31.58% | 36.47% |  | NO
PG&E | 1 | 31.58% | 36.47%
SCE | 2 | 32.58% | 0%
SCG | 3 | 0% | 58.4%
SDG&E | 4 | 7.392% | 4.145%
All IOU | 5 | 71.55% | 99.01%
Statewide | 6 | 100% | 100%
Standards Group Settings
Standards Group
|  | Title 20 | Fed | Title 24
1 | 2005 T-20 | 1
2 | 2006 T-20 | 1
3 | 2008 T-20 | 1
4 | 2009 T-20 | 1
5 | 2011 T-20 | 1
6 | 2015 T-20 | 1
7 | 2016 T-20 | 1
8 | 2010-12 Fed App |  | 1
9 | 2013-15 Fed App |  | 1
10 | 2016-18 Fed App |  | 1
11 | 2005 T-24 |  |  | 1
12 | 2008 T-24 |  |  | 1
13 | 2013 T-24 |  |  | 1
14 | 2016 T-24 |  |  | 1
C&S Portforlio Analysis
Include Measure Life |  | NO
Include interactive effects |  | YES
Compliance Improvement |  | NO
Calculate Savings

## Summary
[8 empty] | Total C&S Program Savings for | PG&E |  |  |  | For PG&E Business Plan Table 1.7
Gross Savings - Annual
| Energy (GWh) |  |  |  | Demand (MW) |  |  |  | Gas (MMT) |  |  |  |  | GWh | MW | MMTherm
| Title 20 | Fed | Title 24 | Total | Title 20 | Fed | Title 24 | Total | Title 20 | Fed | Title 24 | Total
2006 | 42.1279 | 0 | 29.871 | 71.9989 | 8.0432 | 0 | 8.5291 | 16.5723 | -0.27297 | 0 | 0.89498 | 0.62201 | 2018 | 788.1902 | 177.6506 | 15.6947
2007 | 69.8328 | 0 | 45.0124 | 114.8452 | 12.4617 | 0 | 12.1173 | 24.579 | -0.54166 | 0 | 0.88406 | 0.34241 | 2019 | 811.0755 | 181.3255 | 15.7331
2008 | 77.1542 | 0 | 38.9047 | 116.0588 | 13.8683 | 0 | 11.0999 | 24.9682 | -0.60666 | 0 | 0.71097 | 0.10432 | 2020 | 811.0197 | 180.6686 | 15.7281
2009 | 82.7366 | 0 | 41.9585 | 124.6952 | 14.954 | 0 | 11.6086 | 26.5627 | -0.65869 | 0 | 0.79752 | 0.13883 | Average | 803.4285 | 179.8816 | 15.7186
2010 | 367.8922 | 3.5689 | 198.147 | 569.6081 | 54.2801 | 0.49034 | 50.8712 | 105.6416 | -2.4563 | 0 | 1.6918 | -0.76444
2011 | 468.7286 | 42.6177 | 539.962 | 1051.3083 | 65.2782 | 5.8631 | 129.346 | 200.4873 | -4.7341 | -0.0069422 | 3.6356 | -1.1055
2012 | 439.7321 | 96.6732 | 539.962 | 1076.3673 | 60.3973 | 19.8864 | 129.346 | 209.6298 | -4.2985 | -0.33265 | 3.6356 | -0.99555
2013 | 769.6763 | 309.5876 | 539.9119 | 1619.1757 | 91.5271 | 78.4711 | 129.3356 | 299.3339 | -10.0789 | -0.26268 | 3.6356 | -6.706
2014 | 704.5934 | 320.875 | 642.8076 | 1668.276 | 81.8998 | 84.7922 | 157.6433 | 324.3353 | -9.2776 | -0.016432 | 3.9592 | -5.3348
2015 | 704.5934 | 411.0536 | 846.4335 | 1962.0806 | 81.8998 | 109.6776 | 212.1285 | 403.7059 | -9.2776 | 4.4838 | 6.6969 | 1.9031
2016 | 698.0221 | 661.3472 | 892.6083 | 2251.9776 | 79.5081 | 163.4663 | 220.4438 | 463.4183 | 1.9097 | 3.9842 | 7.6673 | 13.5612
2017 | 717.0762 | 883.8129 | 969.8844 | 2570.7735 | 87.615 | 200.961 | 253.6271 | 542.2031 | 6.3789 | 3.7166 | 10.4368 | 20.5323
2018 | 797.5348 | 1050.8382 | 1026.8907 | 2875.2637 | 103.3954 | 236.4709 | 284.1327 | 623.9989 | 7.6141 | 3.3027 | 13.1386 | 24.0554
2019 | 916.3438 | 1066.4063 | 1026.8907 | 3009.6409 | 125.5157 | 241.0587 | 284.1327 | 650.7071 | 7.2381 | 3.2211 | 13.1386 | 23.5978
2020 | 981.8818 | 1073.9177 | 1026.8907 | 3082.6902 | 138.3649 | 242.2409 | 284.1327 | 664.7385 | 7.0886 | 3.2211 | 13.1386 | 23.4483
2021 | 1009.4609 | 1079.3861 | 1026.8907 | 3115.7377 | 143.75 | 243.0961 | 284.1327 | 670.9787 | 6.8522 | 3.2211 | 13.1386 | 23.2119
2022 | 1036.9345 | 1087.0806 | 1026.8907 | 3150.9059 | 149.1157 | 244.2993 | 284.1327 | 677.5477 | 6.6181 | 3.2211 | 13.1386 | 22.9778
2023 | 1058.0416 | 1096.577 | 1026.8711 | 3181.4897 | 153.31 | 245.7843 | 284.1296 | 683.2239 | 6.5288 | 3.2211 | 13.1373 | 22.8872
2024 | 1079.1487 | 1106.9556 | 1026.8825 | 3212.9869 | 157.5043 | 247.4073 | 284.1315 | 689.0431 | 6.4394 | 3.2211 | 13.138 | 22.7985
2025 | 1100.2559 | 1118.2814 | 1026.8872 | 3245.4245 | 161.6986 | 249.1784 | 284.1322 | 695.0092 | 6.3501 | 3.2211 | 13.1383 | 22.7094
2026 | 1121.363 | 1129.2973 | 1026.8892 | 3277.5495 | 165.8929 | 250.901 | 284.1325 | 700.9264 | 6.2607 | 3.2211 | 13.1384 | 22.6202
2027 | 1142.4701 | 1138.7244 | 1026.8901 | 3308.0845 | 170.0872 | 252.3752 | 284.1326 | 706.595 | 6.1713 | 3.2211 | 13.1385 | 22.5309
2028 | 1163.5772 | 1146.5925 | 1026.8904 | 3337.0601 | 174.2816 | 253.6056 | 284.1326 | 712.0198 | 6.082 | 3.2211 | 13.1385 | 22.4416
2029 | 1184.6843 | 1154.6425 | 1026.8906 | 3366.2173 | 178.4759 | 254.8644 | 284.1327 | 717.473 | 5.9926 | 3.2211 | 13.1386 | 22.3522
2030 | 1205.7914 | 1162.8733 | 1026.8906 | 3395.5553 | 182.6702 | 256.1515 | 284.1327 | 722.9544 | 5.9032 | 3.2211 | 13.1386 | 22.2629
Net Program Savings - Annual
2004 | Energy (GWh) |  |  |  | Demand (MW) |  |  |  | Gas (MMT)
2005 | Title 20 | Fed | Title 24 | Total | Title 20 | Fed | Title 24 | Total | Title 20 | Fed | Title 24 | Total
2006 | 24.8341 | 0 | 15.454 | 40.2881 | 4.9544 | 0 | 4.0323 | 8.9867 | -0.1006 | 0 | 0.56789 | 0.46729
2007 | 33.9078 | 0 | 18.1939 | 52.1017 | 6.4311 | 0 | 4.6602 | 11.0913 | -0.13363 | 0 | 0.54733 | 0.4137
2008 | 34.9432 | 0 | 13.8772 | 48.8204 | 6.6947 | 0 | 4.1186 | 10.8133 | -0.123 | 0 | 0.42569 | 0.30269
2009 | 34.5066 | 0 | 14.0412 | 48.5479 | 6.6534 | 0 | 4.0464 | 10.6997 | -0.10802 | 0 | 0.44493 | 0.33691
2010 | 198.3013 | 1.7744 | 37.8372 | 237.9128 | 28.0615 | 0.24378 | 12.025 | 40.3302 | -0.84697 | 0 | 1.2244 | 0.37747
2011 | 230.9373 | 20.8175 | 95.7794 | 347.5342 | 31.3451 | 2.8603 | 26.0126 | 60.218 | -1.671 | -0.00017831 | 2.8016 | 1.1304
2012 | 201.1774 | 28.1209 | 91.4986 | 320.7969 | 26.5847 | 4.6983 | 25.0148 | 56.2978 | -1.2335 | -0.05761 | 2.678 | 1.3869
2013 | 312.3836 | 52.0002 | 87.4723 | 451.8561 | 37.5819 | 11.2708 | 24.0724 | 72.925 | -3.199 | -0.11914 | 2.558 | -0.76013
2014 | 248.2315 | 53.7552 | 134.0144 | 436.0011 | 27.962 | 12.2447 | 36.6293 | 76.836 | -2.3164 | -0.16095 | 2.4083 | -0.069049
2015 | 235.4474 | 85.7718 | 236.8394 | 558.0586 | 26.3852 | 19.7078 | 63.519 | 109.612 | -2.1208 | 1.3891 | 3.8884 | 3.1568
2016 | 231.917 | 125.2727 | 254.9745 | 612.1643 | 25.308 | 27.1028 | 66.1477 | 118.5585 | 3.3698 | 1.498 | 4.4368 | 9.3046
2017 | 236.019 | 163.7715 | 294.0568 | 693.8473 | 28.8187 | 33.9077 | 84.4236 | 147.15 | 5.8234 | 1.4389 | 6.1837 | 13.4459
2018 | 280.26 | 186.8792 | 321.051 | 788.1902 | 37.8691 | 38.985 | 100.7966 | 177.6506 | 6.4417 | 1.3723 | 7.8807 | 15.6947
2019 | 313.3631 | 184.5602 | 313.1522 | 811.0755 | 44.2283 | 38.7256 | 98.3715 | 181.3255 | 6.5878 | 1.3718 | 7.7735 | 15.7331
2020 | 323.3607 | 181.4251 | 306.2339 | 811.0197 | 46.4802 | 37.9655 | 96.2228 | 180.6686 | 6.6701 | 1.3825 | 7.6755 | 15.7281
2021 | 321.735 | 178.3448 | 300.2499 | 800.3297 | 46.3938 | 37.2637 | 94.3397 | 177.9971 | 6.6945 | 1.3889 | 7.5868 | 15.6702
2022 | 322.5403 | 176.0455 | 295.1448 | 793.7306 | 46.6452 | 36.7196 | 92.7077 | 176.0724 | 6.6808 | 1.3915 | 7.5092 | 15.5815
2023 | 323.6396 | 174.383 | 290.8452 | 788.8677 | 46.9385 | 36.3042 | 91.3126 | 174.5553 | 6.6739 | 1.3912 | 7.4419 | 15.507
2024 | 326.0567 | 173.1559 | 287.2785 | 786.4911 | 47.4683 | 35.9801 | 90.1239 | 173.5723 | 6.6485 | 1.388 | 7.3843 | 15.4209
2025 | 329.3647 | 172.2952 | 284.2861 | 785.9459 | 48.158 | 35.73 | 89.1107 | 172.9987 | 6.6131 | 1.3828 | 7.3347 | 15.3305
2026 | 333.2725 | 171.6261 | 281.8125 | 786.7111 | 48.9568 | 35.5261 | 88.2594 | 172.7424 | 6.5728 | 1.3756 | 7.292 | 15.2403
2027 | 337.6006 | 170.9419 | 279.7174 | 788.2598 | 49.8334 | 35.332 | 87.5336 | 172.699 | 6.5306 | 1.3666 | 7.254 | 15.1512
2028 | 342.1843 | 170.242 | 277.9601 | 790.3863 | 50.7587 | 35.1463 | 86.9183 | 172.8233 | 6.4889 | 1.3565 | 7.2201 | 15.0655
2029 | 346.9907 | 169.7194 | 276.5035 | 793.2136 | 51.7239 | 34.9982 | 86.4055 | 173.1276 | 6.4471 | 1.3455 | 7.1896 | 14.9822
2030 | 351.9742 | 169.3537 | 275.2512 | 796.5791 | 52.7223 | 34.8832 | 85.9656 | 173.5711 | 6.4074 | 1.334 | 7.1618 | 14.9032

## Inputs
223 |  | Selected Group | 16 | Adopted | [8 empty] | Unit Savings |  | Interactive Setting | YES |  |  | Annual Installation | [24 empty] | Compliance - kWh | [24 empty] | Compliance - kW | [24 empty] | Compliance - Therm | [24 empty] | Natural Market Adoption | [5 empty] | Attribution |  | 2005 T-20 | 2006 T-20 | 2008 T-20 | 2009 T-20 | 2011 T-20 | 2015 T-20 | 2016 T-20 | 2010-12 Fed App | 2013-15 Fed App | 2016-18 Fed App | 2005 T-24 | 2008 T-24 | 2013 T-24 | 2016 T-24 | All | Adopted |  |  |  | Compliance Improvement |  |  |  | NO |  | Annual Installation Based on Evaluation or CASE Study | [24 empty] | Market Forecast Adjustment | [25 empty] | Title 20 | Fed | Title 24
|  | Select standard | 223 | [52 empty] | Default Value | [68 empty] | Default |  | 1 | 2 | 3 | 4 | 5 | 6 | 7 | 8 | 9 | 10 | 11 | 12 | 13 | 14 | 15 | 16 |  |  | 2017
[55 empty] | Title 20 | 89% | [67 empty] | Title 20 | 70%
[55 empty] | Fed | 84% | [67 empty] | Fed | 40%
[55 empty] | Title 24 | 100% | [67 empty] | Title 24 | 71%
Bass Curve Parameters
Include | Index | C&S Group |  | Standards | 1st Year (Potential) Savings (GWh) | 1st Year (Potential) Demand Savings (MW) | 1st Year (Potential) Gas Savings (MMT/yr) | Start Year | Measure Life | Discount | Federal measure | Assumed Code Update Rate | 1st Year Potential Energy Savings Per Unit (kWh) | 1st Year Potential Demand Savings Per Unit (kW) | 1st Year Potential Gas Savings Per Unit (therms) | Interactive Energy Savings Factor (kWh/kWh) | Interactive Demand Savings Factor (kW/kW) | Interactive Gas Savings Adjustment Factor (Therm/GWh) | 2006 | 2007 | 2008 | 2009 | 2010 | 2011 | 2012 | 2013 | 2014 | 2015 | 2016 | 2017 | 2018 | 2019 | 2020 | 2021 | 2022 | 2023 | 2024 | 2025 | 2026 | 2027 | 2028 | 2029 | 2030 | 2006 | 2007 | 2008 | 2009 | 2010 | 2011 | 2012 | 2013 | 2014 | 2015 | 2016 | 2017 | 2018 | 2019 | 2020 | 2021 | 2022 | 2023 | 2024 | 2025 | 2026 | 2027 | 2028 | 2029 | 2030 | 2006 | 2007 | 2008 | 2009 | 2010 | 2011 | 2012 | 2013 | 2014 | 2015 | 2016 | 2017 | 2018 | 2019 | 2020 | 2021 | 2022 | 2023 | 2024 | 2025 | 2026 | 2027 | 2028 | 2029 | 2030 | 2006 | 2007 | 2008 | 2009 | 2010 | 2011 | 2012 | 2013 | 2014 | 2015 | 2016 | 2017 | 2018 | 2019 | 2020 | 2021 | 2022 | 2023 | 2024 | 2025 | 2026 | 2027 | 2028 | 2029 | 2030 | Natural Market Adoption | Max Penetration | Starting Year | p | q | Utility Programs Effect (units) | Weighted Attribution Score | Group Index | Include | [16 empty] | Number of Year to Reach 100% Compliance | First Year of Improvement | 2017 | 2018 | 2019 | 2020 | 2021 | 2022 | 2006 | 2007 | 2008 | 2009 | 2010 | 2011 | 2012 | 2013 | 2014 | 2015 | 2016 | 2017 | 2018 | 2019 | 2020 | 2021 | 2022 | 2023 | 2024 | 2025 | 2026 | 2027 | 2028 | 2029 | 2030 | 2006 | 2007 | 2008 | 2009 | 2010 | 2011 | 2012 | 2013 | 2014 | 2015 | 2016 | 2017 | 2018 | 2019 | 2020 | 2021 | 2022 | 2023 | 2024 | 2025 | 2026 | 2027 | 2028 | 2029 | 2030 | Effective Year | Title 20 | Fed | Title 24
1 | 1 | 2005 T-20 | Std 1 | Commercial Refrigeration Equipment, Solid Door | 9.1319 | 1.2002 | 0 | 2006-01-01 | 9 | 100% | 0 | 100 | 433.5672 | 0.056986 | 0 | 1.05 | 1.32 | -0.020667 | 21062.1639 | 21062.1639 | 21062.1639 | 21062.1639 | 21062.1639 | 21062.1639 | 0 | 0 | 0 | 0 | 0 | 0 | 0 | 0 | 0 | 0 | 0 | 0 | 0 | 0 | 0 | 0 | 0 | 0 | 0 | 70% | 70% | 70% | 70% | 70% | 70% | 70% | 70% | 70% | 70% | 70% | 70% | 70% | 70% | 70% | 70% | 70% | 70% | 70% | 70% | 70% | 70% | 70% | 70% | 70% | 70% | 70% | 70% | 70% | 70% | 70% | 70% | 70% | 70% | 70% | 70% | 70% | 70% | 70% | 70% | 70% | 70% | 70% | 70% | 70% | 70% | 70% | 70% | 70% | 70% | 70% | 70% | 70% | 70% | 70% | 70% | 70% | 70% | 70% | 70% | 70% | 70% | 70% | 70% | 70% | 70% | 70% | 70% | 70% | 70% | 70% | 70% | 70% | 70% | 70% | 9 | 79% | 1995 | 0.00891 | 0.4334 | 25 | 80.1% | 1 | 1 | 0 | 0 | 0 | 0 | 0 | 0 | 0 | 0 | 0 | 0 | 0 | 0 | 0 | 1 | 1 |  | 8 | 2017 | [6 empty] | 21062.1639 | 21062.1639 | 21062.1639 | 21062.1639 | 21062.1639 | 21062.1639 | 0 | 0 | 0 | 0 | 0 | 0 | 0 | 0 | 0 | 0 | 0 | 0 | 0 | 0 | 0 | 0 | 0 | 0 | 0 | 100% | 100% | 100% | 100% | 100% | 100% | 100% | 100% | 100% | 100% | 100% | 100% | 100% | 100% | 100% | 100% | 100% | 100% | 100% | 100% | 100% | 100% | 100% | 100% | 100% | 2006 | 1 | 0 | 0
1 | 2 | 2005 T-20 | Std 2 | Commercial Refrigeration Equipment, Transparent Door | 12.1569 | 1.5996 | 0 | 2007-01-01 | 9 | 100% | 0 | 100 | 1555.5811 | 0.20468 | 0 | 1.05 | 1.32 | -0.020667 | 0 | 7815.0075 | 7815.0075 | 7815.0075 | 7815.0075 | 7815.0075 | 0 | 0 | 0 | 0 | 0 | 0 | 0 | 0 | 0 | 0 | 0 | 0 | 0 | 0 | 0 | 0 | 0 | 0 | 0 | 0% | 70% | 70% | 70% | 70% | 70% | 70% | 70% | 70% | 70% | 70% | 70% | 70% | 70% | 70% | 70% | 70% | 70% | 70% | 70% | 70% | 70% | 70% | 70% | 70% | 0% | 70% | 70% | 70% | 70% | 70% | 70% | 70% | 70% | 70% | 70% | 70% | 70% | 70% | 70% | 70% | 70% | 70% | 70% | 70% | 70% | 70% | 70% | 70% | 70% | 0% | 70% | 70% | 70% | 70% | 70% | 70% | 70% | 70% | 70% | 70% | 70% | 70% | 70% | 70% | 70% | 70% | 70% | 70% | 70% | 70% | 70% | 70% | 70% | 70% | 9 | 50% | 1995 | 0.00232 | 0.50729 | 22 | 80.07% | 1 | 1 | 0 | 0 | 0 | 0 | 0 | 0 | 0 | 0 | 0 | 0 | 0 | 0 | 0 | 1 | 1 |  | 8 | 2017 | [6 empty] | 0 | 7815.0075 | 7815.0075 | 7815.0075 | 7815.0075 | 7815.0075 | 0 | 0 | 0 | 0 | 0 | 0 | 0 | 0 | 0 | 0 | 0 | 0 | 0 | 0 | 0 | 0 | 0 | 0 | 0 | 100% | 100% | 100% | 100% | 100% | 100% | 100% | 100% | 100% | 100% | 100% | 100% | 100% | 100% | 100% | 100% | 100% | 100% | 100% | 100% | 100% | 100% | 100% | 100% | 100% | 2007 | 1 | 0 | 0
1 | 3 | 2005 T-20 | std 3 | Commercial Ice Maker Equipment | 6.4658 | 0.90081 | 0 | 2008-01-01 | 9 | 100% | 0 | 100 | 297.4159 | 0.041436 | 0 | 1.025 | 1.16 | -0.010333 | 0 | 0 | 21740 | 21740 | 21740 | 21740 | 0 | 0 | 0 | 0 | 0 | 0 | 0 | 0 | 0 | 0 | 0 | 0 | 0 | 0 | 0 | 0 | 0 | 0 | 0 | 0% | 0% | 70% | 70% | 70% | 70% | 70% | 70% | 70% | 70% | 70% | 70% | 70% | 70% | 70% | 70% | 70% | 70% | 70% | 70% | 70% | 70% | 70% | 70% | 70% | 0% | 0% | 70% | 70% | 70% | 70% | 70% | 70% | 70% | 70% | 70% | 70% | 70% | 70% | 70% | 70% | 70% | 70% | 70% | 70% | 70% | 70% | 70% | 70% | 70% | 0% | 0% | 70% | 70% | 70% | 70% | 70% | 70% | 70% | 70% | 70% | 70% | 70% | 70% | 70% | 70% | 70% | 70% | 70% | 70% | 70% | 70% | 70% | 70% | 70% | 9 | 25% | 1995 | 0.00538 | 0.53466 | 26 | 79.83% | 1 | 1 | 0 | 0 | 0 | 0 | 0 | 0 | 0 | 0 | 0 | 0 | 0 | 0 | 0 | 1 | 1 |  | 8 | 2017 | [6 empty] | 0 | 0 | 21740 | 21740 | 21740 | 21740 | 0 | 0 | 0 | 0 | 0 | 0 | 0 | 0 | 0 | 0 | 0 | 0 | 0 | 0 | 0 | 0 | 0 | 0 | 0 | 100% | 100% | 100% | 100% | 100% | 100% | 100% | 100% | 100% | 100% | 100% | 100% | 100% | 100% | 100% | 100% | 100% | 100% | 100% | 100% | 100% | 100% | 100% | 100% | 100% | 2008 | 1 | 0 | 0
1 | 4 | 2005 T-20 | std 4 | Walk-In Refrigerators / Freezers | 72.0938 | 9.4992 | 0 | 2006-01-01 | 10 | 100% | 0 | 100 | 8350.9504 | 1.1003 | 0 | 1 | 1 | 0 | 8633 | 8633 | 8633 | 8633 | 8633 | 8633 | 8633 | 8633 | 8633 | 8633 | 8633 | 8633 | 8633 | 8633 | 8633 | 8633 | 8633 | 8633 | 8633 | 8633 | 8633 | 8633 | 8633 | 8633 | 8633 | 0% | 0% | 0% | 0% | 91% | 91% | 91% | 91% | 91% | 91% | 91% | 91% | 91% | 91% | 91% | 91% | 91% | 91% | 91% | 91% | 91% | 91% | 91% | 91% | 91% | 0% | 0% | 0% | 0% | 91% | 91% | 91% | 91% | 91% | 91% | 91% | 91% | 91% | 91% | 91% | 91% | 91% | 91% | 91% | 91% | 91% | 91% | 91% | 91% | 91% | 0% | 0% | 0% | 0% | 91% | 91% | 91% | 91% | 91% | 91% | 91% | 91% | 91% | 91% | 91% | 91% | 91% | 91% | 91% | 91% | 91% | 91% | 91% | 91% | 91% | 18 | 41% | 1995 | 0.01117 | 0.24829 | 0 | 80.86% | 1 | 1 | 0 | 0 | 0 | 0 | 0 | 0 | 0 | 0 | 0 | 0 | 0 | 0 | 0 | 1 | 1 |  | 8 | 2017 | [6 empty] | 8633 | 8633 | 8633 | 8633 | 8633 | 8633 | 8633 | 8633 | 8633 | 8633 | 8633 | 8633 | 8633 | 8633 | 8633 | 8633 | 8633 | 8633 | 8633 | 8633 | 8633 | 8633 | 8633 | 8633 | 8633 | 100% | 100% | 100% | 100% | 100% | 100% | 100% | 100% | 100% | 100% | 100% | 100% | 100% | 100% | 100% | 100% | 100% | 100% | 100% | 100% | 100% | 100% | 100% | 100% | 100% | 2006 | 1 | 0 | 0
1 | 5 | 2005 T-20 | std 5 | Refrigerated Beverage Vending Machines | 15.0465 | 1.9995 | 0 | 2006-01-01 | 10 | 100% | 0 | 100 | 307.7 | 0.04089 | 0 | 1.025 | 1.16 | -0.010333 | 48900 | 48900 | 48900 | 48900 | 48900 | 32421.3699 | 0 | 0 | 0 | 0 | 0 | 0 | 0 | 0 | 0 | 0 | 0 | 0 | 0 | 0 | 0 | 0 | 0 | 0 | 0 | 37% | 37% | 37% | 37% | 37% | 37% | 37% | 37% | 37% | 37% | 37% | 37% | 37% | 37% | 37% | 37% | 37% | 37% | 37% | 37% | 37% | 37% | 37% | 37% | 37% | 37% | 37% | 37% | 37% | 37% | 37% | 37% | 37% | 37% | 37% | 37% | 37% | 37% | 37% | 37% | 37% | 37% | 37% | 37% | 37% | 37% | 37% | 37% | 37% | 37% | 37% | 37% | 37% | 37% | 37% | 37% | 37% | 37% | 37% | 37% | 37% | 37% | 37% | 37% | 37% | 37% | 37% | 37% | 37% | 37% | 37% | 37% | 37% | 37% | 37% | 6 | 96% | 1998 | 0.01416 | 0.58412 | 340 | 62.51% | 1 | 1 | 0 | 0 | 0 | 0 | 0 | 0 | 0 | 0 | 0 | 0 | 0 | 0 | 0 | 1 | 1 |  | 8 | 2017 | [6 empty] | 48900 | 48900 | 48900 | 48900 | 48900 | 32421.3699 | 0 | 0 | 0 | 0 | 0 | 0 | 0 | 0 | 0 | 0 | 0 | 0 | 0 | 0 | 0 | 0 | 0 | 0 | 0 | 100% | 100% | 100% | 100% | 100% | 100% | 100% | 100% | 100% | 100% | 100% | 100% | 100% | 100% | 100% | 100% | 100% | 100% | 100% | 100% | 100% | 100% | 100% | 100% | 100% | 2006 | 1 | 0 | 0
1 | 6 | 2005 T-20 | std 6 | Large Packaged Commercial Air-Conditioners, Tier 1 | 13.5344 | 7.0023 | 0 | 2006-10-01 | 15 | 100% | 0 | 100 | 3741.8553 | 1.9359 | 0 | 1 | 1 | 0 | 3617.02 | 3617.02 | 3617.02 | 3617.02 | 0 | 0 | 0 | 0 | 0 | 0 | 0 | 0 | 0 | 0 | 0 | 0 | 0 | 0 | 0 | 0 | 0 | 0 | 0 | 0 | 0 | 70% | 70% | 70% | 70% | 70% | 70% | 70% | 70% | 70% | 70% | 70% | 70% | 70% | 70% | 70% | 70% | 70% | 70% | 70% | 70% | 70% | 70% | 70% | 70% | 70% | 70% | 70% | 70% | 70% | 70% | 70% | 70% | 70% | 70% | 70% | 70% | 70% | 70% | 70% | 70% | 70% | 70% | 70% | 70% | 70% | 70% | 70% | 70% | 70% | 70% | 70% | 70% | 70% | 70% | 70% | 70% | 70% | 70% | 70% | 70% | 70% | 70% | 70% | 70% | 70% | 70% | 70% | 70% | 70% | 70% | 70% | 70% | 70% | 70% | 70% | 6 | 35% | 1990 | 0.00025 | 0.5 | 14 | 76.58% | 1 | 1 | 0 | 0 | 0 | 0 | 0 | 0 | 0 | 0 | 0 | 0 | 0 | 0 | 0 | 1 | 1 |  | 8 | 2017 | [6 empty] | 3617.02 | 3617.02 | 3617.02 | 3617.02 | 0 | 0 | 0 | 0 | 0 | 0 | 0 | 0 | 0 | 0 | 0 | 0 | 0 | 0 | 0 | 0 | 0 | 0 | 0 | 0 | 0 | 100% | 100% | 100% | 100% | 100% | 100% | 100% | 100% | 100% | 100% | 100% | 100% | 100% | 100% | 100% | 100% | 100% | 100% | 100% | 100% | 100% | 100% | 100% | 100% | 100% | 2006 | 1 | 0 | 0
1 | 7 | 2005 T-20 | std 7 | Large Packaged Commercial Air-Conditioners, Tier 2 | 0 | 0 | 0 | 2010-01-01 | 15 | 100% | 0 | 100 | 2791.54 | 1.44 | 0 | 1 | 1 | 0 | 0 | 0 | 0 | 0 | 0 | 0 | 0 | 0 | 0 | 0 | 0 | 0 | 0 | 0 | 0 | 0 | 0 | 0 | 0 | 0 | 0 | 0 | 0 | 0 | 0 | 0% | 0% | 0% | 0% | 70% | 70% | 70% | 70% | 70% | 70% | 70% | 70% | 70% | 70% | 70% | 70% | 70% | 70% | 70% | 70% | 70% | 70% | 70% | 70% | 70% | 0% | 0% | 0% | 0% | 70% | 70% | 70% | 70% | 70% | 70% | 70% | 70% | 70% | 70% | 70% | 70% | 70% | 70% | 70% | 70% | 70% | 70% | 70% | 70% | 70% | 0% | 0% | 0% | 0% | 70% | 70% | 70% | 70% | 70% | 70% | 70% | 70% | 70% | 70% | 70% | 70% | 70% | 70% | 70% | 70% | 70% | 70% | 70% | 70% | 70% | 9 | 10% | 1990 | 0.00012 | 0.35265 | 0 | 74.94% | 1 | 1 | 0 | 0 | 0 | 0 | 0 | 0 | 0 | 0 | 0 | 0 | 0 | 0 | 0 | 1 | 1 |  | 8 | 2017 | [6 empty] | 0 | 0 | 0 | 0 | 0 | 0 | 0 | 0 | 0 | 0 | 0 | 0 | 0 | 0 | 0 | 0 | 0 | 0 | 0 | 0 | 0 | 0 | 0 | 0 | 0 | 100% | 100% | 100% | 100% | 100% | 100% | 100% | 100% | 100% | 100% | 100% | 100% | 100% | 100% | 100% | 100% | 100% | 100% | 100% | 100% | 100% | 100% | 100% | 100% | 100% | 2010 | 1 | 0 | 0
1 | 8 | 2005 T-20 | std 8 | Residential Pool Pumps, High Eff Motor, Tier 1 | 34.4934 | 6.6072 | 0 | 2006-01-01 | 10 | 100% | 0 | 100 | 241.72 | 0.046301 | 0 | 1 | 1 | 0 | 142700 | 142700 | 142700 | 142700 | 142700 | 142700 | 142700 | 142700 | 142700 | 142700 | 142700 | 142700 | 142700 | 142700 | 142700 | 142700 | 142700 | 142700 | 142700 | 142700 | 142700 | 142700 | 142700 | 142700 | 142700 | 100% | 100% | 100% | 100% | 100% | 100% | 100% | 100% | 100% | 100% | 100% | 100% | 100% | 100% | 100% | 100% | 100% | 100% | 100% | 100% | 100% | 100% | 100% | 100% | 100% | 100% | 100% | 100% | 100% | 100% | 100% | 100% | 100% | 100% | 100% | 100% | 100% | 100% | 100% | 100% | 100% | 100% | 100% | 100% | 100% | 100% | 100% | 100% | 100% | 100% | 100% | 100% | 100% | 100% | 100% | 100% | 100% | 100% | 100% | 100% | 100% | 100% | 100% | 100% | 100% | 100% | 100% | 100% | 100% | 100% | 100% | 100% | 100% | 100% | 100% | 18 | 135% | 1965 | 0.00083 | 0.04462 | 3480 | 79.6% | 1 | 1 | 0 | 0 | 0 | 0 | 0 | 0 | 0 | 0 | 0 | 0 | 0 | 0 | 0 | 1 | 1 |  | 8 | 2017 | [6 empty] | 142700 | 142700 | 142700 | 142700 | 142700 | 142700 | 142700 | 142700 | 142700 | 142700 | 142700 | 142700 | 142700 | 142700 | 142700 | 142700 | 142700 | 142700 | 142700 | 142700 | 142700 | 142700 | 142700 | 142700 | 142700 | 100% | 100% | 100% | 100% | 100% | 100% | 100% | 100% | 100% | 100% | 100% | 100% | 100% | 100% | 100% | 100% | 100% | 100% | 100% | 100% | 100% | 100% | 100% | 100% | 100% | 2006 | 1 | 0 | 0
1 | 9 | 2006 T-20 | std 9 | Residential Pool Pumps, 2-speed Motors, Tier 2 | 0 | 0 | 0 | 2008-01-01 | 10 | 100% | 0 | 100 | 2065 | 0.15 | 0 | 1 | 1 | 0 | 0 | 0 | 0 | 0 | 163000 | 163000 | 163000 | 163000 | 163000 | 163000 | 163000 | 163000 | 163000 | 163000 | 163000 | 163000 | 163000 | 163000 | 163000 | 163000 | 163000 | 163000 | 163000 | 163000 | 163000 | 0% | 0% | 86% | 86% | 86% | 86% | 86% | 86% | 86% | 86% | 86% | 86% | 86% | 86% | 86% | 86% | 86% | 86% | 86% | 86% | 86% | 86% | 86% | 86% | 86% | 0% | 0% | 86% | 86% | 86% | 86% | 86% | 86% | 86% | 86% | 86% | 86% | 86% | 86% | 86% | 86% | 86% | 86% | 86% | 86% | 86% | 86% | 86% | 86% | 86% | 0% | 0% | 86% | 86% | 86% | 86% | 86% | 86% | 86% | 86% | 86% | 86% | 86% | 86% | 86% | 86% | 86% | 86% | 86% | 86% | 86% | 86% | 86% | 86% | 86% | 24 | 11% | 1975 | 0.00043 | 0.20166 | 771 | 78.98% | 2 | 0 | 1 | 0 | 0 | 0 | 0 | 0 | 0 | 0 | 0 | 0 | 0 | 0 | 0 | 1 | 1 |  | 8 | 2017 | [6 empty] | 0 | 0 | 0 | 0 | 163000 | 163000 | 163000 | 163000 | 163000 | 163000 | 163000 | 163000 | 163000 | 163000 | 163000 | 163000 | 163000 | 163000 | 163000 | 163000 | 163000 | 163000 | 163000 | 163000 | 163000 | 100% | 100% | 100% | 100% | 100% | 100% | 100% | 100% | 100% | 100% | 100% | 100% | 100% | 100% | 100% | 100% | 100% | 100% | 100% | 100% | 100% | 100% | 100% | 100% | 100% | 2008 | 1 | 0 | 0
1 | 10 | 2005 T-20 | std 10 | Portable Electric Spas | 18.0384 | 3.3997 | 0 | 2006-01-01 | 10 | 100% | 0 | 100 | 375.8 | 0.070827 | 0 | 1 | 1 | 0 | 48000 | 48000 | 48000 | 48000 | 48000 | 48000 | 48000 | 48000 | 48000 | 48000 | 48000 | 48000 | 48000 | 48000 | 48000 | 48000 | 48000 | 48000 | 48000 | 48000 | 48000 | 48000 | 48000 | 48000 | 48000 | 70% | 70% | 70% | 70% | 70% | 70% | 70% | 70% | 70% | 70% | 70% | 70% | 70% | 70% | 70% | 70% | 70% | 70% | 70% | 70% | 70% | 70% | 70% | 70% | 70% | 70% | 70% | 70% | 70% | 70% | 70% | 70% | 70% | 70% | 70% | 70% | 70% | 70% | 70% | 70% | 70% | 70% | 70% | 70% | 70% | 70% | 70% | 70% | 70% | 70% | 70% | 70% | 70% | 70% | 70% | 70% | 70% | 70% | 70% | 70% | 70% | 70% | 70% | 70% | 70% | 70% | 70% | 70% | 70% | 70% | 70% | 70% | 70% | 70% | 70% | 12 | 0% | 2000 | 0 | 0 | 0 | 82.75% | 1 | 1 | 0 | 0 | 0 | 0 | 0 | 0 | 0 | 0 | 0 | 0 | 0 | 0 | 0 | 1 | 1 |  | 8 | 2017 | [6 empty] | 48000 | 48000 | 48000 | 48000 | 48000 | 48000 | 48000 | 48000 | 48000 | 48000 | 48000 | 48000 | 48000 | 48000 | 48000 | 48000 | 48000 | 48000 | 48000 | 48000 | 48000 | 48000 | 48000 | 48000 | 48000 | 100% | 100% | 100% | 100% | 100% | 100% | 100% | 100% | 100% | 100% | 100% | 100% | 100% | 100% | 100% | 100% | 100% | 100% | 100% | 100% | 100% | 100% | 100% | 100% | 100% | 2006 | 1 | 0 | 0
1 | 11 | 2005 T-20 | std 11a | General Service Incandescent Lamps, Tier 1 | 0 | 0 | 0 | 2006-01-01 | 1 | 100% | 0 | 100 | 0 | 0 | 0 | 1.07 | 1.2733 | -0.01235 | 74316888 | 74316888 | 74316888 | 74316888 | 74316888 | 74316888 | 74316888 | 74316888 | 74316888 | 74316888 | 74316888 | 74316888 | 74316888 | 74316888 | 74316888 | 74316888 | 74316888 | 74316888 | 74316888 | 74316888 | 74316888 | 74316888 | 74316888 | 74316888 | 74316888 | 68.7% | 68.7% | 68.7% | 68.7% | 68.7% | 68.7% | 68.7% | 68.7% | 68.7% | 68.7% | 68.7% | 68.7% | 68.7% | 68.7% | 68.7% | 68.7% | 68.7% | 68.7% | 68.7% | 68.7% | 68.7% | 68.7% | 68.7% | 68.7% | 68.7% | 68.7% | 68.7% | 68.7% | 68.7% | 68.7% | 68.7% | 68.7% | 68.7% | 68.7% | 68.7% | 68.7% | 68.7% | 68.7% | 68.7% | 68.7% | 68.7% | 68.7% | 68.7% | 68.7% | 68.7% | 68.7% | 68.7% | 68.7% | 68.7% | 68.7% | 68.7% | 68.7% | 68.7% | 68.7% | 68.7% | 68.7% | 68.7% | 68.7% | 68.7% | 68.7% | 68.7% | 68.7% | 68.7% | 68.7% | 68.7% | 68.7% | 68.7% | 68.7% | 68.7% | 68.7% | 68.7% | 68.7% | 68.7% | 68.7% | 68.7% | 18 | 9% | 1970 | 7e-05 | 0.21307 | 0 | 73.5% | 1 | 1 | 0 | 0 | 0 | 0 | 0 | 0 | 0 | 0 | 0 | 0 | 0 | 0 | 0 | 1 | 1 |  | 8 | 2017 | [6 empty] | 74316888 | 74316888 | 74316888 | 74316888 | 74316888 | 74316888 | 74316888 | 74316888 | 74316888 | 74316888 | 74316888 | 74316888 | 74316888 | 74316888 | 74316888 | 74316888 | 74316888 | 74316888 | 74316888 | 74316888 | 74316888 | 74316888 | 74316888 | 74316888 | 74316888 | 100% | 100% | 100% | 100% | 100% | 100% | 100% | 100% | 100% | 100% | 100% | 100% | 100% | 100% | 100% | 100% | 100% | 100% | 100% | 100% | 100% | 100% | 100% | 100% | 100% | 2006 | 1 | 0 | 0
1 | 12 | 2006 T-20 | Std 11b_2010 | General Service Incandescent Lamps, Tier 2 (2010) | 0 | 0 | 0 | 2008-01-01 | 1 | 100% | 0 | 100 | 2.61 | 0.00036 | 0 | 1.07 | 1.2733 | -0.01235 | 0 | 0 | 0 | 0 | 80220000 | 0 | 0 | 0 | 0 | 0 | 0 | 0 | 0 | 0 | 0 | 0 | 0 | 0 | 0 | 0 | 0 | 0 | 0 | 0 | 0 | 0% | 0% | 72% | 72% | 72% | 72% | 87% | 87% | 87% | 87% | 87% | 87% | 87% | 87% | 87% | 87% | 87% | 87% | 87% | 87% | 87% | 87% | 87% | 87% | 87% | 0% | 0% | 72% | 72% | 72% | 72% | 87% | 87% | 87% | 87% | 87% | 87% | 87% | 87% | 87% | 87% | 87% | 87% | 87% | 87% | 87% | 87% | 87% | 87% | 87% | 0% | 0% | 72% | 72% | 72% | 72% | 87% | 87% | 87% | 87% | 87% | 87% | 87% | 87% | 87% | 87% | 87% | 87% | 87% | 87% | 87% | 87% | 87% | 87% | 87% | 18 | 9% | 1970 | 7e-05 | 0.21307 | 0 | 73.5% | 2 | 0 | 1 | 0 | 0 | 0 | 0 | 0 | 0 | 0 | 0 | 0 | 0 | 0 | 0 | 1 | 1 |  | 8 | 2017 | [6 empty] | 0 | 0 | 0 | 0 | 80220000 | 0 | 0 | 0 | 0 | 0 | 0 | 0 | 0 | 0 | 0 | 0 | 0 | 0 | 0 | 0 | 0 | 0 | 0 | 0 | 0 | 100% | 100% | 100% | 100% | 100% | 100% | 100% | 100% | 100% | 100% | 100% | 100% | 100% | 100% | 100% | 100% | 100% | 100% | 100% | 100% | 100% | 100% | 100% | 100% | 100% | 2008 | 1 | 0 | 0
1 | 13 | 2006 T-20 | Std 11b_2011 | General Service Incandescent Lamps, Tier 2 (2011) | 0 | 0 | 0 | 2008-01-01 | 1 | 100% | 0 | 100 | 2.3441 | 0.00032406 | 0 | 1.07 | 1.2733 | -0.01235 | 0 | 0 | 0 | 0 | 0 | 53635751.8449 | 0 | 0 | 0 | 0 | 0 | 0 | 0 | 0 | 0 | 0 | 0 | 0 | 0 | 0 | 0 | 0 | 0 | 0 | 0 | 0% | 0% | 72% | 72% | 72% | 72% | 87% | 87% | 87% | 87% | 87% | 87% | 87% | 87% | 87% | 87% | 87% | 87% | 87% | 87% | 87% | 87% | 87% | 87% | 87% | 0% | 0% | 72% | 72% | 72% | 72% | 87% | 87% | 87% | 87% | 87% | 87% | 87% | 87% | 87% | 87% | 87% | 87% | 87% | 87% | 87% | 87% | 87% | 87% | 87% | 0% | 0% | 72% | 72% | 72% | 72% | 87% | 87% | 87% | 87% | 87% | 87% | 87% | 87% | 87% | 87% | 87% | 87% | 87% | 87% | 87% | 87% | 87% | 87% | 87% | 18 | 9% | 1970 | 7e-05 | 0.21307 | 0 | 73.5% | 2 | 0 | 1 | 0 | 0 | 0 | 0 | 0 | 0 | 0 | 0 | 0 | 0 | 0 | 0 | 1 | 1 |  | 8 | 2017 | [6 empty] | 0 | 0 | 0 | 0 | 0 | 53635751.8449 | 0 | 0 | 0 | 0 | 0 | 0 | 0 | 0 | 0 | 0 | 0 | 0 | 0 | 0 | 0 | 0 | 0 | 0 | 0 | 100% | 100% | 100% | 100% | 100% | 100% | 100% | 100% | 100% | 100% | 100% | 100% | 100% | 100% | 100% | 100% | 100% | 100% | 100% | 100% | 100% | 100% | 100% | 100% | 100% | 2008 | 1 | 0 | 0
1 | 14 | 2006 T-20 | Std 11b_2012 | General Service Incandescent Lamps, Tier 2 (2012) | 0 | 0 | 0 | 2008-01-01 | 1 | 100% | 0 | 100 | 1.6338 | 0.00022587 | 0 | 1.07 | 1.2733 | -0.01235 | 0 | 0 | 0 | 0 | 0 | 0 | 32710889.653 | 32710889.653 | 32710889.653 | 32710889.653 | 32710889.653 | 32710889.653 | 32710889.653 | 32710889.653 | 32710889.653 | 32710889.653 | 32710889.653 | 32710889.653 | 32710889.653 | 32710889.653 | 32710889.653 | 32710889.653 | 32710889.653 | 32710889.653 | 32710889.653 | 0% | 0% | 0% | 0% | 0% | 0% | 88.98% | 88.98% | 88.98% | 88.98% | 88.98% | 88.98% | 88.98% | 88.98% | 88.98% | 88.98% | 88.98% | 88.98% | 88.98% | 88.98% | 88.98% | 88.98% | 88.98% | 88.98% | 88.98% | 0% | 0% | 0% | 0% | 0% | 0% | 88.98% | 88.98% | 88.98% | 88.98% | 88.98% | 88.98% | 88.98% | 88.98% | 88.98% | 88.98% | 88.98% | 88.98% | 88.98% | 88.98% | 88.98% | 88.98% | 88.98% | 88.98% | 88.98% | 0% | 0% | 0% | 0% | 0% | 0% | 88.98% | 88.98% | 88.98% | 88.98% | 88.98% | 88.98% | 88.98% | 88.98% | 88.98% | 88.98% | 88.98% | 88.98% | 88.98% | 88.98% | 88.98% | 88.98% | 88.98% | 88.98% | 88.98% | 18 | 9% | 1970 | 7e-05 | 0.21307 | 0 | 73.5% | 2 | 0 | 1 | 0 | 0 | 0 | 0 | 0 | 0 | 0 | 0 | 0 | 0 | 0 | 0 | 1 | 1 |  | 8 | 2017 | [6 empty] | 0 | 0 | 0 | 0 | 0 | 0 | 32710889.653 | 32710889.653 | 32710889.653 | 32710889.653 | 32710889.653 | 32710889.653 | 32710889.653 | 32710889.653 | 32710889.653 | 32710889.653 | 32710889.653 | 32710889.653 | 32710889.653 | 32710889.653 | 32710889.653 | 32710889.653 | 32710889.653 | 32710889.653 | 32710889.653 | 100% | 100% | 100% | 100% | 100% | 100% | 100% | 100% | 100% | 100% | 100% | 100% | 100% | 100% | 100% | 100% | 100% | 100% | 100% | 100% | 100% | 100% | 100% | 100% | 100% | 2008 | 1 | 0 | 0
1 | 15 | 2005 T-20 | std 12a | Pulse Start Metal Halide HID Luminaires, Tier 1 | 118.014 | 21.0007 | 0 | 2006-01-01 | 13 | 100% | 0 | 100 | 306.6 | 0.05456 | 0 | 1.1 | 1.32 | -0.0041 | 384912 | 384912 | 384912 | 384912 | 384912 | 384912 | 384912 | 384912 | 384912 | 384912 | 384912 | 384912 | 384912 | 384912 | 384912 | 384912 | 384912 | 384912 | 384912 | 384912 | 384912 | 384912 | 384912 | 384912 | 384912 | 100% | 100% | 100% | 100% | 100% | 100% | 100% | 100% | 100% | 100% | 100% | 100% | 100% | 100% | 100% | 100% | 100% | 100% | 100% | 100% | 100% | 100% | 100% | 100% | 100% | 100% | 100% | 100% | 100% | 100% | 100% | 100% | 100% | 100% | 100% | 100% | 100% | 100% | 100% | 100% | 100% | 100% | 100% | 100% | 100% | 100% | 100% | 100% | 100% | 100% | 100% | 100% | 100% | 100% | 100% | 100% | 100% | 100% | 100% | 100% | 100% | 100% | 100% | 100% | 100% | 100% | 100% | 100% | 100% | 100% | 100% | 100% | 100% | 100% | 100% | 6 | 74% | 1992 | 0.00075 | 0.34836 | 44565 | 74.5% | 1 | 1 | 0 | 0 | 0 | 0 | 0 | 0 | 0 | 0 | 0 | 0 | 0 | 0 | 0 | 1 | 1 |  | 8 | 2017 | [6 empty] | 384912 | 384912 | 384912 | 384912 | 384912 | 384912 | 384912 | 384912 | 384912 | 384912 | 384912 | 384912 | 384912 | 384912 | 384912 | 384912 | 384912 | 384912 | 384912 | 384912 | 384912 | 384912 | 384912 | 384912 | 384912 | 100% | 100% | 100% | 100% | 100% | 100% | 100% | 100% | 100% | 100% | 100% | 100% | 100% | 100% | 100% | 100% | 100% | 100% | 100% | 100% | 100% | 100% | 100% | 100% | 100% | 2006 | 1 | 0 | 0
1 | 16 | 2005 T-20 | std 12b | Pulse Start Metal Halide HID Luminaires, Tier 2 | 48.6171 | 8.6763 | 0 | 2008-01-01 | 13 | 100% | 0 | 100 | 84.2047 | 0.015027 | 0 | 1.1 | 1.32 | -0.0041 | 577368 | 577368 | 577368 | 577368 | 577368 | 577368 | 577368 | 577368 | 577368 | 577368 | 577368 | 577368 | 577368 | 577368 | 577368 | 577368 | 577368 | 577368 | 577368 | 577368 | 577368 | 577368 | 577368 | 577368 | 577368 | 0% | 0% | 51.9% | 100% | 100% | 100% | 100% | 100% | 100% | 100% | 100% | 100% | 100% | 100% | 100% | 100% | 100% | 100% | 100% | 100% | 100% | 100% | 100% | 100% | 100% | 0% | 0% | 51.9% | 100% | 100% | 100% | 100% | 100% | 100% | 100% | 100% | 100% | 100% | 100% | 100% | 100% | 100% | 100% | 100% | 100% | 100% | 100% | 100% | 100% | 100% | 0% | 0% | 51.9% | 100% | 100% | 100% | 100% | 100% | 100% | 100% | 100% | 100% | 100% | 100% | 100% | 100% | 100% | 100% | 100% | 100% | 100% | 100% | 100% | 100% | 100% | 6 | 74% | 1992 | 0.00075 | 0.34836 | 44565 | 74.5% | 1 | 1 | 0 | 0 | 0 | 0 | 0 | 0 | 0 | 0 | 0 | 0 | 0 | 0 | 0 | 1 | 1 |  | 8 | 2017 | [6 empty] | 577368 | 577368 | 577368 | 577368 | 577368 | 577368 | 577368 | 577368 | 577368 | 577368 | 577368 | 577368 | 577368 | 577368 | 577368 | 577368 | 577368 | 577368 | 577368 | 577368 | 577368 | 577368 | 577368 | 577368 | 577368 | 100% | 100% | 100% | 100% | 100% | 100% | 100% | 100% | 100% | 100% | 100% | 100% | 100% | 100% | 100% | 100% | 100% | 100% | 100% | 100% | 100% | 100% | 100% | 100% | 100% | 2008 | 1 | 0 | 0
1 | 17 | 2005 T-20 | std 13 | Modular Furniture Task Lighting Fixtures | 5.568 | 0.99964 | 0 | 2008-01-01 | 15 | 100% | 0 | 100 | 16 | 0.0028725 | 0 | 1.1 | 1.2267 | -0.0040333 | 0 | 0 | 348000 | 348000 | 348000 | 348000 | 348000 | 348000 | 348000 | 348000 | 348000 | 348000 | 348000 | 348000 | 348000 | 348000 | 348000 | 348000 | 348000 | 348000 | 348000 | 348000 | 348000 | 348000 | 348000 | 0% | 0% | 70% | 70% | 70% | 70% | 70% | 70% | 70% | 70% | 70% | 70% | 70% | 70% | 70% | 70% | 70% | 70% | 70% | 70% | 70% | 70% | 70% | 70% | 70% | 0% | 0% | 70% | 70% | 70% | 70% | 70% | 70% | 70% | 70% | 70% | 70% | 70% | 70% | 70% | 70% | 70% | 70% | 70% | 70% | 70% | 70% | 70% | 70% | 70% | 0% | 0% | 70% | 70% | 70% | 70% | 70% | 70% | 70% | 70% | 70% | 70% | 70% | 70% | 70% | 70% | 70% | 70% | 70% | 70% | 70% | 70% | 70% | 70% | 70% | 6 | 94% | 2000 | 0.13179 | 0.19778 | 22 | 82.6% | 1 | 1 | 0 | 0 | 0 | 0 | 0 | 0 | 0 | 0 | 0 | 0 | 0 | 0 | 0 | 1 | 1 |  | 8 | 2017 | [6 empty] | 0 | 0 | 348000 | 348000 | 348000 | 348000 | 348000 | 348000 | 348000 | 348000 | 348000 | 348000 | 348000 | 348000 | 348000 | 348000 | 348000 | 348000 | 348000 | 348000 | 348000 | 348000 | 348000 | 348000 | 348000 | 100% | 100% | 100% | 100% | 100% | 100% | 100% | 100% | 100% | 100% | 100% | 100% | 100% | 100% | 100% | 100% | 100% | 100% | 100% | 100% | 100% | 100% | 100% | 100% | 100% | 2008 | 1 | 0 | 0
1 | 18 | 2005 T-20 | std 14 | Hot Food Holding Cabinets | 6.4438 | 0.90053 | 0 | 2006-01-01 | 15 | 100% | 0 | 100 | 1952.6713 | 0.27289 | 0 | 1.05 | 1.32 | -0.020667 | 3300 | 3300 | 3300 | 3300 | 3300 | 3300 | 3300 | 3300 | 3300 | 3300 | 3300 | 3300 | 3300 | 3300 | 3300 | 3300 | 3300 | 3300 | 3300 | 3300 | 3300 | 3300 | 3300 | 3300 | 3300 | 70% | 70% | 70% | 70% | 70% | 70% | 70% | 70% | 70% | 70% | 70% | 70% | 70% | 70% | 70% | 70% | 70% | 70% | 70% | 70% | 70% | 70% | 70% | 70% | 70% | 70% | 70% | 70% | 70% | 70% | 70% | 70% | 70% | 70% | 70% | 70% | 70% | 70% | 70% | 70% | 70% | 70% | 70% | 70% | 70% | 70% | 70% | 70% | 70% | 70% | 70% | 70% | 70% | 70% | 70% | 70% | 70% | 70% | 70% | 70% | 70% | 70% | 70% | 70% | 70% | 70% | 70% | 70% | 70% | 70% | 70% | 70% | 70% | 70% | 70% | 12 | 86% | 2000 | 0.00823 | 0.48 | 148 | 73.01% | 1 | 1 | 0 | 0 | 0 | 0 | 0 | 0 | 0 | 0 | 0 | 0 | 0 | 0 | 0 | 1 | 1 |  | 8 | 2017 | [6 empty] | 3300 | 3300 | 3300 | 3300 | 3300 | 3300 | 3300 | 3300 | 3300 | 3300 | 3300 | 3300 | 3300 | 3300 | 3300 | 3300 | 3300 | 3300 | 3300 | 3300 | 3300 | 3300 | 3300 | 3300 | 3300 | 100% | 100% | 100% | 100% | 100% | 100% | 100% | 100% | 100% | 100% | 100% | 100% | 100% | 100% | 100% | 100% | 100% | 100% | 100% | 100% | 100% | 100% | 100% | 100% | 100% | 2006 | 1 | 0 | 0
1 | 19 | 2005 T-20 | std 15 | External Power Supplies, Tier 1 | 103.024 | 11.7027 | 0 | 2007-01-01 | 7 | 100% | 0 | 100 | 3.76 | 0.00042711 | 0 | 1.05 | 1.32 | -0.020667 | 0 | 27400000 | 27400000 | 27400000 | 27400000 | 27400000 | 27400000 | 27400000 | 27400000 | 27400000 | 2994535.5191 | 0 | 0 | 0 | 0 | 0 | 0 | 0 | 0 | 0 | 0 | 0 | 0 | 0 | 0 | 0% | 100% | 100% | 100% | 100% | 100% | 100% | 100% | 100% | 100% | 100% | 100% | 100% | 100% | 100% | 100% | 100% | 100% | 100% | 100% | 100% | 100% | 100% | 100% | 100% | 0% | 100% | 100% | 100% | 100% | 100% | 100% | 100% | 100% | 100% | 100% | 100% | 100% | 100% | 100% | 100% | 100% | 100% | 100% | 100% | 100% | 100% | 100% | 100% | 100% | 0% | 100% | 100% | 100% | 100% | 100% | 100% | 100% | 100% | 100% | 100% | 100% | 100% | 100% | 100% | 100% | 100% | 100% | 100% | 100% | 100% | 100% | 100% | 100% | 100% | 6 | 67% | 2000 | 0.02549 | 0.35551 | 0 | 57.71% | 1 | 1 | 0 | 0 | 0 | 0 | 0 | 0 | 0 | 0 | 0 | 0 | 0 | 0 | 0 | 1 | 1 |  | 8 | 2017 | [6 empty] | 0 | 27400000 | 27400000 | 27400000 | 27400000 | 27400000 | 27400000 | 27400000 | 27400000 | 27400000 | 27400000 | 27400000 | 27400000 | 27400000 | 27400000 | 27400000 | 27400000 | 27400000 | 27400000 | 27400000 | 27400000 | 27400000 | 27400000 | 27400000 | 27400000 | 100% | 100% | 100% | 100% | 100% | 100% | 100% | 100% | 100% | 100% | 10.93% | 0% | 0% | 0% | 0% | 0% | 0% | 0% | 0% | 0% | 0% | 0% | 0% | 0% | 0% | 2007 | 1 | 0 | 0
1 | 20 | 2005 T-20 | std 16 | External Power Supplies, Tier 2 | 18.632 | 2.1036 | 0 | 2008-07-01 | 7 | 100% | 0 | 100 | 0.68 | 7.6774e-05 | 0 | 1.05 | 1.32 | -0.020667 | 0 | 0 | 27400000 | 27400000 | 27400000 | 27400000 | 27400000 | 27400000 | 27400000 | 27400000 | 2994535.5191 | 0 | 0 | 0 | 0 | 0 | 0 | 0 | 0 | 0 | 0 | 0 | 0 | 0 | 0 | 0% | 0% | 98.7% | 98.7% | 98.7% | 98.7% | 98.7% | 98.7% | 98.7% | 98.7% | 98.7% | 98.7% | 98.7% | 98.7% | 98.7% | 98.7% | 98.7% | 98.7% | 98.7% | 98.7% | 98.7% | 98.7% | 98.7% | 98.7% | 98.7% | 0% | 0% | 98.7% | 98.7% | 98.7% | 98.7% | 98.7% | 98.7% | 98.7% | 98.7% | 98.7% | 98.7% | 98.7% | 98.7% | 98.7% | 98.7% | 98.7% | 98.7% | 98.7% | 98.7% | 98.7% | 98.7% | 98.7% | 98.7% | 98.7% | 0% | 0% | 98.7% | 98.7% | 98.7% | 98.7% | 98.7% | 98.7% | 98.7% | 98.7% | 98.7% | 98.7% | 98.7% | 98.7% | 98.7% | 98.7% | 98.7% | 98.7% | 98.7% | 98.7% | 98.7% | 98.7% | 98.7% | 98.7% | 98.7% | 9 | 43% | 2000 | 0.01208 | 0.38571 | 0 | 57.71% | 1 | 1 | 0 | 0 | 0 | 0 | 0 | 0 | 0 | 0 | 0 | 0 | 0 | 0 | 0 | 1 | 1 |  | 8 | 2017 | [6 empty] | 0 | 0 | 27400000 | 27400000 | 27400000 | 27400000 | 27400000 | 27400000 | 27400000 | 27400000 | 27400000 | 27400000 | 27400000 | 27400000 | 27400000 | 27400000 | 27400000 | 27400000 | 27400000 | 27400000 | 27400000 | 27400000 | 27400000 | 27400000 | 27400000 | 100% | 100% | 100% | 100% | 100% | 100% | 100% | 100% | 100% | 100% | 10.93% | 0% | 0% | 0% | 0% | 0% | 0% | 0% | 0% | 0% | 0% | 0% | 0% | 0% | 0% | 2008 | 1 | 0 | 0
1 | 21 | 2005 T-20 | std 17 | Consumer Electronics - Audio Players | 49.2763 | 5.5973 | 0 | 2007-01-01 | 5 | 100% | 0 | 100 | 44.676 | 0.0050748 | 0 | 1.04 | 1.32 | -0.020667 | 0 | 1102970 | 1102970 | 1102970 | 1102970 | 1102970 | 1102970 | 1102970 | 1102970 | 1102970 | 1102970 | 1102970 | 1102970 | 1102970 | 1102970 | 1102970 | 1102970 | 1102970 | 1102970 | 1102970 | 1102970 | 1102970 | 1102970 | 1102970 | 1102970 | 0% | 100% | 100% | 100% | 100% | 100% | 100% | 100% | 100% | 100% | 100% | 100% | 100% | 100% | 100% | 100% | 100% | 100% | 100% | 100% | 100% | 100% | 100% | 100% | 100% | 0% | 100% | 100% | 100% | 100% | 100% | 100% | 100% | 100% | 100% | 100% | 100% | 100% | 100% | 100% | 100% | 100% | 100% | 100% | 100% | 100% | 100% | 100% | 100% | 100% | 0% | 100% | 100% | 100% | 100% | 100% | 100% | 100% | 100% | 100% | 100% | 100% | 100% | 100% | 100% | 100% | 100% | 100% | 100% | 100% | 100% | 100% | 100% | 100% | 100% | 6 | 80% | 2000 | 0.04009 | 0.43149 | 0 | 81.42% | 1 | 1 | 0 | 0 | 0 | 0 | 0 | 0 | 0 | 0 | 0 | 0 | 0 | 0 | 0 | 1 | 1 |  | 8 | 2017 | [6 empty] | 0 | 1102970 | 1102970 | 1102970 | 1102970 | 1102970 | 1102970 | 1102970 | 1102970 | 1102970 | 1102970 | 1102970 | 1102970 | 1102970 | 1102970 | 1102970 | 1102970 | 1102970 | 1102970 | 1102970 | 1102970 | 1102970 | 1102970 | 1102970 | 1102970 | 100% | 100% | 100% | 100% | 100% | 100% | 100% | 100% | 100% | 100% | 100% | 100% | 100% | 100% | 100% | 100% | 100% | 100% | 100% | 100% | 100% | 100% | 100% | 100% | 100% | 2007 | 1 | 0 | 0
1 | 22 | 2005 T-20 | std 18a | Consumer Electronics - TVs | 62.1227 | 7.1026 | 0 | 2006-01-01 | 7 | 100% | 0 | 100 | 26.685 | 0.0030509 | 0 | 1.04 | 1.32 | -0.020667 | 2328000 | 2328000 | 2328000 | 2328000 | 2328000 | 0 | 0 | 0 | 0 | 0 | 0 | 0 | 0 | 0 | 0 | 0 | 0 | 0 | 0 | 0 | 0 | 0 | 0 | 0 | 0 | 96.1% | 96.1% | 96.1% | 96.1% | 96.1% | 96.1% | 96.1% | 96.1% | 96.1% | 96.1% | 96.1% | 96.1% | 96.1% | 96.1% | 96.1% | 96.1% | 96.1% | 96.1% | 96.1% | 96.1% | 96.1% | 96.1% | 96.1% | 96.1% | 96.1% | 96.1% | 96.1% | 96.1% | 96.1% | 96.1% | 96.1% | 96.1% | 96.1% | 96.1% | 96.1% | 96.1% | 96.1% | 96.1% | 96.1% | 96.1% | 96.1% | 96.1% | 96.1% | 96.1% | 96.1% | 96.1% | 96.1% | 96.1% | 96.1% | 96.1% | 96.1% | 96.1% | 96.1% | 96.1% | 96.1% | 96.1% | 96.1% | 96.1% | 96.1% | 96.1% | 96.1% | 96.1% | 96.1% | 96.1% | 96.1% | 96.1% | 96.1% | 96.1% | 96.1% | 96.1% | 96.1% | 96.1% | 96.1% | 96.1% | 96.1% | 6 | 87% | 2000 | 0.0536 | 0.50342 | 0 | 81.42% | 1 | 1 | 0 | 0 | 0 | 0 | 0 | 0 | 0 | 0 | 0 | 0 | 0 | 0 | 0 | 1 | 1 |  | 8 | 2017 | [6 empty] | 2328000 | 2328000 | 2328000 | 2328000 | 2328000 | 0 | 0 | 0 | 0 | 0 | 0 | 0 | 0 | 0 | 0 | 0 | 0 | 0 | 0 | 0 | 0 | 0 | 0 | 0 | 0 | 100% | 100% | 100% | 100% | 100% | 100% | 100% | 100% | 100% | 100% | 100% | 100% | 100% | 100% | 100% | 100% | 100% | 100% | 100% | 100% | 100% | 100% | 100% | 100% | 100% | 2006 | 1 | 0 | 0
1 | 23 | 2005 T-20 | std 18b | Consumer Electronics - DVDs | 11.7778 | 1.2976 | 0 | 2006-01-01 | 5 | 100% | 0 | 100 | 7.579 | 0.00083497 | 0 | 1.04 | 1.32 | -0.020667 | 1554000 | 1554000 | 1554000 | 1554000 | 1554000 | 1554000 | 1554000 | 1554000 | 1554000 | 1554000 | 1554000 | 1554000 | 1554000 | 1554000 | 1554000 | 1554000 | 1554000 | 1554000 | 1554000 | 1554000 | 1554000 | 1554000 | 1554000 | 1554000 | 1554000 | 31% | 31% | 31% | 31% | 31% | 31% | 31% | 31% | 31% | 31% | 31% | 31% | 31% | 31% | 31% | 31% | 31% | 31% | 31% | 31% | 31% | 31% | 31% | 31% | 31% | 31% | 31% | 31% | 31% | 31% | 31% | 31% | 31% | 31% | 31% | 31% | 31% | 31% | 31% | 31% | 31% | 31% | 31% | 31% | 31% | 31% | 31% | 31% | 31% | 31% | 31% | 31% | 31% | 31% | 31% | 31% | 31% | 31% | 31% | 31% | 31% | 31% | 31% | 31% | 31% | 31% | 31% | 31% | 31% | 31% | 31% | 31% | 31% | 31% | 31% | 6 | 75% | 2000 | 0.12574 | 0.09946 | 0 | 81.42% | 1 | 1 | 0 | 0 | 0 | 0 | 0 | 0 | 0 | 0 | 0 | 0 | 0 | 0 | 0 | 1 | 1 |  | 8 | 2017 | [6 empty] | 1554000 | 1554000 | 1554000 | 1554000 | 1554000 | 1554000 | 1554000 | 1554000 | 1554000 | 1554000 | 1554000 | 1554000 | 1554000 | 1554000 | 1554000 | 1554000 | 1554000 | 1554000 | 1554000 | 1554000 | 1554000 | 1554000 | 1554000 | 1554000 | 1554000 | 100% | 100% | 100% | 100% | 100% | 100% | 100% | 100% | 100% | 100% | 100% | 100% | 100% | 100% | 100% | 100% | 100% | 100% | 100% | 100% | 100% | 100% | 100% | 100% | 100% | 2006 | 1 | 0 | 0
1 | 24 | 2005 T-20 | std 19 | Water Dispensers | 6.155 | 0.80195 | 0 | 2006-01-01 | 8 | 100% | 0 | 100 | 266.45 | 0.034717 | 0 | 1.025 | 1.16 | -0.010333 | 23100 | 23100 | 23100 | 23100 | 23100 | 23100 | 23100 | 23100 | 23100 | 23100 | 23100 | 23100 | 23100 | 23100 | 23100 | 23100 | 23100 | 23100 | 23100 | 23100 | 23100 | 23100 | 23100 | 23100 | 23100 | 70% | 70% | 70% | 70% | 70% | 70% | 70% | 70% | 70% | 70% | 70% | 70% | 70% | 70% | 70% | 70% | 70% | 70% | 70% | 70% | 70% | 70% | 70% | 70% | 70% | 70% | 70% | 70% | 70% | 70% | 70% | 70% | 70% | 70% | 70% | 70% | 70% | 70% | 70% | 70% | 70% | 70% | 70% | 70% | 70% | 70% | 70% | 70% | 70% | 70% | 70% | 70% | 70% | 70% | 70% | 70% | 70% | 70% | 70% | 70% | 70% | 70% | 70% | 70% | 70% | 70% | 70% | 70% | 70% | 70% | 70% | 70% | 70% | 70% | 70% | 12 | 61% | 2000 | 0.03664 | 0.34288 | 0 | 79.5% | 1 | 1 | 0 | 0 | 0 | 0 | 0 | 0 | 0 | 0 | 0 | 0 | 0 | 0 | 0 | 1 | 1 |  | 8 | 2017 | [6 empty] | 23100 | 23100 | 23100 | 23100 | 23100 | 23100 | 23100 | 23100 | 23100 | 23100 | 23100 | 23100 | 23100 | 23100 | 23100 | 23100 | 23100 | 23100 | 23100 | 23100 | 23100 | 23100 | 23100 | 23100 | 23100 | 100% | 100% | 100% | 100% | 100% | 100% | 100% | 100% | 100% | 100% | 100% | 100% | 100% | 100% | 100% | 100% | 100% | 100% | 100% | 100% | 100% | 100% | 100% | 100% | 100% | 2006 | 1 | 0 | 0
1 | 25 | 2005 T-20 | std 20 | Unit Heaters and Duct Furnaces | 0 | 0 | 2.4732 | 2006-10-01 | 15 | 100% | 0 | 100 | 0 | 0 | 229 | 1 | 1 | 0 | 10800 | 10800 | 10800 | 10800 | 10800 | 10800 | 10800 | 10800 | 10800 | 10800 | 10800 | 10800 | 10800 | 10800 | 10800 | 10800 | 10800 | 10800 | 10800 | 10800 | 10800 | 10800 | 10800 | 10800 | 10800 | 100% | 100% | 100% | 100% | 100% | 100% | 100% | 100% | 100% | 100% | 100% | 100% | 100% | 100% | 100% | 100% | 100% | 100% | 100% | 100% | 100% | 100% | 100% | 100% | 100% | 100% | 100% | 100% | 100% | 100% | 100% | 100% | 100% | 100% | 100% | 100% | 100% | 100% | 100% | 100% | 100% | 100% | 100% | 100% | 100% | 100% | 100% | 100% | 100% | 100% | 100% | 100% | 100% | 100% | 100% | 100% | 100% | 100% | 100% | 100% | 100% | 100% | 100% | 100% | 100% | 100% | 100% | 100% | 100% | 100% | 100% | 100% | 100% | 100% | 100% | 9 | 31% | 1965 | 0.00708 | 0.09653 | 0 | 72.79% | 1 | 1 | 0 | 0 | 0 | 0 | 0 | 0 | 0 | 0 | 0 | 0 | 0 | 0 | 0 | 1 | 1 |  | 8 | 2017 | [6 empty] | 10800 | 10800 | 10800 | 10800 | 10800 | 10800 | 10800 | 10800 | 10800 | 10800 | 10800 | 10800 | 10800 | 10800 | 10800 | 10800 | 10800 | 10800 | 10800 | 10800 | 10800 | 10800 | 10800 | 10800 | 10800 | 100% | 100% | 100% | 100% | 100% | 100% | 100% | 100% | 100% | 100% | 100% | 100% | 100% | 100% | 100% | 100% | 100% | 100% | 100% | 100% | 100% | 100% | 100% | 100% | 100% | 2006 | 1 | 0 | 0
1 | 26 | 2005 T-20 | std 21 | Commercial Dishwasher Pre-Rinse Spray Valves | 0 | 0 | 0 | 2006-01-01 | 5 | 100% | 0 | 100 | 0 | 0 | 0 | 1 | 1 | 0 | 9000 | 9000 | 9000 | 9000 | 9000 | 9000 | 9000 | 9000 | 9000 | 9000 | 9000 | 9000 | 9000 | 9000 | 9000 | 9000 | 9000 | 9000 | 9000 | 9000 | 9000 | 9000 | 9000 | 9000 | 9000 | 100% | 100% | 100% | 100% | 100% | 100% | 100% | 100% | 100% | 100% | 100% | 100% | 100% | 100% | 100% | 100% | 100% | 100% | 100% | 100% | 100% | 100% | 100% | 100% | 100% | 100% | 100% | 100% | 100% | 100% | 100% | 100% | 100% | 100% | 100% | 100% | 100% | 100% | 100% | 100% | 100% | 100% | 100% | 100% | 100% | 100% | 100% | 100% | 100% | 100% | 100% | 100% | 100% | 100% | 100% | 100% | 100% | 100% | 100% | 100% | 100% | 100% | 100% | 100% | 100% | 100% | 100% | 100% | 100% | 100% | 100% | 100% | 100% | 100% | 100% | 9 | 83% | 2003 | 0.03926 | 0.38936 | 0 | 64.38% | 1 | 1 | 0 | 0 | 0 | 0 | 0 | 0 | 0 | 0 | 0 | 0 | 0 | 0 | 0 | 1 | 1 |  | 8 | 2017 | [6 empty] | 9000 | 9000 | 9000 | 9000 | 9000 | 9000 | 9000 | 9000 | 9000 | 9000 | 9000 | 9000 | 9000 | 9000 | 9000 | 9000 | 9000 | 9000 | 9000 | 9000 | 9000 | 9000 | 9000 | 9000 | 9000 | 100% | 100% | 100% | 100% | 100% | 100% | 100% | 100% | 100% | 100% | 100% | 100% | 100% | 100% | 100% | 100% | 100% | 100% | 100% | 100% | 100% | 100% | 100% | 100% | 100% | 2006 | 1 | 0 | 0
1 | 27 | 2006 T-20 | std 22a | BR, ER and R20 Incandescent Reflector Lamps: Residential | 0 | 0 | 0 | 2008-01-08 | 4 | 100% | 0 | 100 | 5.8 | 0.00104 | 0 | 1.04 | 1.32 | -0.020667 |  |  | 0 | 0 | 1688793 | 1688793 | 902231.8767 | 0 | 0 | 0 | 0 | 0 | 0 | 0 | 0 | 0 | 0 | 0 | 0 | 0 | 0 | 0 | 0 | 0 | 0 |  |  | 84.57% | 84.57% | 81.7% | 81.7% | 81.7% | 81.7% | 81.7% | 81.7% | 81.7% | 81.7% | 81.7% | 81.7% | 81.7% | 81.7% | 81.7% | 81.7% | 81.7% | 81.7% | 81.7% | 81.7% | 81.7% | 81.7% | 81.7% |  |  |  |  | 81.7% | 81.7% | 81.7% | 81.7% | 81.7% | 81.7% | 81.7% | 81.7% | 81.7% | 81.7% | 81.7% | 81.7% | 81.7% | 81.7% | 81.7% | 81.7% | 81.7% | 81.7% | 81.7% | 81.7% | 81.7% |  |  |  |  | 81.7% | 81.7% | 81.7% | 81.7% | 81.7% | 81.7% | 81.7% | 81.7% | 81.7% | 81.7% | 81.7% | 81.7% | 81.7% | 81.7% | 81.7% | 81.7% | 81.7% | 81.7% | 81.7% | 81.7% | 81.7% | 18 | 36.55% | 2000 | 0.022545 | 0.14539 | 0 | 60.75% | 2 | 0 | 1 | 0 | 0 | 0 | 0 | 0 | 0 | 0 | 0 | 0 | 0 | 0 | 0 | 1 | 1 |  | 8 | 2017 | [10 empty] | 1688793 | 1688793 | 902231.8767 | 0 | 0 | 0 | 0 | 0 | 0 | 0 | 0 | 0 | 0 | 0 | 0 | 0 | 0 | 0 | 0 | 0 | 0 |  |  | 100% | 100% | 100% | 100% | 100% | 100% | 100% | 100% | 100% | 100% | 100% | 100% | 100% | 100% | 100% | 100% | 100% | 100% | 100% | 100% | 100% | 100% | 100% | 2008 | 1 | 0 | 0
1 | 28 | 2006 T-20 | std 22b | BR, ER and R20 Incandescent Reflector Lamps: Commercial | 0 | 0 | 0 | 2008-01-08 | 1 | 100% | 0 | 100 | 33.6 | 0.00783 | 0 | 1.1 | 1.32 | -0.0041 |  |  | 0 | 0 | 113902 | 113902 | 60851.7534 | 0 | 0 | 0 | 0 | 0 | 0 | 0 | 0 | 0 | 0 | 0 | 0 | 0 | 0 | 0 | 0 | 0 | 0 |  |  | 84.57% | 84.57% | 81.7% | 81.7% | 81.7% | 81.7% | 81.7% | 81.7% | 81.7% | 81.7% | 81.7% | 81.7% | 81.7% | 81.7% | 81.7% | 81.7% | 81.7% | 81.7% | 81.7% | 81.7% | 81.7% | 81.7% | 81.7% |  |  |  |  | 81.7% | 81.7% | 81.7% | 81.7% | 81.7% | 81.7% | 81.7% | 81.7% | 81.7% | 81.7% | 81.7% | 81.7% | 81.7% | 81.7% | 81.7% | 81.7% | 81.7% | 81.7% | 81.7% | 81.7% | 81.7% |  |  |  |  | 81.7% | 81.7% | 81.7% | 81.7% | 81.7% | 81.7% | 81.7% | 81.7% | 81.7% | 81.7% | 81.7% | 81.7% | 81.7% | 81.7% | 81.7% | 81.7% | 81.7% | 81.7% | 81.7% | 81.7% | 81.7% | 18 | 36.55% | 2000 | 0.022545 | 0.14539 | 0 | 60.75% | 2 | 0 | 1 | 0 | 0 | 0 | 0 | 0 | 0 | 0 | 0 | 0 | 0 | 0 | 0 | 1 | 1 |  | 8 | 2017 | [10 empty] | 113902 | 113902 | 60851.7534 | 0 | 0 | 0 | 0 | 0 | 0 | 0 | 0 | 0 | 0 | 0 | 0 | 0 | 0 | 0 | 0 | 0 | 0 |  |  | 100% | 100% | 100% | 100% | 100% | 100% | 100% | 100% | 100% | 100% | 100% | 100% | 100% | 100% | 100% | 100% | 100% | 100% | 100% | 100% | 100% | 100% | 100% | 2008 | 1 | 0 | 0
1 | 29 | 2008 T-20 | std 23 | Metal Halide Fixtures | 40.1544 | 7.0668 | 0 | 2010-01-01 | 14 | 100% | 0 | 100 | 171.6 | 0.0302 | 0 | 1.1 | 1.32 | -0.0041 |  |  |  |  | 234000 | 234000 | 234000 | 234000 | 234000 | 234000 | 234000 | 234000 | 234000 | 234000 | 234000 | 234000 | 234000 | 234000 | 234000 | 234000 | 234000 | 234000 | 234000 | 234000 | 234000 |  |  |  |  | 95% | 95% | 95% | 95% | 95% | 95% | 95% | 95% | 95% | 95% | 95% | 95% | 95% | 95% | 95% | 95% | 95% | 95% | 95% | 95% | 95% |  |  |  |  | 95% | 95% | 95% | 95% | 95% | 95% | 95% | 95% | 95% | 95% | 95% | 95% | 95% | 95% | 95% | 95% | 95% | 95% | 95% | 95% | 95% |  |  |  |  | 95% | 95% | 95% | 95% | 95% | 95% | 95% | 95% | 95% | 95% | 95% | 95% | 95% | 95% | 95% | 95% | 95% | 95% | 95% | 95% | 95% | 9 | 50.82% | 2000 | 0.0026525 | 0.366 | 16977.8 | 72.25% | 3 | 0 | 0 | 1 | 0 | 0 | 0 | 0 | 0 | 0 | 0 | 0 | 0 | 0 | 0 | 1 | 1 |  | 8 | 2017 | [10 empty] | 234000 | 234000 | 234000 | 234000 | 234000 | 234000 | 234000 | 234000 | 234000 | 234000 | 234000 | 234000 | 234000 | 234000 | 234000 | 234000 | 234000 | 234000 | 234000 | 234000 | 234000 |  |  |  |  | 100% | 100% | 100% | 100% | 100% | 100% | 100% | 100% | 100% | 100% | 100% | 100% | 100% | 100% | 100% | 100% | 100% | 100% | 100% | 100% | 100% | 2010 | 1 | 0 | 0
1 | 30 | 2008 T-20 | std 24 | Portable Lighting Fixtures | 80.6864 | 11.9956 | 0 | 2010-01-01 | 12 | 100% | 0 | 100 | 25.56 | 0.0038 | 0 | 1.07 | 1.2733 | -0.01235 |  |  |  |  | 3156743 | 3156743 | 3156743 | 3156743 | 3156743 | 3156743 | 3156743 | 3156743 | 3156743 | 3156743 | 3156743 | 3156743 | 3156743 | 3156743 | 3156743 | 3156743 | 3156743 | 3156743 | 3156743 | 3156743 | 3156743 |  |  |  |  | 93% | 93% | 93% | 93% | 93% | 93% | 93% | 93% | 93% | 93% | 93% | 93% | 93% | 93% | 93% | 93% | 93% | 93% | 93% | 93% | 93% |  |  |  |  | 93% | 93% | 93% | 93% | 93% | 93% | 93% | 93% | 93% | 93% | 93% | 93% | 93% | 93% | 93% | 93% | 93% | 93% | 93% | 93% | 93% |  |  |  |  | 93% | 93% | 93% | 93% | 93% | 93% | 93% | 93% | 93% | 93% | 93% | 93% | 93% | 93% | 93% | 93% | 93% | 93% | 93% | 93% | 93% | 9 | 21.9% | 2000 | 0.0018946 | 0.49764 | 0 | 49% | 3 | 0 | 0 | 1 | 0 | 0 | 0 | 0 | 0 | 0 | 0 | 0 | 0 | 0 | 0 | 1 | 1 |  | 8 | 2017 | [10 empty] | 3156743 | 3156743 | 3156743 | 3156743 | 3156743 | 3156743 | 3156743 | 3156743 | 3156743 | 3156743 | 3156743 | 3156743 | 3156743 | 3156743 | 3156743 | 3156743 | 3156743 | 3156743 | 3156743 | 3156743 | 3156743 |  |  |  |  | 100% | 100% | 100% | 100% | 100% | 100% | 100% | 100% | 100% | 100% | 100% | 100% | 100% | 100% | 100% | 100% | 100% | 100% | 100% | 100% | 100% | 2010 | 1 | 0 | 0
1 | 31 | 2008 T-20 | std 25 | General Purpose Lighting -- 100 watt | 181.467 | 25.051 | 0 | 2011-01-01 | 2 | 100% | 0 | 100 | 14.85 | 0.00205 | 0 | 1.07 | 1.2733 | -0.01235 | [5 empty] | 12220000 | 0 | 0 | 0 | 0 | 0 | 0 | 0 | 0 | 0 | 0 | 0 | 0 | 0 | 0 | 0 | 0 | 0 | 0 | 0 | [5 empty] | 36% | 88% | 88% | 88% | 88% | 88% | 88% | 88% | 88% | 88% | 88% | 88% | 88% | 88% | 88% | 88% | 88% | 88% | 88% | 88% |  |  |  |  | 0% | 36% | 88% | 88% | 88% | 88% | 88% | 88% | 88% | 88% | 88% | 88% | 88% | 88% | 88% | 88% | 88% | 88% | 88% | 88% | 88% |  |  |  |  | 0% | 36% | 88% | 88% | 88% | 88% | 88% | 88% | 88% | 88% | 88% | 88% | 88% | 88% | 88% | 88% | 88% | 88% | 88% | 88% | 88% | 6 | 17.37% | 2000 | 0.0036239 | 0.34557 | 0 | 75.75% | 3 | 0 | 0 | 1 | 0 | 0 | 0 | 0 | 0 | 0 | 0 | 0 | 0 | 0 | 0 | 1 | 1 |  | 8 | 2017 | [11 empty] | 12220000 | 0 | 0 | 0 | 0 | 0 | 0 | 0 | 0 | 0 | 0 | 0 | 0 | 0 | 0 | 0 | 0 | 0 | 0 | 0 | [5 empty] | 100% | 100% | 100% | 100% | 100% | 100% | 100% | 100% | 100% | 100% | 100% | 100% | 100% | 100% | 100% | 100% | 100% | 100% | 100% | 100% | 2011 | 1 | 0 | 0
1 | 32 | 2008 T-20 | std 26 | General Purpose Lighting -- 75 watt | 125.2719 | 17.2989 | 0 | 2012-01-01 | 2 | 100% | 0 | 100 | 10.79 | 0.00149 | 0 | 1.07 | 1.2733 | -0.01235 | [6 empty] | 11610000 | 0 | 0 | 0 | 0 | 0 | 0 | 0 | 0 | 0 | 0 | 0 | 0 | 0 | 0 | 0 | 0 | 0 | 0 | [6 empty] | 40% | 40% | 40% | 40% | 40% | 40% | 40% | 40% | 40% | 40% | 40% | 40% | 40% | 40% | 40% | 40% | 40% | 40% | 40% |  |  |  |  | 0% | 0% | 40% | 40% | 40% | 40% | 40% | 40% | 40% | 40% | 40% | 40% | 40% | 40% | 40% | 40% | 40% | 40% | 40% | 40% | 40% |  |  |  |  | 0% | 0% | 40% | 40% | 40% | 40% | 40% | 40% | 40% | 40% | 40% | 40% | 40% | 40% | 40% | 40% | 40% | 40% | 40% | 40% | 40% | 6 | 16.12% | 2000 | 0.0074732 | 0.29397 | 0 | 75.75% | 3 | 0 | 0 | 1 | 0 | 0 | 0 | 0 | 0 | 0 | 0 | 0 | 0 | 0 | 0 | 1 | 1 |  | 8 | 2017 | [12 empty] | 11610000 | 0 | 0 | 0 | 0 | 0 | 0 | 0 | 0 | 0 | 0 | 0 | 0 | 0 | 0 | 0 | 0 | 0 | 0 | [6 empty] | 100% | 100% | 100% | 100% | 100% | 100% | 100% | 100% | 100% | 100% | 100% | 100% | 100% | 100% | 100% | 100% | 100% | 100% | 100% | 2012 | 1 | 0 | 0
1 | 33 | 2008 T-20 | std 27 | General Purpose Lighting -- 60 and 40 watt | 283.6592 | 39.05 | 0 | 2013-01-01 | 2 | 100% | 0 | 100 | 9.08 | 0.00125 | 0 | 1.07 | 1.2733 | -0.01235 | [7 empty] | 31240000 | 0 | 0 | 0 | 0 | 0 | 0 | 0 | 0 | 0 | 0 | 0 | 0 | 0 | 0 | 0 | 0 | 0 | [7 empty] | 84.57% | 84.57% | 84.57% | 84.57% | 84.57% | 84.57% | 84.57% | 84.57% | 84.57% | 84.57% | 84.57% | 84.57% | 84.57% | 84.57% | 84.57% | 84.57% | 84.57% | 84.57% |  |  |  |  | 84.57% | 84.57% | 84.57% | 84.57% | 84.57% | 84.57% | 84.57% | 84.57% | 84.57% | 84.57% | 84.57% | 84.57% | 84.57% | 84.57% | 84.57% | 84.57% | 84.57% | 84.57% | 84.57% | 84.57% | 84.57% |  |  |  |  | 84.57% | 84.57% | 84.57% | 84.57% | 84.57% | 84.57% | 84.57% | 84.57% | 84.57% | 84.57% | 84.57% | 84.57% | 84.57% | 84.57% | 84.57% | 84.57% | 84.57% | 84.57% | 84.57% | 84.57% | 84.57% | 6 | 16.91% | 2000 | 0.010535 | 0.25508 | 0 | 75.75% | 3 | 0 | 0 | 1 | 0 | 0 | 0 | 0 | 0 | 0 | 0 | 0 | 0 | 0 | 0 | 1 | 1 |  | 8 | 2017 | [13 empty] | 31240000 | 0 | 0 | 0 | 0 | 0 | 0 | 0 | 0 | 0 | 0 | 0 | 0 | 0 | 0 | 0 | 0 | 0 | [7 empty] | 100% | 100% | 100% | 100% | 100% | 100% | 100% | 100% | 100% | 100% | 100% | 100% | 100% | 100% | 100% | 100% | 100% | 100% | 2013 | 1 | 0 | 0
1 | 34 | 2009 T-20 | std 28a | Televisions - Tier 1 | 367.18 | 33.38 | 0 | 2011-01-01 | 10 | 100% | 0 | 100 | 110 | 0.01 | 0 | 1.05 | 1.32 | -0.020667 | [5 empty] | 3338000 | 3338000 | 3744138 | 3744138 | 3744138 | 3744138 | 3744138 | 3744138 | 3744138 | 3744138 | 3744138 | 3744138 | 3744138 | 3744138 | 3744138 | 3744138 | 3744138 | 3744138 | 3744138 | 3744138 | [5 empty] | 98% | 98% | 98% | 98% | 98% | 98% | 98% | 98% | 98% | 98% | 98% | 98% | 98% | 98% | 98% | 98% | 98% | 98% | 98% | 98% |  |  |  |  | 98% | 98% | 98% | 98% | 98% | 98% | 98% | 98% | 98% | 98% | 98% | 98% | 98% | 98% | 98% | 98% | 98% | 98% | 98% | 98% | 98% |  |  |  |  | 98% | 98% | 98% | 98% | 98% | 98% | 98% | 98% | 98% | 98% | 98% | 98% | 98% | 98% | 98% | 98% | 98% | 98% | 98% | 98% | 98% | 6 | 81.7% | 2000 | 0.0044873 | 0.53373 | 579000 | 60.5% | 4 | 0 | 0 | 0 | 1 | 0 | 0 | 0 | 0 | 0 | 0 | 0 | 0 | 0 | 0 | 1 | 1 |  | 8 | 2017 | [11 empty] | 3338000 | 3338000 | 3744138 | 3744138 | 3744138 | 3744138 | 3744138 | 3744138 | 3744138 | 3744138 | 3744138 | 3744138 | 3744138 | 3744138 | 3744138 | 3744138 | 3744138 | 3744138 | 3744138 | 3744138 | [5 empty] | 100% | 100% | 100% | 100% | 100% | 100% | 100% | 100% | 100% | 100% | 100% | 100% | 100% | 100% | 100% | 100% | 100% | 100% | 100% | 100% | 2011 | 1 | 0 | 0
1 | 35 | 2009 T-20 | std 28b | Televisions - Tier 2 | 411.8552 | 33.6972 | 0 | 2013-01-01 | 10 | 100% | 0 | 100 | 110 | 0.009 | 0 | 1.07 | 1.297 | -0.013 | [7 empty] | 3744138 | 3744138 | 3744138 | 3744138 | 3744138 | 3744138 | 3744138 | 3744138 | 3744138 | 3744138 | 3744138 | 3744138 | 3744138 | 3744138 | 3744138 | 3744138 | 3744138 | 3744138 | [7 empty] | 97.2% | 98.5% | 98.5% | 98.5% | 98.5% | 98.5% | 98.5% | 98.5% | 98.5% | 98.5% | 98.5% | 98.5% | 98.5% | 98.5% | 98.5% | 98.5% | 98.5% | 98.5% | [7 empty] | 97.2% | 98.5% | 98.5% | 98.5% | 98.5% | 98.5% | 98.5% | 98.5% | 98.5% | 98.5% | 98.5% | 98.5% | 98.5% | 98.5% | 98.5% | 98.5% | 98.5% | 98.5% | [7 empty] | 97.2% | 98.5% | 98.5% | 98.5% | 98.5% | 98.5% | 98.5% | 98.5% | 98.5% | 98.5% | 98.5% | 98.5% | 98.5% | 98.5% | 98.5% | 98.5% | 98.5% | 98.5% | 6 | 82.32% | 2000 | 0.0084692 | 0.38011 | 0 | 60.5% | 4 | 0 | 0 | 0 | 1 | 0 | 0 | 0 | 0 | 0 | 0 | 0 | 0 | 0 | 0 | 1 | 1 |  | 8 | 2017 | [13 empty] | 3744138 | 3744138 | 3744138 | 3744138 | 3744138 | 3744138 | 3744138 | 3744138 | 3744138 | 3744138 | 3744138 | 3744138 | 3744138 | 3744138 | 3744138 | 3744138 | 3744138 | 3744138 | [7 empty] | 100% | 100% | 100% | 100% | 100% | 100% | 100% | 100% | 100% | 100% | 100% | 100% | 100% | 100% | 100% | 100% | 100% | 100% | 2013 | 1 | 0 | 0
1 | 36 | 2011 T-20 | Std 29 | Small Battery Chargers – Tier 1 (consumer with no USB charger or USB charger <20 watt-hours) | 433.2924 | 17.0691 | 0 | 2013-02-01 | 3 | 100% | 0 | 100 | 9.9 | 0.00039 | 0 | 1.047 | 1.36 | -0.021 | [7 empty] | 43766906 | 43766906 | 43766906 | 43766906 | 43766906 | 43766906 | 43766906 | 43766906 | 43766906 | 43766906 | 43766906 | 43766906 | 43766906 | 43766906 | 43766906 | 43766906 | 43766906 | 43766906 | [7 empty] | 90% | 90% | 90% | 90% | 90% | 90% | 90% | 90% | 90% | 90% | 90% | 90% | 90% | 90% | 90% | 90% | 90% | 90% | [7 empty] | 90% | 90% | 90% | 90% | 90% | 90% | 90% | 90% | 90% | 90% | 90% | 90% | 90% | 90% | 90% | 90% | 90% | 90% | [7 empty] | 90% | 90% | 90% | 90% | 90% | 90% | 90% | 90% | 90% | 90% | 90% | 90% | 90% | 90% | 90% | 90% | 90% | 90% | 9 | 53.83% | 2000 | 0.0068023 | 0.32059 | 0 | 57.5% | 5 | 0 | 0 | 0 | 0 | 1 | 0 | 0 | 0 | 0 | 0 | 0 | 0 | 0 | 0 | 1 | 1 |  | 8 | 2017 | [13 empty] | 43766906 | 43766906 | 43766906 | 43766906 | 43766906 | 43766906 | 43766906 | 43766906 | 43766906 | 43766906 | 43766906 | 43766906 | 43766906 | 43766906 | 43766906 | 43766906 | 43766906 | 43766906 | [6 empty] | 100% | 100% | 100% | 100% | 100% | 100% | 100% | 100% | 100% | 100% | 100% | 100% | 100% | 100% | 100% | 100% | 100% | 100% | 100% | 2013 | 1 | 0 | 0
1 | 37 | 2011 T-20 | Std 30 | Small Battery Chargers – Tier 2 (consumer with USB charger ≥20 watt-hours) | 0 | 7.3248 | 0 | 2014-01-01 | 4 | 100% | 0 | 100 | 0 | 0.0014092 | 0 | 1.047 | 1.36 | -0.021 | [8 empty] | 5197800 | 5197800 | 5197800 | 5197800 | 5197800 | 5197800 | 5197800 | 5197800 | 5197800 | 5197800 | 5197800 | 5197800 | 5197800 | 5197800 | 5197800 | 5197800 | 5197800 | [8 empty] | 88% | 88% | 88% | 88% | 88% | 88% | 88% | 88% | 88% | 88% | 88% | 88% | 88% | 88% | 88% | 88% | 88% | [8 empty] | 88% | 88% | 88% | 88% | 88% | 88% | 88% | 88% | 88% | 88% | 88% | 88% | 88% | 88% | 88% | 88% | 88% | [8 empty] | 88% | 88% | 88% | 88% | 88% | 88% | 88% | 88% | 88% | 88% | 88% | 88% | 88% | 88% | 88% | 88% | 88% | 9 | 60.46% | 2000 | 0.012003 | 0.24148 | 0 | 57.5% | 5 | 0 | 0 | 0 | 0 | 1 | 0 | 0 | 0 | 0 | 0 | 0 | 0 | 0 | 0 | 1 | 1 |  | 8 | 2017 | [13 empty] | 2400000 | 5197800 | 5197800 | 5197800 | 5197800 | 5197800 | 5197800 | 5197800 | 5197800 | 5197800 | 5197800 | 5197800 | 5197800 | 5197800 | 5197800 | 5197800 | 5197800 | 5197800 | [6 empty] | 100% | 100% | 100% | 100% | 100% | 100% | 100% | 100% | 100% | 100% | 100% | 100% | 100% | 100% | 100% | 100% | 100% | 100% | 100% | 2014 | 1 | 0 | 0
1 | 38 | 2011 T-20 | Std 31 | Small Battery Chargers – Tier 3 (non-consumer) | 30.5722 | 22.1801 | 0 | 2017-01-01 | 10 | 100% | 0 | 100 | 11.5464 | 0.0083769 | 0 | 1.092 | 1.235 | -0.005 | 2017: 2647763.8369; 2018: 2692617.3054; 2019: 2740610.5168; 2020: 2791963.253; 2021: 2791963.253; 2022: 2791963.253; 2023: 2791963.253; 2024: 2791963.253; 2025: 2791963.253; 2026: 2791963.253; 2027: 2791963.253; 2028: 2791963.253; 2029: 2791963.253; 2030: 2791963.253 | [11 empty] | 84.57% | 84.57% | 84.57% | 84.57% | 84.57% | 84.57% | 84.57% | 84.57% | 84.57% | 84.57% | 84.57% | 84.57% | 84.57% | 84.57% | [11 empty] | 84.57% | 84.57% | 84.57% | 84.57% | 84.57% | 84.57% | 84.57% | 84.57% | 84.57% | 84.57% | 84.57% | 84.57% | 84.57% | 84.57% | [11 empty] | 84.57% | 84.57% | 84.57% | 84.57% | 84.57% | 84.57% | 84.57% | 84.57% | 84.57% | 84.57% | 84.57% | 84.57% | 84.57% | 84.57% | 9 | 47.35% | 2000 | 0.0043633 | 0.2632 | 0 | 74% | 5 | 0 | 0 | 0 | 0 | 1 | 0 | 0 | 0 | 0 | 0 | 0 | 0 | 0 | 0 | 1 | 1 |  | 8 | 2018 | [13 empty] | 2495835.6632 | 2530054.1596 | 2566667.9508 | 2605844.7074 | 2647763.8369 | 2692617.3054 | 2740610.5168 | 2791963.253 | 2791963.253 | 2791963.253 | 2791963.253 | 2791963.253 | 2791963.253 | 2791963.253 | 2791963.253 | 2791963.253 | 2791963.253 | 2791963.253 | [6 empty] | 100% | 100% | 100% | 100% | 100% | 100% | 100% | 100% | 100% | 100% | 100% | 100% | 100% | 100% | 100% | 100% | 100% | 100% | 100% | 2017 | 1 | 0 | 0
1 | 39 | 2011 T-20 | Std 32 | Large Battery Chargers (≥2kW rated input) | 13.0692 | 0.58672 | 0 | 2014-01-01 | 15 | 100% | 0 | 100 | 1782 | 0.08 | 0 | 1 | 1 | 0 | [8 empty] | 7334 | 7334 | 7334 | 7334 | 7334 | 7334 | 7334 | 7334 | 7334 | 7334 | 7334 | 7334 | 7334 | 7334 | 7334 | 7334 | 7334 | [8 empty] | 78% | 78% | 78% | 78% | 78% | 78% | 78% | 78% | 78% | 78% | 78% | 78% | 78% | 78% | 78% | 78% | 78% | [8 empty] | 78% | 78% | 78% | 78% | 78% | 78% | 78% | 78% | 78% | 78% | 78% | 78% | 78% | 78% | 78% | 78% | 78% | [8 empty] | 78% | 78% | 78% | 78% | 78% | 78% | 78% | 78% | 78% | 78% | 78% | 78% | 78% | 78% | 78% | 78% | 78% | 9 | 39.63% | 2000 | 0.0027451 | 0.27495 | 0 | 90% | 5 | 0 | 0 | 0 | 0 | 1 | 0 | 0 | 0 | 0 | 0 | 0 | 0 | 0 | 0 | 1 | 1 |  | 8 | 2017 | [13 empty] | 0 | 7334 | 7334 | 7334 | 7334 | 7334 | 7334 | 7334 | 7334 | 7334 | 7334 | 7334 | 7334 | 7334 | 7334 | 7334 | 7334 | 7334 | [7 empty] | 100% | 100% | 100% | 100% | 100% | 100% | 100% | 100% | 100% | 100% | 100% | 100% | 100% | 100% | 100% | 100% | 100% | 100% | 2014 | 1 | 0 | 0
1 | 40 | 2015 T-20 | Std 33a | Residential Faucets & Aerators - Lavatory w/ Natural Gas Water Heating - Tier 1 (2.2 –1.5 gpm) | 0 | 0 | 0 | 2015-09-01 | 10 | 100% | 0 | 100 | 3.8755 | 0 | 3.25 | 1 | 1 | 0 | [9 empty] | 0 | 2513427.598 | 2543217.9919 | 2573509.6377 | 2604339.528 | 2635658.5648 | 2635658.5648 | 2635658.5648 | 2635658.5648 | 2635658.5648 | 2635658.5648 | 2635658.5648 | 2635658.5648 | 2635658.5648 | 2635658.5648 | 2635658.5648 | [9 empty] | 89% | 89% | 89% | 89% | 89% | 89% | 89% | 89% | 89% | 89% | 89% | 89% | 89% | 89% | 89% | 89% | [9 empty] | 89% | 89% | 89% | 89% | 89% | 89% | 89% | 89% | 89% | 89% | 89% | 89% | 89% | 89% | 89% | 89% | [9 empty] | 89% | 89% | 89% | 89% | 89% | 89% | 89% | 89% | 89% | 89% | 89% | 89% | 89% | 89% | 89% | 89% |  | 35% | 2005 | 0.005 | 0.5 |  | 70% | 6 | 0 | 0 | 0 | 0 | 0 | 1 | 0 | 0 | 0 | 0 | 0 | 0 | 0 | 0 | 1 | 1 |  | 8 | 2017 | [16 empty] | 2513427.598 | 2543217.9919 | 2573509.6377 | 2604339.528 | 2635658.5648 | 2635658.5648 | 2635658.5648 | 2635658.5648 | 2635658.5648 | 2635658.5648 | 2635658.5648 | 2635658.5648 | 2635658.5648 | 2635658.5648 | 2635658.5648 | [7 empty] | 100% | 100% | 100% | 100% | 100% | 100% | 100% | 100% | 100% | 100% | 100% | 100% | 100% | 100% | 100% | 100% | 100% | 100% | 2015 | 1 | 0 | 0
1 | 41 | 2015 T-20 | Std 33b | Residential Faucets & Aerators - Lavatory w/ Electric Water Heating - Tier 1 (2.2 –1.5 gpm) | 0 | 0 | 0 | 2015-09-01 | 10 | 100% | 0 | 100 | 62.7955 | 0.013452 | 0 | 1 | 1 | 0 | [9 empty] | 0 | 218312.9997 | 220900.5539 | 223531.6462 | 226209.4897 | 228929.8199 | 228929.8199 | 228929.8199 | 228929.8199 | 228929.8199 | 228929.8199 | 228929.8199 | 228929.8199 | 228929.8199 | 228929.8199 | 228929.8199 | [9 empty] | 89% | 89% | 89% | 89% | 89% | 89% | 89% | 89% | 89% | 89% | 89% | 89% | 89% | 89% | 89% | 89% | [9 empty] | 89% | 89% | 89% | 89% | 89% | 89% | 89% | 89% | 89% | 89% | 89% | 89% | 89% | 89% | 89% | 89% | [9 empty] | 89% | 89% | 89% | 89% | 89% | 89% | 89% | 89% | 89% | 89% | 89% | 89% | 89% | 89% | 89% | 89% |  | 35% | 2005 | 0.005 | 0.5 |  | 70% | 6 | 0 | 0 | 0 | 0 | 0 | 1 | 0 | 0 | 0 | 0 | 0 | 0 | 0 | 0 | 1 | 1 |  | 8 | 2017 | [16 empty] | 218312.9997 | 220900.5539 | 223531.6462 | 226209.4897 | 228929.8199 | 228929.8199 | 228929.8199 | 228929.8199 | 228929.8199 | 228929.8199 | 228929.8199 | 228929.8199 | 228929.8199 | 228929.8199 | 228929.8199 | [7 empty] | 100% | 100% | 100% | 100% | 100% | 100% | 100% | 100% | 100% | 100% | 100% | 100% | 100% | 100% | 100% | 100% | 100% | 100% | 2015 | 1 | 0 | 0
1 | 42 | 2015 T-20 | Std 33c | Residential Faucets & Aerators - Lavatory w/ Natural Gas Water Heating - Tier 2 (1.5 –1.2 gpm) | 2.267 | 0 | 2.3302 | 2016-07-01 | 10 | 100% | 0 | 100 | 0.90194 | 0 | 0.92709 | 1 | 1 | 0 | [10 empty] | 2513427.598 | 2543217.9919 | 2573509.6377 | 2604339.528 | 2635658.5648 | 2635658.5648 | 2635658.5648 | 2635658.5648 | 2635658.5648 | 2635658.5648 | 2635658.5648 | 2635658.5648 | 2635658.5648 | 2635658.5648 | 2635658.5648 | [9 empty] | 89% | 89% | 89% | 89% | 89% | 89% | 89% | 89% | 89% | 89% | 89% | 89% | 89% | 89% | 89% | 89% | [9 empty] | 89% | 89% | 89% | 89% | 89% | 89% | 89% | 89% | 89% | 89% | 89% | 89% | 89% | 89% | 89% | 89% | [9 empty] | 89% | 89% | 89% | 89% | 89% | 89% | 89% | 89% | 89% | 89% | 89% | 89% | 89% | 89% | 89% | 89% |  | 35% | 2005 | 0.01 | 0.16 |  | 70% | 6 | 0 | 0 | 0 | 0 | 0 | 1 | 0 | 0 | 0 | 0 | 0 | 0 | 0 | 0 | 1 | 1 |  | 8 | 2017 | [16 empty] | 2513427.598 | 2543217.9919 | 2573509.6377 | 2604339.528 | 2635658.5648 | 2635658.5648 | 2635658.5648 | 2635658.5648 | 2635658.5648 | 2635658.5648 | 2635658.5648 | 2635658.5648 | 2635658.5648 | 2635658.5648 | 2635658.5648 | [7 empty] | 100% | 100% | 100% | 100% | 100% | 100% | 100% | 100% | 100% | 100% | 100% | 100% | 100% | 100% | 100% | 100% | 100% | 100% | 2016 | 1 | 0 | 0
1 | 43 | 2015 T-20 | Std 33d | Residential Faucets & Aerators - Lavatory w/ Electric Water Heating - Tier 2 (1.5 –1.2 gpm) | 3.8648 | 0.83772 | 0 | 2016-07-01 | 10 | 100% | 0 | 100 | 17.7029 | 0.0038372 | 0 | 1 | 1 | 0 | [10 empty] | 218312.9997 | 220900.5539 | 223531.6462 | 226209.4897 | 228929.8199 | 228929.8199 | 228929.8199 | 228929.8199 | 228929.8199 | 228929.8199 | 228929.8199 | 228929.8199 | 228929.8199 | 228929.8199 | 228929.8199 | [9 empty] | 89% | 89% | 89% | 89% | 89% | 89% | 89% | 89% | 89% | 89% | 89% | 89% | 89% | 89% | 89% | 89% | [9 empty] | 89% | 89% | 89% | 89% | 89% | 89% | 89% | 89% | 89% | 89% | 89% | 89% | 89% | 89% | 89% | 89% | [9 empty] | 89% | 89% | 89% | 89% | 89% | 89% | 89% | 89% | 89% | 89% | 89% | 89% | 89% | 89% | 89% | 89% |  | 35% | 2005 | 0.01 | 0.16 |  | 70% | 6 | 0 | 0 | 0 | 0 | 0 | 1 | 0 | 0 | 0 | 0 | 0 | 0 | 0 | 0 | 1 | 1 |  | 8 | 2017 | [16 empty] | 218312.9997 | 220900.5539 | 223531.6462 | 226209.4897 | 228929.8199 | 228929.8199 | 228929.8199 | 228929.8199 | 228929.8199 | 228929.8199 | 228929.8199 | 228929.8199 | 228929.8199 | 228929.8199 | 228929.8199 | [7 empty] | 100% | 100% | 100% | 100% | 100% | 100% | 100% | 100% | 100% | 100% | 100% | 100% | 100% | 100% | 100% | 100% | 100% | 100% | 2016 | 1 | 0 | 0
1 | 44 | 2015 T-20 | Std 33e | Residential Faucets & Aerators - Kitchen w/ Natural Gas Water Heating (1.8 gpm) | 6.7839 | 0 | 5.6881 | 2016-01-01 | 10 | 100% | 0 | 100 | 5.2703 | 0 | 4.419 | 1 | 1 | 0 | [10 empty] | 1287201.7285 | 1301942.2013 | 1316926.0122 | 1332168.8321 | 1347645.9995 | 1347645.9995 | 1347645.9995 | 1347645.9995 | 1347645.9995 | 1347645.9995 | 1347645.9995 | 1347645.9995 | 1347645.9995 | 1347645.9995 | 1347645.9995 | [9 empty] | 89% | 89% | 89% | 89% | 89% | 89% | 89% | 89% | 89% | 89% | 89% | 89% | 89% | 89% | 89% | 89% | [9 empty] | 89% | 89% | 89% | 89% | 89% | 89% | 89% | 89% | 89% | 89% | 89% | 89% | 89% | 89% | 89% | 89% | [9 empty] | 89% | 89% | 89% | 89% | 89% | 89% | 89% | 89% | 89% | 89% | 89% | 89% | 89% | 89% | 89% | 89% |  | 50% | 2000 | 1 | 1 |  | 70% | 6 | 0 | 0 | 0 | 0 | 0 | 1 | 0 | 0 | 0 | 0 | 0 | 0 | 0 | 0 | 1 | 1 |  | 8 | 2017 | [16 empty] | 1287201.7285 | 1301942.2013 | 1316926.0122 | 1332168.8321 | 1347645.9995 | 1347645.9995 | 1347645.9995 | 1347645.9995 | 1347645.9995 | 1347645.9995 | 1347645.9995 | 1347645.9995 | 1347645.9995 | 1347645.9995 | 1347645.9995 | [7 empty] | 100% | 100% | 100% | 100% | 100% | 100% | 100% | 100% | 100% | 100% | 100% | 100% | 100% | 100% | 100% | 100% | 100% | 100% | 2016 | 1 | 0 | 0
1 | 45 | 2015 T-20 | Std 33f | Residential Faucets & Aerators - Kitchen w/ Electric Water Heating (1.8 gpm) | 9.547 | 2.0449 | 0 | 2016-01-01 | 10 | 100% | 0 | 100 | 85.3903 | 0.01829 |  | 1 | 1 | 0 | [10 empty] | 111804.6411 | 113084.9791 | 114386.4531 | 115710.4243 | 117054.7506 | 117054.7506 | 117054.7506 | 117054.7506 | 117054.7506 | 117054.7506 | 117054.7506 | 117054.7506 | 117054.7506 | 117054.7506 | 117054.7506 | [9 empty] | 89% | 89% | 89% | 89% | 89% | 89% | 89% | 89% | 89% | 89% | 89% | 89% | 89% | 89% | 89% | 89% | [9 empty] | 89% | 89% | 89% | 89% | 89% | 89% | 89% | 89% | 89% | 89% | 89% | 89% | 89% | 89% | 89% | 89% | [9 empty] | 89% | 89% | 89% | 89% | 89% | 89% | 89% | 89% | 89% | 89% | 89% | 89% | 89% | 89% | 89% | 89% |  | 50% | 2000 | 1 | 1 |  | 70% | 6 | 0 | 0 | 0 | 0 | 0 | 1 | 0 | 0 | 0 | 0 | 0 | 0 | 0 | 0 | 1 | 1 |  | 8 | 2017 | [16 empty] | 111804.6411 | 113084.9791 | 114386.4531 | 115710.4243 | 117054.7506 | 117054.7506 | 117054.7506 | 117054.7506 | 117054.7506 | 117054.7506 | 117054.7506 | 117054.7506 | 117054.7506 | 117054.7506 | 117054.7506 | [7 empty] | 100% | 100% | 100% | 100% | 100% | 100% | 100% | 100% | 100% | 100% | 100% | 100% | 100% | 100% | 100% | 100% | 100% | 100% | 2016 | 1 | 0 | 0
1 | 46 | 2015 T-20 | Std 33g | Public Lavatory Faucets (.5 gpm) | 6.8376 | 0 | 4.7225 | 2016-01-01 | 10 | 100% | 0 | 100 | 17.3746 | 0 | 12 | 1 | 1 | 0 | [10 empty] | 393539 | 393539 | 393539 | 393539 | 393539 | 393539 | 393539 | 393539 | 393539 | 393539 | 393539 | 393539 | 393539 | 393539 | 393539 | [9 empty] | 89% | 89% | 89% | 89% | 89% | 89% | 89% | 89% | 89% | 89% | 89% | 89% | 89% | 89% | 89% | 89% | [9 empty] | 89% | 89% | 89% | 89% | 89% | 89% | 89% | 89% | 89% | 89% | 89% | 89% | 89% | 89% | 89% | 89% | [9 empty] | 89% | 89% | 89% | 89% | 89% | 89% | 89% | 89% | 89% | 89% | 89% | 89% | 89% | 89% | 89% | 89% |  | 35% | 2000 | 1 | 1 |  | 70% | 6 | 0 | 0 | 0 | 0 | 0 | 1 | 0 | 0 | 0 | 0 | 0 | 0 | 0 | 0 | 1 | 1 |  | 8 | 2017 | [16 empty] | 393539 | 393539 | 393539 | 393539 | 393539 | 393539 | 393539 | 393539 | 393539 | 393539 | 393539 | 393539 | 393539 | 393539 | 393539 | [7 empty] | 100% | 100% | 100% | 100% | 100% | 100% | 100% | 100% | 100% | 100% | 100% | 100% | 100% | 100% | 100% | 100% | 100% | 100% | 2016 | 1 | 0 | 0
1 | 47 | 2015 T-20 | Std 34a | Showerheads w/ Natural Gas Water Heaters - Tier 1 (2..5 to 2.0 gpm) | 7.5258 | 0 | 18.8892 | 2016-07-01 | 10 | 100% | 0 | 100 | 5.0898 | 0 | 12.7751 | 1 | 1 | 0 | [10 empty] | 1478599.9111 | 1487708.9951 | 1527161.9423 | 1530768.6039 | 1541358.3557 | 1541358.3557 | 1541358.3557 | 1541358.3557 | 1541358.3557 | 1541358.3557 | 1541358.3557 | 1541358.3557 | 1541358.3557 | 1541358.3557 | 1541358.3557 | [9 empty] | 89% | 89% | 89% | 89% | 89% | 89% | 89% | 89% | 89% | 89% | 89% | 89% | 89% | 89% | 89% | 89% | [9 empty] | 89% | 89% | 89% | 89% | 89% | 89% | 89% | 89% | 89% | 89% | 89% | 89% | 89% | 89% | 89% | 89% | [9 empty] | 89% | 89% | 89% | 89% | 89% | 89% | 89% | 89% | 89% | 89% | 89% | 89% | 89% | 89% | 89% | 89% |  | 35% | 1995 | 0.01 | 0.2 |  | 70% | 6 | 0 | 0 | 0 | 0 | 0 | 1 | 0 | 0 | 0 | 0 | 0 | 0 | 0 | 0 | 1 | 1 |  | 8 | 2017 | [16 empty] | 1478599.9111 | 1487708.9951 | 1527161.9423 | 1530768.6039 | 1541358.3557 | 1541358.3557 | 1541358.3557 | 1541358.3557 | 1541358.3557 | 1541358.3557 | 1541358.3557 | 1541358.3557 | 1541358.3557 | 1541358.3557 | 1541358.3557 | [7 empty] | 100% | 100% | 100% | 100% | 100% | 100% | 100% | 100% | 100% | 100% | 100% | 100% | 100% | 100% | 100% | 100% | 100% | 100% | 2016 | 1 | 0 | 0
1 | 48 | 2015 T-20 | Std 34b | Showerheads w/ Electric Water Heaters - Tier 1 (2..5 to 2.0 gpm) | 31.5928 | 4.1103 | 0 | 2016-07-01 | 10 | 100% | 0 | 100 | 254.6676 | 0.033133 | 0 | 1 | 1 | 0 | [10 empty] | 124054.8678 | 124819.122 | 128129.2333 | 128431.833 | 129320.3156 | 129320.3156 | 129320.3156 | 129320.3156 | 129320.3156 | 129320.3156 | 129320.3156 | 129320.3156 | 129320.3156 | 129320.3156 | 129320.3156 | [9 empty] | 89% | 89% | 89% | 89% | 89% | 89% | 89% | 89% | 89% | 89% | 89% | 89% | 89% | 89% | 89% | 89% | [9 empty] | 89% | 89% | 89% | 89% | 89% | 89% | 89% | 89% | 89% | 89% | 89% | 89% | 89% | 89% | 89% | 89% | [9 empty] | 89% | 89% | 89% | 89% | 89% | 89% | 89% | 89% | 89% | 89% | 89% | 89% | 89% | 89% | 89% | 89% |  | 35% | 1995 | 0.01 | 0.2 |  | 70% | 6 | 0 | 0 | 0 | 0 | 0 | 1 | 0 | 0 | 0 | 0 | 0 | 0 | 0 | 0 | 1 | 1 |  | 8 | 2017 | [16 empty] | 124054.8678 | 124819.122 | 128129.2333 | 128431.833 | 129320.3156 | 129320.3156 | 129320.3156 | 129320.3156 | 129320.3156 | 129320.3156 | 129320.3156 | 129320.3156 | 129320.3156 | 129320.3156 | 129320.3156 | [7 empty] | 100% | 100% | 100% | 100% | 100% | 100% | 100% | 100% | 100% | 100% | 100% | 100% | 100% | 100% | 100% | 100% | 100% | 100% | 2016 | 1 | 0 | 0
1 | 49 | 2015 T-20 | Std 34c | Showerheads w/ Natural Gas Water Heaters - Tier 2 (2.0 - 1.8 gpm) | 3.212 | 0 | 8.1611 | 2018-07-01 | 10 | 100% | 0 | 100 | 2.1032 | 0 | 5.344 | 1 | 1 | 0 | [10 empty] | 1478599.9111 | 1487708.9951 | 1527161.9423 | 1530768.6039 | 1541358.3557 | 1541358.3557 | 1541358.3557 | 1541358.3557 | 1541358.3557 | 1541358.3557 | 1541358.3557 | 1541358.3557 | 1541358.3557 | 1541358.3557 | 1541358.3557 | [9 empty] | 89% | 89% | 89% | 89% | 89% | 89% | 89% | 89% | 89% | 89% | 89% | 89% | 89% | 89% | 89% | 89% | [9 empty] | 89% | 89% | 89% | 89% | 89% | 89% | 89% | 89% | 89% | 89% | 89% | 89% | 89% | 89% | 89% | 89% | [9 empty] | 89% | 89% | 89% | 89% | 89% | 89% | 89% | 89% | 89% | 89% | 89% | 89% | 89% | 89% | 89% | 89% |  | 35% | 2000 | 0.01 | 0.2 |  | 70% | 6 | 0 | 0 | 0 | 0 | 0 | 1 | 0 | 0 | 0 | 0 | 0 | 0 | 0 | 0 | 1 | 1 |  | 8 | 2019 | [16 empty] | 1478599.9111 | 1487708.9951 | 1527161.9423 | 1530768.6039 | 1541358.3557 | 1541358.3557 | 1541358.3557 | 1541358.3557 | 1541358.3557 | 1541358.3557 | 1541358.3557 | 1541358.3557 | 1541358.3557 | 1541358.3557 | 1541358.3557 | [7 empty] | 100% | 100% | 100% | 100% | 100% | 100% | 100% | 100% | 100% | 100% | 100% | 100% | 100% | 100% | 100% | 100% | 100% | 100% | 2018 | 1 | 0 | 0
1 | 50 | 2015 T-20 | Std 34d | Showerheads w/ Electric Water Heaters- Tier 2 (2.0 - 1.8 gpm) | 13.6488 | 1.7759 | 0 | 2018-07-01 | 10 | 100% | 0 | 100 | 106.5236 | 0.01386 | 0 | 1 | 1 | 0 | [10 empty] | 124054.8678 | 124819.122 | 128129.2333 | 128431.833 | 129320.3156 | 129320.3156 | 129320.3156 | 129320.3156 | 129320.3156 | 129320.3156 | 129320.3156 | 129320.3156 | 129320.3156 | 129320.3156 | 129320.3156 | [9 empty] | 89% | 89% | 89% | 89% | 89% | 89% | 89% | 89% | 89% | 89% | 89% | 89% | 89% | 89% | 89% | 89% | [9 empty] | 89% | 89% | 89% | 89% | 89% | 89% | 89% | 89% | 89% | 89% | 89% | 89% | 89% | 89% | 89% | 89% | [9 empty] | 89% | 89% | 89% | 89% | 89% | 89% | 89% | 89% | 89% | 89% | 89% | 89% | 89% | 89% | 89% | 89% |  | 35% | 2000 | 0.01 | 0.2 |  | 70% | 6 | 0 | 0 | 0 | 0 | 0 | 1 | 0 | 0 | 0 | 0 | 0 | 0 | 0 | 0 | 1 | 1 |  | 8 | 2019 | [16 empty] | 124054.8678 | 124819.122 | 128129.2333 | 128431.833 | 129320.3156 | 129320.3156 | 129320.3156 | 129320.3156 | 129320.3156 | 129320.3156 | 129320.3156 | 129320.3156 | 129320.3156 | 129320.3156 | 129320.3156 | [7 empty] | 100% | 100% | 100% | 100% | 100% | 100% | 100% | 100% | 100% | 100% | 100% | 100% | 100% | 100% | 100% | 100% | 100% | 100% | 2018 | 1 | 0 | 0
1 | 51 | 2015 T-20 | Std 35 | Toilets - Commercial (1.28 gpf) | 0.96822 | 0 | 0 | 2016-01-01 | 12 | 100% | 0 | 100 | 2.3926 | 0 | 0 | 1 | 1 | 0 | [10 empty] | 404673.9799 | 407506.6978 | 410359.2447 | 413231.7594 | 416124.3817 | 416124.3817 | 416124.3817 | 416124.3817 | 416124.3817 | 416124.3817 | 416124.3817 | 416124.3817 | 416124.3817 | 416124.3817 | 416124.3817 | [9 empty] | 89% | 89% | 89% | 89% | 89% | 89% | 89% | 89% | 89% | 89% | 89% | 89% | 89% | 89% | 89% | 89% | [9 empty] | 89% | 89% | 89% | 89% | 89% | 89% | 89% | 89% | 89% | 89% | 89% | 89% | 89% | 89% | 89% | 89% | [9 empty] | 89% | 89% | 89% | 89% | 89% | 89% | 89% | 89% | 89% | 89% | 89% | 89% | 89% | 89% | 89% | 89% |  | 68% | 2014 | 1 | 1 |  | 70% | 6 | 0 | 0 | 0 | 0 | 0 | 1 | 0 | 0 | 0 | 0 | 0 | 0 | 0 | 0 | 1 | 1 |  | 8 | 2017 | [16 empty] | 404673.9799 | 407506.6978 | 410359.2447 | 413231.7594 | 416124.3817 | 416124.3817 | 416124.3817 | 416124.3817 | 416124.3817 | 416124.3817 | 416124.3817 | 416124.3817 | 416124.3817 | 416124.3817 | 416124.3817 | [7 empty] | 100% | 100% | 100% | 100% | 100% | 100% | 100% | 100% | 100% | 100% | 100% | 100% | 100% | 100% | 100% | 100% | 100% | 100% | 2016 | 1 | 0 | 0
1 | 52 | 2015 T-20 | Std 35 | Toilets - Residential (1.28 gpf) | 5.4892 | 0 | 0 | 2016-01-01 | 25 | 100% | 0 | 100 | 4.1814 | 0 | 0 | 1 | 1 | 0 | [10 empty] | 1312743.6609 | 1328876.4911 | 1345289.0923 | 1362013.8917 | 1378991.9021 | 1378991.9021 | 1378991.9021 | 1378991.9021 | 1378991.9021 | 1378991.9021 | 1378991.9021 | 1378991.9021 | 1378991.9021 | 1378991.9021 | 1378991.9021 | [9 empty] | 89% | 89% | 89% | 89% | 89% | 89% | 89% | 89% | 89% | 89% | 89% | 89% | 89% | 89% | 89% | 89% | [9 empty] | 89% | 89% | 89% | 89% | 89% | 89% | 89% | 89% | 89% | 89% | 89% | 89% | 89% | 89% | 89% | 89% | [9 empty] | 89% | 89% | 89% | 89% | 89% | 89% | 89% | 89% | 89% | 89% | 89% | 89% | 89% | 89% | 89% | 89% |  | 68% | 2014 | 1 | 1 |  | 70% | 6 | 0 | 0 | 0 | 0 | 0 | 1 | 0 | 0 | 0 | 0 | 0 | 0 | 0 | 0 | 1 | 1 |  | 8 | 2017 | [16 empty] | 1312743.6609 | 1328876.4911 | 1345289.0923 | 1362013.8917 | 1378991.9021 | 1378991.9021 | 1378991.9021 | 1378991.9021 | 1378991.9021 | 1378991.9021 | 1378991.9021 | 1378991.9021 | 1378991.9021 | 1378991.9021 | 1378991.9021 | [7 empty] | 100% | 100% | 100% | 100% | 100% | 100% | 100% | 100% | 100% | 100% | 100% | 100% | 100% | 100% | 100% | 100% | 100% | 100% | 2016 | 1 | 0 | 0
1 | 53 | 2015 T-20 | Std 36 | Urinals (.125 gpf) | 1.3427 | 0 | 0 | 2016-01-01 | 12 | 100% | 0 | 100 | 13.2723 | 0 | 0 | 1 | 1 | 0 | [10 empty] | 101168.495 | 101876.6745 | 102589.8112 | 103307.9398 | 104031.0954 | 104031.0954 | 104031.0954 | 104031.0954 | 104031.0954 | 104031.0954 | 104031.0954 | 104031.0954 | 104031.0954 | 104031.0954 | 104031.0954 | [9 empty] | 89% | 89% | 89% | 89% | 89% | 89% | 89% | 89% | 89% | 89% | 89% | 89% | 89% | 89% | 89% | 89% | [9 empty] | 89% | 89% | 89% | 89% | 89% | 89% | 89% | 89% | 89% | 89% | 89% | 89% | 89% | 89% | 89% | 89% | [9 empty] | 89% | 89% | 89% | 89% | 89% | 89% | 89% | 89% | 89% | 89% | 89% | 89% | 89% | 89% | 89% | 89% |  | 23.8% | 2000 | 0.01 | 0.23 |  | 70% | 6 | 0 | 0 | 0 | 0 | 0 | 1 | 0 | 0 | 0 | 0 | 0 | 0 | 0 | 0 | 1 | 1 |  | 8 | 2017 | [16 empty] | 101168.495 | 101876.6745 | 102589.8112 | 103307.9398 | 104031.0954 | 104031.0954 | 104031.0954 | 104031.0954 | 104031.0954 | 104031.0954 | 104031.0954 | 104031.0954 | 104031.0954 | 104031.0954 | 104031.0954 | [7 empty] | 100% | 100% | 100% | 100% | 100% | 100% | 100% | 100% | 100% | 100% | 100% | 100% | 100% | 100% | 100% | 100% | 100% | 100% | 2016 | 1 | 0 | 0
1 | 54 | 2015 T-20 | Std 37 | Air Filter Labeling | 31.7059 | 0 | 5.5485 | 2016-07-01 | 1 | 100% | 0 | 100 | 4 | 0 | 0.7 | 1 | 1 | 0 | [10 empty] | 7926465 | 7926465 | 7926465 | 7926465 | 7926465 | 7926465 | 7926465 | 7926465 | 7926465 | 7926465 | 7926465 | 7926465 | 7926465 | 7926465 | 7926465 | [9 empty] | 89% | 89% | 89% | 89% | 89% | 89% | 89% | 89% | 89% | 89% | 89% | 89% | 89% | 89% | 89% | 89% | [9 empty] | 89% | 89% | 89% | 89% | 89% | 89% | 89% | 89% | 89% | 89% | 89% | 89% | 89% | 89% | 89% | 89% | [9 empty] | 89% | 89% | 89% | 89% | 89% | 89% | 89% | 89% | 89% | 89% | 89% | 89% | 89% | 89% | 89% | 89% |  | 5% | 2014 | 0.01 | 0.2 |  | 70% | 6 | 0 | 0 | 0 | 0 | 0 | 1 | 0 | 0 | 0 | 0 | 0 | 0 | 0 | 0 | 1 | 1 |  | 8 | 2017 | [16 empty] | 7926465 | 7926465 | 7926465 | 7926465 | 7926465 | 7926465 | 7926465 | 7926465 | 7926465 | 7926465 | 7926465 | 7926465 | 7926465 | 7926465 | 7926465 | [7 empty] | 100% | 100% | 100% | 100% | 100% | 100% | 100% | 100% | 100% | 100% | 100% | 100% | 100% | 100% | 100% | 100% | 100% | 100% | 2016 | 1 | 0 | 0
1 | 55 | 2015 T-20 | Std 38 | Dimming Ballasts | 20.3186 | 3.6283 | 0 | 2016-07-01 | 13 | 100% | 0 | 100 | 8.3341 | 0.0014882 | 0 | 1.1 | 1.2267 | -0.0040333 | [10 empty] | 2438000 | 2584280 | 2739336.8 | 2903697.008 | 3077918.8285 | 3077918.8285 | 3077918.8285 | 3077918.8285 | 3077918.8285 | 3077918.8285 | 3077918.8285 | 3077918.8285 | 3077918.8285 | 3077918.8285 | 3077918.8285 | [9 empty] | 89% | 89% | 89% | 89% | 89% | 89% | 89% | 89% | 89% | 89% | 89% | 89% | 89% | 89% | 89% | 89% | [9 empty] | 89% | 89% | 89% | 89% | 89% | 89% | 89% | 89% | 89% | 89% | 89% | 89% | 89% | 89% | 89% | 89% | [9 empty] | 89% | 89% | 89% | 89% | 89% | 89% | 89% | 89% | 89% | 89% | 89% | 89% | 89% | 89% | 89% | 89% |  | 22% | 1998 | 5e-07 | 0.95 |  | 70% | 6 | 0 | 0 | 0 | 0 | 0 | 1 | 0 | 0 | 0 | 0 | 0 | 0 | 0 | 0 | 1 | 1 |  | 8 | 2017 | [16 empty] | 2438000 | 2584280 | 2739336.8 | 2903697.008 | 3077918.8285 | 3077918.8285 | 3077918.8285 | 3077918.8285 | 3077918.8285 | 3077918.8285 | 3077918.8285 | 3077918.8285 | 3077918.8285 | 3077918.8285 | 3077918.8285 | [7 empty] | 100% | 100% | 100% | 100% | 100% | 100% | 100% | 100% | 100% | 100% | 100% | 100% | 100% | 100% | 100% | 100% | 100% | 100% | 2016 | 1 | 0 | 0
0 | 56 |  | Std 39 | Metal Halide Lamp Fixtures | 8.5927 | 0.16182 | 0 | 2017-02-10 | 23.7 | 100% | 0 | 100 | 82.6 | 0.0015556 |  | 1.1 | 1.32 | -0.0041 | [10 empty] | 106943.3288 | 104028.0798 | 101140.5689 | 98285.5107 | 95757.6853 | 95757.6853 | 95757.6853 | 95757.6853 | 95757.6853 | 95757.6853 | 95757.6853 | 95757.6853 | 95757.6853 | 95757.6853 | 95757.6853 | [9 empty] | 89% | 89% | 89% | 89% | 89% | 89% | 89% | 89% | 89% | 89% | 89% | 89% | 89% | 89% | 89% | 89% | [9 empty] | 89% | 89% | 89% | 89% | 89% | 89% | 89% | 89% | 89% | 89% | 89% | 89% | 89% | 89% | 89% | 89% | [9 empty] | 89% | 89% | 89% | 89% | 89% | 89% | 89% | 89% | 89% | 89% | 89% | 89% | 89% | 89% | 89% | 89% |  | 23.8% | 2000 | 0.005 | 0.2 |  | 70% | 0 | 0 | 0 | 0 | 0 | 0 | 0 | 0 | 0 | 0 | 0 | 0 | 0 | 0 | 0 | 0 | 0 |  | 8 | 2018 | [16 empty] | 106943.3288 | 104028.0798 | 101140.5689 | 98285.5107 | 95757.6853 | 95757.6853 | 95757.6853 | 95757.6853 | 95757.6853 | 95757.6853 | 95757.6853 | 95757.6853 | 95757.6853 | 95757.6853 | 95757.6853 | [7 empty] | 100% | 100% | 100% | 100% | 100% | 100% | 100% | 100% | 100% | 100% | 100% | 100% | 100% | 100% | 100% | 100% | 100% | 100% | 0 | 0 | 0 | 0
1 | 57 | 2016 T-20 | Std 40 | Small Diameter Directional Lamps | 211.72 | 37.764 | 0 | 2018-01-01 | 10 | 100% | 0 | 100 | 134 | 0.023901 | 0 | 1.1 | 1.2267 | -0.0040333 | 2018: 1580000; 2019: 1580000; 2020: 1580000; 2021: 1580000; 2022: 1580000; 2023: 1580000; 2024: 1580000; 2025: 1580000; 2026: 1580000; 2027: 1580000; 2028: 1580000; 2029: 1580000; 2030: 1580000 | [12 empty] | 89% | 89% | 89% | 89% | 89% | 89% | 89% | 89% | 89% | 89% | 89% | 89% | 89% | [12 empty] | 89% | 89% | 89% | 89% | 89% | 89% | 89% | 89% | 89% | 89% | 89% | 89% | 89% | [12 empty] | 89% | 89% | 89% | 89% | 89% | 89% | 89% | 89% | 89% | 89% | 89% | 89% | 89% |  | 80% | 2010 | 0.01 | 0.08 |  | 70% | 7 | 0 | 0 | 0 | 0 | 0 | 0 | 1 | 0 | 0 | 0 | 0 | 0 | 0 | 0 | 1 | 1 |  | 8 | 2019 | [18 empty] | 1580000 | 1580000 | 1580000 | 1580000 | 1580000 | 1580000 | 1580000 | 1580000 | 1580000 | 1580000 | 1580000 | 1580000 | 1580000 | [7 empty] | 100% | 100% | 100% | 100% | 100% | 100% | 100% | 100% | 100% | 100% | 100% | 100% | 100% | 100% | 100% | 100% | 100% | 100% | 2018 | 1 | 0 | 0
1 | 58 | 2016 T-20 | Std 41a | LED Quality - Tier 1 | 27.9 | 4.9765 | 0 | 2018-01-01 | 10 | 100% | 0 | 100 | 3 | 0.0005351 | 0 | 1.1 | 1.2267 | -0.0040333 | 2018: 9300000; 2019: 9300000; 2020: 9300000; 2021: 9300000; 2022: 9300000; 2023: 9300000; 2024: 9300000; 2025: 9300000; 2026: 9300000; 2027: 9300000; 2028: 9300000; 2029: 9300000; 2030: 9300000 | [12 empty] | 89% | 89% | 89% | 89% | 89% | 89% | 89% | 89% | 89% | 89% | 89% | 89% | 89% | [12 empty] | 89% | 89% | 89% | 89% | 89% | 89% | 89% | 89% | 89% | 89% | 89% | 89% | 89% | [12 empty] | 89% | 89% | 89% | 89% | 89% | 89% | 89% | 89% | 89% | 89% | 89% | 89% | 89% |  | 55% | 2001 | 0.001 | 0.28 |  | 70% | 7 | 0 | 0 | 0 | 0 | 0 | 0 | 1 | 0 | 0 | 0 | 0 | 0 | 0 | 0 | 1 | 1 |  | 8 | 2019 | [18 empty] | 9300000 | 9300000 | 9300000 | 9300000 | 9300000 | 9300000 | 9300000 | 9300000 | 9300000 | 9300000 | 9300000 | 9300000 | 9300000 | [7 empty] | 100% | 100% | 100% | 100% | 100% | 100% | 100% | 100% | 100% | 100% | 100% | 100% | 100% | 100% | 100% | 100% | 100% | 100% | 2018 | 1 | 0 | 0
1 | 59 | 2016 T-20 | Std 41b | LED Quality - Tier 2 | 183 | 32.6413 | 0 | 2019-07-01 | 10 | 100% | 0 | 100 | 3 | 0.0005351 | 0 | 1.1 | 1.2267 | -0.0040333 | 2018: 0; 2019: 61000000; 2020: 83500000; 2021: 106000000; 2022: 128500000; 2023: 151000000; 2024: 173500000; 2025: 196000000; 2026: 218500000; 2027: 241000000; 2028: 263500000; 2029: 286000000; 2030: 308500000 | [12 empty] | 89% | 89% | 89% | 89% | 89% | 89% | 89% | 89% | 89% | 89% | 89% | 89% | 89% | [12 empty] | 89% | 89% | 89% | 89% | 89% | 89% | 89% | 89% | 89% | 89% | 89% | 89% | 89% | [12 empty] | 89% | 89% | 89% | 89% | 89% | 89% | 89% | 89% | 89% | 89% | 89% | 89% | 89% |  | 55% | 2001 | 0.051 | 0.28 |  | 70% | 7 | 0 | 0 | 0 | 0 | 0 | 0 | 1 | 0 | 0 | 0 | 0 | 0 | 0 | 0 | 1 | 1 |  | 8 | 2020 | [19 empty] | 61000000 | 83500000 | 106000000 | 128500000 | 151000000 | 173500000 | 196000000 | 218500000 | 241000000 | 263500000 | 286000000 | 308500000 | [7 empty] | 100% | 100% | 100% | 100% | 100% | 100% | 100% | 100% | 100% | 100% | 100% | 100% | 100% | 100% | 100% | 100% | 100% | 100% | 2019 | 1 | 0 | 0
1 | 60 | 2016 T-20 | Std 42a | Computers - Workstations | 7.65 | 1.2476 | 0 | 2018-01-01 | 5 | 100% | 0 | 100 | 51 | 0.008317 | 0 | 1.1 | 1.2267 | -0.0040333 | 2018: 150000; 2019: 165000; 2020: 180000; 2021: 195000; 2022: 210000; 2023: 225000; 2024: 240000; 2025: 255000; 2026: 270000; 2027: 285000; 2028: 300000; 2029: 315000; 2030: 330000 | [12 empty] | 89% | 89% | 89% | 89% | 89% | 89% | 89% | 89% | 89% | 89% | 89% | 89% | 89% | [12 empty] | 89% | 89% | 89% | 89% | 89% | 89% | 89% | 89% | 89% | 89% | 89% | 89% | 89% | [12 empty] | 89% | 89% | 89% | 89% | 89% | 89% | 89% | 89% | 89% | 89% | 89% | 89% | 89% |  | 50% | 2005 | 0.002 | 0.3 |  | 70% | 7 | 0 | 0 | 0 | 0 | 0 | 0 | 1 | 0 | 0 | 0 | 0 | 0 | 0 | 0 | 1 | 1 |  | 8 | 2019 | [18 empty] | 150000 | 165000 | 180000 | 195000 | 210000 | 225000 | 240000 | 255000 | 270000 | 285000 | 300000 | 315000 | 330000 | [12 empty] | 100% | 100% | 100% | 100% | 100% | 100% | 100% | 100% | 100% | 100% | 100% | 100% | 100% | 2018 | 1 | 0 | 0
1 | 61 | 2016 T-20 | Std 42b | Computers - Small Scale Servers | 1.92 | 0.31311 | 0 | 2018-01-01 | 5 | 100% | 0 | 100 | 32 | 0.0052185 | 0 | 1.1 | 1.2267 | 0 | 2018: 60000; 2019: 60000; 2020: 60000; 2021: 60000; 2022: 60000; 2023: 60000; 2024: 60000; 2025: 60000; 2026: 60000; 2027: 60000; 2028: 60000; 2029: 60000; 2030: 60000 | [12 empty] | 89% | 89% | 89% | 89% | 89% | 89% | 89% | 89% | 89% | 89% | 89% | 89% | 89% | [12 empty] | 89% | 89% | 89% | 89% | 89% | 89% | 89% | 89% | 89% | 89% | 89% | 89% | 89% | [12 empty] | 89% | 89% | 89% | 89% | 89% | 89% | 89% | 89% | 89% | 89% | 89% | 89% | 89% |  | 50% | 2005 | 0.002 | 0.3 |  | 70% | 7 | 0 | 0 | 0 | 0 | 0 | 0 | 1 | 0 | 0 | 0 | 0 | 0 | 0 | 0 | 1 | 1 |  | 8 | 2019 | [18 empty] | 60000 | 60000 | 60000 | 60000 | 60000 | 60000 | 60000 | 60000 | 60000 | 60000 | 60000 | 60000 | 60000 | [12 empty] | 100% | 100% | 100% | 100% | 100% | 100% | 100% | 100% | 100% | 100% | 100% | 100% | 100% | 2018 | 1 | 0 | 0
1 | 62 | 2016 T-20 | Std 42c | Computers - Notebooks | 6 | 0.87812 | 0 | 2019-01-01 | 4 | 100% | 0 | 100 | 10 | 0.0014635 | 0 | 1.1 | 1.2267 | -0.0040333 | 2018: 0; 2019: 600000; 2020: 600000; 2021: 600000; 2022: 600000; 2023: 600000; 2024: 600000; 2025: 600000; 2026: 600000; 2027: 600000; 2028: 600000; 2029: 600000; 2030: 600000 | [12 empty] | 89% | 89% | 89% | 89% | 89% | 89% | 89% | 89% | 89% | 89% | 89% | 89% | 89% | [12 empty] | 89% | 89% | 89% | 89% | 89% | 89% | 89% | 89% | 89% | 89% | 89% | 89% | 89% | [12 empty] | 89% | 89% | 89% | 89% | 89% | 89% | 89% | 89% | 89% | 89% | 89% | 89% | 89% |  | 100% | 2008 | 1 | 1 |  | 70% | 7 | 0 | 0 | 0 | 0 | 0 | 0 | 1 | 0 | 0 | 0 | 0 | 0 | 0 | 0 | 1 | 1 |  | 8 | 2020 | [19 empty] | 600000 | 600000 | 600000 | 600000 | 600000 | 600000 | 600000 | 600000 | 600000 | 600000 | 600000 | 600000 | [12 empty] | 100% | 100% | 100% | 100% | 100% | 100% | 100% | 100% | 100% | 100% | 100% | 100% | 100% | 2019 | 1 | 0 | 0
1 | 63 | 2016 T-20 | Std 42d | Computers - Desktops - Tier 1 | 234.9 | 34.3783 | 0 | 2019-01-01 | 5 | 100% | 0 | 100 | 81 | 0.011855 | 0 | 1.05 | 1.32 | -0.020667 | 2018: 0; 2019: 2900000; 2020: 2900000; 2021: 2900000; 2022: 2900000; 2023: 2900000; 2024: 2900000; 2025: 2900000; 2026: 2900000; 2027: 2900000; 2028: 2900000; 2029: 2900000; 2030: 2900000 | [12 empty] | 89% | 89% | 89% | 89% | 89% | 89% | 89% | 89% | 89% | 89% | 89% | 89% | 89% | [12 empty] | 89% | 89% | 89% | 89% | 89% | 89% | 89% | 89% | 89% | 89% | 89% | 89% | 89% | [12 empty] | 89% | 89% | 89% | 89% | 89% | 89% | 89% | 89% | 89% | 89% | 89% | 89% | 89% |  | 90% | 2010 | 0.004 | 0.6 |  | 70% | 7 | 0 | 0 | 0 | 0 | 0 | 0 | 1 | 0 | 0 | 0 | 0 | 0 | 0 | 0 | 1 | 1 |  | 8 | 2020 | [19 empty] | 2900000 | 2900000 | 2900000 | 2900000 | 2900000 | 2900000 | 2900000 | 2900000 | 2900000 | 2900000 | 2900000 | 2900000 | [12 empty] | 100% | 100% | 100% | 100% | 100% | 100% | 100% | 100% | 100% | 100% | 100% | 100% | 100% | 2019 | 1 | 0 | 0
1 | 64 | 2016 T-20 | Std 42e | Computers - Desktops - Tier 2 | 43.5 | 6.3664 | 0 | 2021-07-01 | 5 | 100% | 0 | 100 | 15 | 0.0021953 | 0 | 1.05 | 1.32 | -0.020667 | 2018: 0; 2019: 0; 2020: 0; 2021: 2900000; 2022: 2900000; 2023: 2900000; 2024: 2900000; 2025: 2900000; 2026: 2900000; 2027: 2900000; 2028: 2900000; 2029: 2900000; 2030: 2900000 | [12 empty] | 89% | 89% | 89% | 89% | 89% | 89% | 89% | 89% | 89% | 89% | 89% | 89% | 89% | [12 empty] | 89% | 89% | 89% | 89% | 89% | 89% | 89% | 89% | 89% | 89% | 89% | 89% | 89% | [12 empty] | 89% | 89% | 89% | 89% | 89% | 89% | 89% | 89% | 89% | 89% | 89% | 89% | 89% |  | 90% | 2011 | 0.004 | 0.6 |  | 70% | 7 | 0 | 0 | 0 | 0 | 0 | 0 | 1 | 0 | 0 | 0 | 0 | 0 | 0 | 0 | 1 | 1 |  | 8 | 2022 | [21 empty] | 2900000 | 2900000 | 2900000 | 2900000 | 2900000 | 2900000 | 2900000 | 2900000 | 2900000 | 2900000 | [12 empty] | 100% | 100% | 100% | 100% | 100% | 100% | 100% | 100% | 100% | 100% | 100% | 100% | 100% | 2021 | 1 | 0 | 0
1 | 65 | 2016 T-20 | Std 42f | Displays - Monitors | 100.8 | 16.4384 | 0 | 2019-07-01 | 7 | 100% | 0 | 100 | 28 | 0.0045662 | 0 | 1.1 | 1.2267 | -0.0040333 | 2018: 0; 2019: 3600000; 2020: 3600000; 2021: 3600000; 2022: 3600000; 2023: 3600000; 2024: 3600000; 2025: 3600000; 2026: 3600000; 2027: 3600000; 2028: 3600000; 2029: 3600000; 2030: 3600000 | [12 empty] | 89% | 89% | 89% | 89% | 89% | 89% | 89% | 89% | 89% | 89% | 89% | 89% | 89% | [12 empty] | 89% | 89% | 89% | 89% | 89% | 89% | 89% | 89% | 89% | 89% | 89% | 89% | 89% | [12 empty] | 89% | 89% | 89% | 89% | 89% | 89% | 89% | 89% | 89% | 89% | 89% | 89% | 89% |  | 90% | 2004 | 0.01 | 0.2 |  | 70% | 7 | 0 | 0 | 0 | 0 | 0 | 0 | 1 | 0 | 0 | 0 | 0 | 0 | 0 | 0 | 1 | 1 |  | 8 | 2020 | [19 empty] | 3600000 | 3600000 | 3600000 | 3600000 | 3600000 | 3600000 | 3600000 | 3600000 | 3600000 | 3600000 | 3600000 | 3600000 | [12 empty] | 100% | 100% | 100% | 100% | 100% | 100% | 100% | 100% | 100% | 100% | 100% | 100% | 100% | 2019 | 1 | 0 | 0
1 | 66 | 2010-12 Fed App | Fed 1 | Electric Motors 1-200HP | 146.211 | 20.0881 | 0 | 2010-12-01 | 7 | 100% | 1 | 100 | 575 | 0.079 | 0 | 1 | 1 | 0 |  |  |  |  | 254280 | 254280 | 254280 | 254280 | 254280 | 254280 | 254280 | 254280 | 254280 | 254280 | 254280 | 254280 | 254280 | 254280 | 254280 | 254280 | 254280 | 254280 | 254280 | 254280 | 254280 |  |  |  |  | 91% | 91% | 91% | 91% | 91% | 91% | 91% | 91% | 91% | 91% | 91% | 91% | 91% | 91% | 91% | 91% | 91% | 91% | 91% | 91% | 91% |  |  |  |  | 91% | 91% | 91% | 91% | 91% | 91% | 91% | 91% | 91% | 91% | 91% | 91% | 91% | 91% | 91% | 91% | 91% | 91% | 91% | 91% | 91% |  |  |  |  | 91% | 91% | 91% | 91% | 91% | 91% | 91% | 91% | 91% | 91% | 91% | 91% | 91% | 91% | 91% | 91% | 91% | 91% | 91% | 91% | 91% | 24 | 15% | 2000 | 0.030197 | 0.03 |  | 52% | 8 | 0 | 0 | 0 | 0 | 0 | 0 | 0 | 1 | 0 | 0 | 0 | 0 | 0 | 0 | 1 | 1 | AAEE | 6 | 2017 | [10 empty] | 254280 | 254280 | 254280 | 254280 | 254280 | 254280 | 254280 | 254280 | 254280 | 254280 | 254280 | 254280 | 254280 | 254280 | 254280 | 254280 | 254280 | 254280 | 254280 | 254280 | 254280 |  |  |  |  | 100% | 100% | 100% | 100% | 100% | 100% | 100% | 100% | 100% | 100% | 100% | 100% | 100% | 100% | 100% | 100% | 100% | 100% | 100% | 100% | 100% | 2010 | 0 | 1 | 0
1 | 67 | 2010-12 Fed App | Fed 2 | Refrigerated Beverage Vending Machines | 14.7758 | 1.9636 | 0 | 2011-08-31 | 10 | 100% | 1 | 100 | 307.7 | 0.04089 | 0 | 1.025 | 1.16 | -0.010333 | [5 empty] | 48020 | 48020 | 48020 | 48020 | 48020 | 48020 | 48020 | 48020 | 48020 | 48020 | 48020 | 48020 | 48020 | 48020 | 48020 | 48020 | 48020 | 48020 | 48020 | 48020 | [5 empty] | 37% | 37% | 37% | 37% | 37% | 37% | 37% | 37% | 37% | 37% | 37% | 37% | 37% | 37% | 37% | 37% | 37% | 37% | 37% | 37% | [5 empty] | 37% | 37% | 37% | 37% | 37% | 37% | 37% | 37% | 37% | 37% | 37% | 37% | 37% | 37% | 37% | 37% | 37% | 37% | 37% | 37% | [5 empty] | 37% | 37% | 37% | 37% | 37% | 37% | 37% | 37% | 37% | 37% | 37% | 37% | 37% | 37% | 37% | 37% | 37% | 37% | 37% | 37% | 9 | 96% | 1998 | 0.01416 | 0.58412 |  | 45.3% | 8 | 0 | 0 | 0 | 0 | 0 | 0 | 0 | 1 | 0 | 0 | 0 | 0 | 0 | 0 | 1 | 1 |  | 6 | 2017 | [11 empty] | 48020 | 48020 | 48020 | 48020 | 48020 | 48020 | 48020 | 48020 | 48020 | 48020 | 48020 | 48020 | 48020 | 48020 | 48020 | 48020 | 48020 | 48020 | 48020 | 48020 | [5 empty] | 100% | 100% | 100% | 100% | 100% | 100% | 100% | 100% | 100% | 100% | 100% | 100% | 100% | 100% | 100% | 100% | 100% | 100% | 100% | 100% | 2011 | 0 | 1 | 0
1 | 68 | 2010-12 Fed App | Fed 3 | Commercial Refrigeration | 27.7546 | 3.7006 | 0 | 2012-01-01 | 10 | 100% | 1 | 100 | 548.3231 | 0.07311 | 0 | 1.05 | 1.32 | -0.020667 | [6 empty] | 50617.1714 | 50617.1714 | 50617.1714 | 50617.1714 | 50617.1714 | 50617.1714 | 50617.1714 | 50617.1714 | 50617.1714 | 50617.1714 | 50617.1714 | 50617.1714 | 50617.1714 | 50617.1714 | 50617.1714 | 50617.1714 | 50617.1714 | 50617.1714 | 50617.1714 | [5 empty] | 70% | 70% | 70% | 70% | 70% | 70% | 70% | 70% | 70% | 70% | 70% | 70% | 70% | 70% | 70% | 70% | 70% | 70% | 70% | 70% | [5 empty] | 70% | 70% | 70% | 70% | 70% | 70% | 70% | 70% | 70% | 70% | 70% | 70% | 70% | 70% | 70% | 70% | 70% | 70% | 70% | 70% | [5 empty] | 70% | 70% | 70% | 70% | 70% | 70% | 70% | 70% | 70% | 70% | 70% | 70% | 70% | 70% | 70% | 70% | 70% | 70% | 70% | 70% | 9 | 45% | 1995 | 0.0082297 | 0.36 |  | 43.5% | 8 | 0 | 0 | 0 | 0 | 0 | 0 | 0 | 1 | 0 | 0 | 0 | 0 | 0 | 0 | 1 | 1 |  | 6 | 2017 | [12 empty] | 50617.1714 | 50617.1714 | 50617.1714 | 50617.1714 | 50617.1714 | 50617.1714 | 50617.1714 | 50617.1714 | 50617.1714 | 50617.1714 | 50617.1714 | 50617.1714 | 50617.1714 | 50617.1714 | 50617.1714 | 50617.1714 | 50617.1714 | 50617.1714 | 50617.1714 | [6 empty] | 100% | 100% | 100% | 100% | 100% | 100% | 100% | 100% | 100% | 100% | 100% | 100% | 100% | 100% | 100% | 100% | 100% | 100% | 100% | 2012 | 0 | 1 | 0
0 | 69 |  | Fed 4 | ASHRAE Products (Commercial boilers) | 0 | 0 | 0.25652 | 2012-03-02 | 30 | 100% | 1 | 100 | 0 | 0 | 10 | 1 | 1 | 0 | [6 empty] | 25652 | 25652 | 25652 | 25652 | 25652 | 25652 | 25652 | 25652 | 25652 | 25652 | 25652 | 25652 | 25652 | 25652 | 25652 | 25652 | 25652 | 25652 | 25652 | [5 empty] | 95% | 95% | 95% | 95% | 95% | 95% | 95% | 95% | 95% | 95% | 95% | 95% | 95% | 95% | 95% | 95% | 95% | 95% | 95% | 95% | [5 empty] | 95% | 95% | 95% | 95% | 95% | 95% | 95% | 95% | 95% | 95% | 95% | 95% | 95% | 95% | 95% | 95% | 95% | 95% | 95% | 95% | [5 empty] | 95% | 95% | 95% | 95% | 95% | 95% | 95% | 95% | 95% | 95% | 95% | 95% | 95% | 95% | 95% | 95% | 95% | 95% | 95% | 95% | 9 | 31% | 1965 | 0.00708 | 0.09653 |  | 34.8% | 0 | 0 | 0 | 0 | 0 | 0 | 0 | 0 | 0 | 0 | 0 | 0 | 0 | 0 | 0 | 0 | 0 |  | 6 | 2017 | [12 empty] | 25652 | 25652 | 25652 | 25652 | 25652 | 25652 | 25652 | 25652 | 25652 | 25652 | 25652 | 25652 | 25652 | 25652 | 25652 | 25652 | 25652 | 25652 | 25652 | [6 empty] | 100% | 100% | 100% | 100% | 100% | 100% | 100% | 100% | 100% | 100% | 100% | 100% | 100% | 100% | 100% | 100% | 100% | 100% | 100% | 0 | 0 | 0 | 0
1 | 70 | 2010-12 Fed App | Fed 5 | Residential Electric & Gas Ranges | 0 | 0 | 0.13566 | 2012-04-09 | 19 | 100% | 1 | 100 | 0 | 0 | 30.5 | 1 | 1 | 0 | [6 empty] | 4448 | 4448 | 4448 | 4448 | 4448 | 4448 | 4448 | 4448 | 4448 | 4448 | 4448 | 4448 | 4448 | 4448 | 4448 | 4448 | 4448 | 4448 | 4448 | [5 empty] | 100% | 100% | 100% | 100% | 100% | 100% | 100% | 100% | 100% | 100% | 100% | 100% | 100% | 100% | 100% | 100% | 100% | 100% | 100% | 100% | [5 empty] | 100% | 100% | 100% | 100% | 100% | 100% | 100% | 100% | 100% | 100% | 100% | 100% | 100% | 100% | 100% | 100% | 100% | 100% | 100% | 100% | [5 empty] | 100% | 100% | 100% | 100% | 100% | 100% | 100% | 100% | 100% | 100% | 100% | 100% | 100% | 100% | 100% | 100% | 100% | 100% | 100% | 100% | 9 | 31% | 1965 | 0.00708 | 0.09653 |  | 22% | 8 | 0 | 0 | 0 | 0 | 0 | 0 | 0 | 1 | 0 | 0 | 0 | 0 | 0 | 0 | 1 | 1 | AAEE | 6 | 2017 | [12 empty] | 4448 | 4448 | 4448 | 4448 | 4448 | 4448 | 4448 | 4448 | 4448 | 4448 | 4448 | 4448 | 4448 | 4448 | 4448 | 4448 | 4448 | 4448 | 4448 | [6 empty] | 100% | 100% | 100% | 100% | 100% | 100% | 100% | 100% | 100% | 100% | 100% | 100% | 100% | 100% | 100% | 100% | 100% | 100% | 100% | 2012 | 0 | 1 | 0
1 | 71 | 2010-12 Fed App | Fed 6 | Incandescent Reflector Lamps | 51.4022 | 10.3528 | 0 | 2012-07-14 | 1 | 100% | 1 | 100 | 7.1 | 0.00143 | 0 | 1.07 | 1.2733 | -0.01235 | [6 empty] | 7239740 | 7239740 | 7239740 | 7239740 | 7239740 | 7239740 | 7239740 | 7239740 | 7239740 | 7239740 | 7239740 | 7239740 | 7239740 | 7239740 | 7239740 | 7239740 | 7239740 | 7239740 | 7239740 | [5 empty] | 6.9% | 6.9% | 6.9% | 6.9% | 6.9% | 6.9% | 6.9% | 6.9% | 6.9% | 6.9% | 6.9% | 6.9% | 6.9% | 6.9% | 6.9% | 6.9% | 6.9% | 6.9% | 6.9% | 6.9% | [5 empty] | 6.9% | 6.9% | 6.9% | 6.9% | 6.9% | 6.9% | 6.9% | 6.9% | 6.9% | 6.9% | 6.9% | 6.9% | 6.9% | 6.9% | 6.9% | 6.9% | 6.9% | 6.9% | 6.9% | 6.9% | [5 empty] | 6.9% | 6.9% | 6.9% | 6.9% | 6.9% | 6.9% | 6.9% | 6.9% | 6.9% | 6.9% | 6.9% | 6.9% | 6.9% | 6.9% | 6.9% | 6.9% | 6.9% | 6.9% | 6.9% | 6.9% | 9 | 39.23% | 2008 | 0.0076846 | 0.29236 |  | 27% | 8 | 0 | 0 | 0 | 0 | 0 | 0 | 0 | 1 | 0 | 0 | 0 | 0 | 0 | 0 | 1 | 1 | AAEE | 6 | 2017 | [12 empty] | 7239740 | 7239740 | 7239740 | 7239740 | 7239740 | 7239740 | 7239740 | 7239740 | 7239740 | 7239740 | 7239740 | 7239740 | 7239740 | 7239740 | 7239740 | 7239740 | 7239740 | 7239740 | 7239740 | [6 empty] | 100% | 100% | 100% | 100% | 100% | 100% | 100% | 100% | 100% | 100% | 100% | 100% | 100% | 100% | 100% | 100% | 100% | 100% | 100% | 2012 | 0 | 1 | 0
1 | 72 | 2010-12 Fed App | Fed 7 | General Service Fluorescent Lamps | 298.4792 | 73.6986 | 0 | 2012-07-14 | 6 | 100% | 1 | 100 | 32.4 | 0.008 | 0 | 1.1 | 1.2267 | -0.0040333 | [6 empty] | 9212320 | 24126000 | 24126000 | 24126000 | 24126000 | 24126000 | 24126000 | 24126000 | 24126000 | 24126000 | 24126000 | 24126000 | 24126000 | 24126000 | 24126000 | 24126000 | 24126000 | 24126000 | 24126000 | [5 empty] | 95% | 95% | 95% | 95% | 95% | 95% | 95% | 95% | 95% | 95% | 95% | 95% | 95% | 95% | 95% | 95% | 95% | 95% | 95% | 95% | [5 empty] | 95% | 95% | 95% | 95% | 95% | 95% | 95% | 95% | 95% | 95% | 95% | 95% | 95% | 95% | 95% | 95% | 95% | 95% | 95% | 95% | [5 empty] | 95% | 95% | 95% | 95% | 95% | 95% | 95% | 95% | 95% | 95% | 95% | 95% | 95% | 95% | 95% | 95% | 95% | 95% | 95% | 95% | 9 | 55.97% | 2000 | 0.010488 | 0.33017 |  | 19% | 8 | 0 | 0 | 0 | 0 | 0 | 0 | 0 | 1 | 0 | 0 | 0 | 0 | 0 | 0 | 1 | 1 | AAEE | 6 | 2017 | [12 empty] | 9212320 | 24126000 | 24126000 | 24126000 | 24126000 | 24126000 | 24126000 | 24126000 | 24126000 | 24126000 | 24126000 | 24126000 | 24126000 | 24126000 | 24126000 | 24126000 | 24126000 | 24126000 | 24126000 | [6 empty] | 100% | 100% | 100% | 100% | 100% | 100% | 100% | 100% | 100% | 100% | 100% | 100% | 100% | 100% | 100% | 100% | 100% | 100% | 100% | 2012 | 0 | 1 | 0
1 | 73 | 2013-15 Fed App | Fed 8 | Commercial Clothes Washers | 3.6701 | 0.48935 | 0.81558 | 2013-01-08 | 11 | 100% | 1 | 100 | 90 | 0.012 | 20 | 1.092 | 1.235 | -0.005 | [7 empty] | 40779 | 40779 | 40779 | 40779 | 40779 | 40779 | 40779 | 40779 | 40779 | 40779 | 40779 | 40779 | 40779 | 40779 | 40779 | 40779 | 40779 | 40779 | [7 empty] | 89% | 89% | 89% | 89% | 89% | 89% | 89% | 89% | 89% | 89% | 89% | 89% | 89% | 89% | 89% | 89% | 89% | 89% | [7 empty] | 89% | 89% | 89% | 89% | 89% | 89% | 89% | 89% | 89% | 89% | 89% | 89% | 89% | 89% | 89% | 89% | 89% | 89% | [7 empty] | 89% | 89% | 89% | 89% | 89% | 89% | 89% | 89% | 89% | 89% | 89% | 89% | 89% | 89% | 89% | 89% | 89% | 89% | 9 | 53.49% | 1970 | 0.016625 | 0.16705 |  | 21.25% | 9 | 0 | 0 | 0 | 0 | 0 | 0 | 0 | 0 | 1 | 0 | 0 | 0 | 0 | 0 | 1 | 1 | AAEE | 6 | 2017 | [13 empty] | 40779 | 40779 | 40779 | 40779 | 40779 | 40779 | 40779 | 40779 | 40779 | 40779 | 40779 | 40779 | 40779 | 40779 | 40779 | 40779 | 40779 | 40779 | [7 empty] | 100% | 100% | 100% | 100% | 100% | 100% | 100% | 100% | 100% | 100% | 100% | 100% | 100% | 100% | 100% | 100% | 100% | 100% | 2013 | 0 | 1 | 0
1 | 74 | 2013-15 Fed App | Fed 9 | Residential Pool Heaters | 0 | 0 | 0.29243 | 2013-04-16 | 10 | 100% | 1 | 100 | 0 | 0 | 18 | 1 | 1 | 0 | [7 empty] | 16246 | 16246 | 16246 | 16246 | 16246 | 16246 | 16246 | 16246 | 16246 | 16246 | 16246 | 16246 | 16246 | 16246 | 16246 | 16246 | 16246 | 16246 | [7 empty] | 95% | 95% | 95% | 95% | 95% | 95% | 95% | 95% | 95% | 95% | 95% | 95% | 95% | 95% | 95% | 95% | 95% | 95% | [7 empty] | 95% | 95% | 95% | 95% | 95% | 95% | 95% | 95% | 95% | 95% | 95% | 95% | 95% | 95% | 95% | 95% | 95% | 95% | [7 empty] | 95% | 95% | 95% | 95% | 95% | 95% | 95% | 95% | 95% | 95% | 95% | 95% | 95% | 95% | 95% | 95% | 95% | 95% | 9 | 70% | 1895 | 0.01 | 0.001 |  | 4.75% | 9 | 0 | 0 | 0 | 0 | 0 | 0 | 0 | 0 | 1 | 0 | 0 | 0 | 0 | 0 | 1 | 1 |  | 6 | 2017 | [13 empty] | 16246 | 16246 | 16246 | 16246 | 16246 | 16246 | 16246 | 16246 | 16246 | 16246 | 16246 | 16246 | 16246 | 16246 | 16246 | 16246 | 16246 | 16246 | [7 empty] | 100% | 100% | 100% | 100% | 100% | 100% | 100% | 100% | 100% | 100% | 100% | 100% | 100% | 100% | 100% | 100% | 100% | 100% | 2013 | 0 | 1 | 0
1 | 75 | 2013-15 Fed App | Fed 10 | Residential Direct Heating Equipment | 0 | 0 | 0.78793 | 2013-04-16 | 15 | 100% | 1 | 100 | 0 | 0 | 13 | 1 | 1 | 0 | [7 empty] | 60610 | 60610 | 60610 | 60610 | 60610 | 60610 | 60610 | 60610 | 60610 | 60610 | 60610 | 60610 | 60610 | 60610 | 60610 | 60610 | 60610 | 60610 | [7 empty] | 95% | 95% | 95% | 95% | 95% | 95% | 95% | 95% | 95% | 95% | 95% | 95% | 95% | 95% | 95% | 95% | 95% | 95% | [7 empty] | 95% | 95% | 95% | 95% | 95% | 95% | 95% | 95% | 95% | 95% | 95% | 95% | 95% | 95% | 95% | 95% | 95% | 95% | [7 empty] | 95% | 95% | 95% | 95% | 95% | 95% | 95% | 95% | 95% | 95% | 95% | 95% | 95% | 95% | 95% | 95% | 95% | 95% | 9 | 58.44% | 1950 | 0.064888 | 0.16811 |  | 8% | 9 | 0 | 0 | 0 | 0 | 0 | 0 | 0 | 0 | 1 | 0 | 0 | 0 | 0 | 0 | 1 | 1 | AAEE | 6 | 2017 | [13 empty] | 60610 | 60610 | 60610 | 60610 | 60610 | 60610 | 60610 | 60610 | 60610 | 60610 | 60610 | 60610 | 60610 | 60610 | 60610 | 60610 | 60610 | 60610 | [7 empty] | 100% | 100% | 100% | 100% | 100% | 100% | 100% | 100% | 100% | 100% | 100% | 100% | 100% | 100% | 100% | 100% | 100% | 100% | 2013 | 0 | 1 | 0
1 | 76 | 2013-15 Fed App | Fed 11 | Residential Refrigerators & Freezers | 77.0619 | 9.3006 | 0 | 2014-09-15 | 15 | 100% | 1 | 100 | 58 | 0.007 | 0 | 1.047 | 1.36 | -0.021 | [7 empty] | 0 | 1328654 | 1328654 | 1328654 | 1328654 | 1328654 | 1328654 | 1328654 | 1328654 | 1328654 | 1328654 | 1328654 | 1328654 | 1328654 | 1328654 | 1328654 | 1328654 | 1328654 | [7 empty] | 0% | 95% | 95% | 95% | 95% | 95% | 95% | 95% | 95% | 95% | 95% | 95% | 95% | 95% | 95% | 95% | 95% | 95% | [7 empty] | 0% | 95% | 95% | 95% | 95% | 95% | 95% | 95% | 95% | 95% | 95% | 95% | 95% | 95% | 95% | 95% | 95% | 95% | [7 empty] | 0% | 95% | 95% | 95% | 95% | 95% | 95% | 95% | 95% | 95% | 95% | 95% | 95% | 95% | 95% | 95% | 95% | 95% | 9 | 43.96% | 2005 | 0.011037 | 0.2474 |  | 37% | 9 | 0 | 0 | 0 | 0 | 0 | 0 | 0 | 0 | 1 | 0 | 0 | 0 | 0 | 0 | 1 | 1 | AAEE | 6 | 2017 | [14 empty] | 1328654 | 1328654 | 1328654 | 1328654 | 1328654 | 1328654 | 1328654 | 1328654 | 1328654 | 1328654 | 1328654 | 1328654 | 1328654 | 1328654 | 1328654 | 1328654 | 1328654 | [7 empty] | 100% | 100% | 100% | 100% | 100% | 100% | 100% | 100% | 100% | 100% | 100% | 100% | 100% | 100% | 100% | 100% | 100% | 100% | 2014 | 0 | 1 | 0
1 | 77 | 2013-15 Fed App | Fed 12 | Residential Room AC | 21.199 | 29.9109 | 0 | 2014-06-01 | 11 | 100% | 1 | 100 | 73 | 0.103 | 0 | 1 | 1 | 0 | [7 empty] | 0 | 290397 | 290397 | 290397 | 290397 | 290397 | 290397 | 290397 | 290397 | 290397 | 290397 | 290397 | 290397 | 290397 | 290397 | 290397 | 290397 | 290397 | [7 empty] | 0% | 91% | 91% | 91% | 91% | 91% | 91% | 91% | 91% | 91% | 91% | 91% | 91% | 91% | 91% | 91% | 91% | 91% | [7 empty] | 0% | 91% | 91% | 91% | 91% | 91% | 91% | 91% | 91% | 91% | 91% | 91% | 91% | 91% | 91% | 91% | 91% | 91% | [7 empty] | 89% | 91% | 91% | 91% | 91% | 91% | 91% | 91% | 91% | 91% | 91% | 91% | 91% | 91% | 91% | 91% | 91% | 91% | 9 | 52.79% | 2005 | 0.01822 | 0.21416 |  | 24% | 9 | 0 | 0 | 0 | 0 | 0 | 0 | 0 | 0 | 1 | 0 | 0 | 0 | 0 | 0 | 1 | 1 | AAEE | 6 | 2017 | [14 empty] | 290397 | 290397 | 290397 | 290397 | 290397 | 290397 | 290397 | 290397 | 290397 | 290397 | 290397 | 290397 | 290397 | 290397 | 290397 | 290397 | 290397 | [7 empty] | 100% | 100% | 100% | 100% | 100% | 100% | 100% | 100% | 100% | 100% | 100% | 100% | 100% | 100% | 100% | 100% | 100% | 100% | 2014 | 0 | 1 | 0
1 | 78 | 2013-15 Fed App | Fed 13 | Fluorescent Ballasts | 30.5491 | 5.7441 | 0 | 2014-11-14 | 13 | 100% | 1 | 100 | 15.3056 | 0.0028779 | 0 | 1.092 | 1.235 | -0.005 | [7 empty] | 0 | 1995941 | 1995941 | 1995941 | 1995941 | 1995941 | 1995941 | 1995941 | 1995941 | 1995941 | 1995941 | 1995941 | 1995941 | 1995941 | 1995941 | 1995941 | 1995941 | 1995941 | [7 empty] | 0% | 80% | 80% | 80% | 80% | 80% | 80% | 80% | 80% | 80% | 80% | 80% | 80% | 80% | 80% | 80% | 80% | 80% | [7 empty] | 0% | 80% | 80% | 80% | 80% | 80% | 80% | 80% | 80% | 80% | 80% | 80% | 80% | 80% | 80% | 80% | 80% | 80% | [7 empty] | 89% | 80% | 80% | 80% | 80% | 80% | 80% | 80% | 80% | 80% | 80% | 80% | 80% | 80% | 80% | 80% | 80% | 80% | 9 | 51.48% | 2000 | 0.013626 | 0.17268 |  | 74% | 9 | 0 | 0 | 0 | 0 | 0 | 0 | 0 | 0 | 1 | 0 | 0 | 0 | 0 | 0 | 1 | 1 | AAEE | 6 | 2017 | [14 empty] | 1995941 | 1995941 | 1995941 | 1995941 | 1995941 | 1995941 | 1995941 | 1995941 | 1995941 | 1995941 | 1995941 | 1995941 | 1995941 | 1995941 | 1995941 | 1995941 | 1995941 | [7 empty] | 100% | 100% | 100% | 100% | 100% | 100% | 100% | 100% | 100% | 100% | 100% | 100% | 100% | 100% | 100% | 100% | 100% | 100% | 2014 | 0 | 1 | 0
1 | 79 | 2013-15 Fed App | Fed 14 | Small Commercial Package Air-Conditioners ≥65 and <135 kBtu/h | 0.000368 | 9.6e-05 | 0 | 2013-06-01 | 15 | 100% | 1 | 100 | 23 | 0.006 | 0 | 1 | 1 | 0 | [7 empty] | 16 | 16 | 16 | 16 | 16 | 16 | 16 | 16 | 16 | 16 | 16 | 16 | 16 | 16 | 16 | 16 | 16 | 16 | [7 empty] | 100% | 100% | 100% | 100% | 100% | 100% | 100% | 100% | 100% | 100% | 100% | 100% | 100% | 100% | 100% | 100% | 100% | 100% | [7 empty] | 100% | 100% | 100% | 100% | 100% | 100% | 100% | 100% | 100% | 100% | 100% | 100% | 100% | 100% | 100% | 100% | 100% | 100% | [7 empty] | 100% | 100% | 100% | 100% | 100% | 100% | 100% | 100% | 100% | 100% | 100% | 100% | 100% | 100% | 100% | 100% | 100% | 100% | 9 | 96% | 1980 | 0.1 | 0.0005 |  | 10% | 9 | 0 | 0 | 0 | 0 | 0 | 0 | 0 | 0 | 1 | 0 | 0 | 0 | 0 | 0 | 1 | 1 |  | 6 | 2017 | [13 empty] | 16 | 16 | 16 | 16 | 16 | 16 | 16 | 16 | 16 | 16 | 16 | 16 | 16 | 16 | 16 | 16 | 16 | 16 | [7 empty] | 100% | 100% | 100% | 100% | 100% | 100% | 100% | 100% | 100% | 100% | 100% | 100% | 100% | 100% | 100% | 100% | 100% | 100% | 2013 | 0 | 1 | 0
1 | 80 | 2013-15 Fed App | Fed 15 | Large and Very Large Commercial Package Air-Conditioners ≥135 kBtu/h | 0.11421 | 0.045318 | 0 | 2014-06-01 | 15 | 100% | 1 | 100 | 688 | 0.273 | 0 | 1 | 1 | 0 | [7 empty] | 0 | 166 | 166 | 166 | 166 | 166 | 166 | 166 | 166 | 166 | 166 | 166 | 166 | 166 | 166 | 166 | 166 | 166 | [7 empty] | 100% | 100% | 100% | 100% | 100% | 100% | 100% | 100% | 100% | 100% | 100% | 100% | 100% | 100% | 100% | 100% | 100% | 100% | [7 empty] | 100% | 100% | 100% | 100% | 100% | 100% | 100% | 100% | 100% | 100% | 100% | 100% | 100% | 100% | 100% | 100% | 100% | 100% | [7 empty] | 89% | 100% | 100% | 100% | 100% | 100% | 100% | 100% | 100% | 100% | 100% | 100% | 100% | 100% | 100% | 100% | 100% | 100% | 9 | 80% | 1986 | 0.1 | 0.0005 |  | 10% | 9 | 0 | 0 | 0 | 0 | 0 | 0 | 0 | 0 | 1 | 0 | 0 | 0 | 0 | 0 | 1 | 1 |  | 6 | 2017 | [14 empty] | 166 | 166 | 166 | 166 | 166 | 166 | 166 | 166 | 166 | 166 | 166 | 166 | 166 | 166 | 166 | 166 | 166 | [7 empty] | 100% | 100% | 100% | 100% | 100% | 100% | 100% | 100% | 100% | 100% | 100% | 100% | 100% | 100% | 100% | 100% | 100% | 100% | 2014 | 0 | 1 | 0
1 | 81 | 2013-15 Fed App | Fed 16 | Computer Room Acs >=65,000 Btu/h and < 760,000 Btu/h | 0.20695 | 0.024507 | 0 | 2013-10-29 | 15 | 100% | 1 | 100 | 76 | 0.009 | 0 | 1 | 1 | 0 | [7 empty] | 2723 | 2723 | 2723 | 2723 | 2723 | 2723 | 2723 | 2723 | 2723 | 2723 | 2723 | 2723 | 2723 | 2723 | 2723 | 2723 | 2723 | 2723 | [7 empty] | 100% | 100% | 100% | 100% | 100% | 100% | 100% | 100% | 100% | 100% | 100% | 100% | 100% | 100% | 100% | 100% | 100% | 100% | [7 empty] | 100% | 100% | 100% | 100% | 100% | 100% | 100% | 100% | 100% | 100% | 100% | 100% | 100% | 100% | 100% | 100% | 100% | 100% | [7 empty] | 100% | 100% | 100% | 100% | 100% | 100% | 100% | 100% | 100% | 100% | 100% | 100% | 100% | 100% | 100% | 100% | 100% | 100% | 9 | 99% | 2005 | 0.7 | 0.02 |  | 10% | 9 | 0 | 0 | 0 | 0 | 0 | 0 | 0 | 0 | 1 | 0 | 0 | 0 | 0 | 0 | 1 | 1 |  | 6 | 2017 | [13 empty] | 2723 | 2723 | 2723 | 2723 | 2723 | 2723 | 2723 | 2723 | 2723 | 2723 | 2723 | 2723 | 2723 | 2723 | 2723 | 2723 | 2723 | 2723 | [7 empty] | 100% | 100% | 100% | 100% | 100% | 100% | 100% | 100% | 100% | 100% | 100% | 100% | 100% | 100% | 100% | 100% | 100% | 100% | 2013 | 0 | 1 | 0
1 | 82 | 2013-15 Fed App | Fed 17 | Residential Dishwashers | -4.8843 | -0.55145 | 1.9695 | 2013-05-30 | 15 | 100% | 1 | 100 | -6.2 | -0.0007 | 2.5 | 1.047 | 1.36 | -0.021 | [7 empty] | 787790 | 787790 | 787790 | 787790 | 787790 | 787790 | 787790 | 787790 | 787790 | 787790 | 787790 | 787790 | 787790 | 787790 | 787790 | 787790 | 787790 | 787790 | [7 empty] | 99% | 99% | 99% | 99% | 99% | 99% | 99% | 99% | 99% | 99% | 99% | 99% | 99% | 99% | 99% | 99% | 99% | 99% | [7 empty] | 99% | 99% | 99% | 99% | 99% | 99% | 99% | 99% | 99% | 99% | 99% | 99% | 99% | 99% | 99% | 99% | 99% | 99% | [7 empty] | 99% | 99% | 99% | 99% | 99% | 99% | 99% | 99% | 99% | 99% | 99% | 99% | 99% | 99% | 99% | 99% | 99% | 99% | 9 | 77.53% | 1960 | 0.019191 | 0.238 |  | 5% | 9 | 0 | 0 | 0 | 0 | 0 | 0 | 0 | 0 | 1 | 0 | 0 | 0 | 0 | 0 | 1 | 1 |  | 6 | 2017 | [13 empty] | 787790 | 787790 | 787790 | 787790 | 787790 | 787790 | 787790 | 787790 | 787790 | 787790 | 787790 | 787790 | 787790 | 787790 | 787790 | 787790 | 787790 | 787790 | [7 empty] | 100% | 100% | 100% | 100% | 100% | 100% | 100% | 100% | 100% | 100% | 100% | 100% | 100% | 100% | 100% | 100% | 100% | 100% | 2013 | 0 | 1 | 0
1 | 83 | 2013-15 Fed App | Fed 18 | Residential Clothes Dryers | 7.7149 | 0.97373 | 0.26216 | 2015-01-01 | 16 | 100% | 1 | 100 | 10.3 | 0.0013 | 0.35 | 1.04 | 1.32 | -0.020667 | [7 empty] | 0 | 0 | 749021 | 749021 | 749021 | 749021 | 749021 | 749021 | 749021 | 749021 | 749021 | 749021 | 749021 | 749021 | 749021 | 749021 | 749021 | 749021 | [9 empty] | 84% | 84% | 84% | 84% | 84% | 84% | 84% | 84% | 84% | 84% | 84% | 84% | 84% | 84% | 84% | 84% | [9 empty] | 84% | 84% | 84% | 84% | 84% | 84% | 84% | 84% | 84% | 84% | 84% | 84% | 84% | 84% | 84% | 84% | [9 empty] | 84% | 84% | 84% | 84% | 84% | 84% | 84% | 84% | 84% | 84% | 84% | 84% | 84% | 84% | 84% | 84% | 9 | 45% | 1970 | 0.01 | 0.05 |  | 40% | 9 | 0 | 0 | 0 | 0 | 0 | 0 | 0 | 0 | 1 | 0 | 0 | 0 | 0 | 0 | 1 | 1 | AAEE | 6 | 2017 | [15 empty] | 749021 | 749021 | 749021 | 749021 | 749021 | 749021 | 749021 | 749021 | 749021 | 749021 | 749021 | 749021 | 749021 | 749021 | 749021 | 749021 | [7 empty] | 100% | 100% | 100% | 100% | 100% | 100% | 100% | 100% | 100% | 100% | 100% | 100% | 100% | 100% | 100% | 100% | 100% | 100% | 2015 | 0 | 1 | 0
1 | 84 | 2013-15 Fed App | Fed 19 | Residential Gas-fired water heater | 0 | 0 | 9.3786 | 2015-04-16 | 13 | 100% | 1 | 100 | 0 | 0 | 9 | 1 | 1 | 0 | [7 empty] | 0 | 0 | 1042067 | 1042067 | 1042067 | 1042067 | 1042067 | 1042067 | 1042067 | 1042067 | 1042067 | 1042067 | 1042067 | 1042067 | 1042067 | 1042067 | 1042067 | 1042067 | [9 empty] | 84% | 84% | 84% | 84% | 84% | 84% | 84% | 84% | 84% | 84% | 84% | 84% | 84% | 84% | 84% | 84% | [9 empty] | 84% | 84% | 84% | 84% | 84% | 84% | 84% | 84% | 84% | 84% | 84% | 84% | 84% | 84% | 84% | 84% | [9 empty] | 84% | 84% | 84% | 84% | 84% | 84% | 84% | 84% | 84% | 84% | 84% | 84% | 84% | 84% | 84% | 84% | 9 | 50% | 1915 | 0.005 | 0.02 |  | 40% | 9 | 0 | 0 | 0 | 0 | 0 | 0 | 0 | 0 | 1 | 0 | 0 | 0 | 0 | 0 | 1 | 1 | AAEE | 6 | 2017 | [15 empty] | 1042067 | 1042067 | 1042067 | 1042067 | 1042067 | 1042067 | 1042067 | 1042067 | 1042067 | 1042067 | 1042067 | 1042067 | 1042067 | 1042067 | 1042067 | 1042067 | [7 empty] | 100% | 100% | 100% | 100% | 100% | 100% | 100% | 100% | 100% | 100% | 100% | 100% | 100% | 100% | 100% | 100% | 100% | 100% | 2015 | 0 | 1 | 0
1 | 85 | 2013-15 Fed App | Fed 20 | Residential Electric storage water heater | 15.1596 | 1.4897 | 0 | 2015-04-16 | 13 | 100% | 1 | 100 | 173 | 0.017 | 0 | 1 | 1 | 0 | [7 empty] | 0 | 0 | 87628 | 87628 | 87628 | 87628 | 87628 | 87628 | 87628 | 87628 | 87628 | 87628 | 87628 | 87628 | 87628 | 87628 | 87628 | 87628 | [9 empty] | 84% | 84% | 84% | 84% | 84% | 84% | 84% | 84% | 84% | 84% | 84% | 84% | 84% | 84% | 84% | 84% | [9 empty] | 84% | 84% | 84% | 84% | 84% | 84% | 84% | 84% | 84% | 84% | 84% | 84% | 84% | 84% | 84% | 84% | [9 empty] | 84% | 84% | 84% | 84% | 84% | 84% | 84% | 84% | 84% | 84% | 84% | 84% | 84% | 84% | 84% | 84% | 9 | 40% | 1988 | 0.005 | 0.02 |  | 40% | 9 | 0 | 0 | 0 | 0 | 0 | 0 | 0 | 0 | 1 | 0 | 0 | 0 | 0 | 0 | 1 | 1 | AAEE | 6 | 2017 | [15 empty] | 87628 | 87628 | 87628 | 87628 | 87628 | 87628 | 87628 | 87628 | 87628 | 87628 | 87628 | 87628 | 87628 | 87628 | 87628 | 87628 | [7 empty] | 100% | 100% | 100% | 100% | 100% | 100% | 100% | 100% | 100% | 100% | 100% | 100% | 100% | 100% | 100% | 100% | 100% | 100% | 2015 | 0 | 1 | 0
1 | 86 | 2013-15 Fed App | Fed 21 | Residential Gas-fired instantaneous water heater | -1.596 | -0.16454 | 3.1811 | 2015-04-16 | 20 | 100% | 1 | 100 | -29.1 | -0.003 | 58 | 1 | 1 | 0 | [7 empty] | 0 | 0 | 54846 | 54846 | 54846 | 54846 | 54846 | 54846 | 54846 | 54846 | 54846 | 54846 | 54846 | 54846 | 54846 | 54846 | 54846 | 54846 | [9 empty] | 84% | 84% | 84% | 84% | 84% | 84% | 84% | 84% | 84% | 84% | 84% | 84% | 84% | 84% | 84% | 84% | [9 empty] | 84% | 84% | 84% | 84% | 84% | 84% | 84% | 84% | 84% | 84% | 84% | 84% | 84% | 84% | 84% | 84% | [9 empty] | 84% | 84% | 84% | 84% | 84% | 84% | 84% | 84% | 84% | 84% | 84% | 84% | 84% | 84% | 84% | 84% | 9 | 90% | 2015 | 1 | 1 |  | 40% | 9 | 0 | 0 | 0 | 0 | 0 | 0 | 0 | 0 | 1 | 0 | 0 | 0 | 0 | 0 | 1 | 1 | AAEE | 6 | 2017 | [15 empty] | 54846 | 54846 | 54846 | 54846 | 54846 | 54846 | 54846 | 54846 | 54846 | 54846 | 54846 | 54846 | 54846 | 54846 | 54846 | 54846 | [7 empty] | 100% | 100% | 100% | 100% | 100% | 100% | 100% | 100% | 100% | 100% | 100% | 100% | 100% | 100% | 100% | 100% | 100% | 100% | 2015 | 0 | 1 | 0
1 | 87 | 2013-15 Fed App | Fed 22 | Residential Oil-fired storage water heater | 0.0020344 | 0.00027005 | 0 | 2015-04-15 | 13 | 100% | 1 | 100 | 11.6 | 0.0015398 | 0 | 1 | 1 | 0 | [7 empty] | 0 | 0 | 175.3816 | 175.2619 | 174.32 | 172.9514 | 171.4644 | 170.1012 | 170.1012 | 170.1012 | 170.1012 | 170.1012 | 170.1012 | 170.1012 | 170.1012 | 170.1012 | 170.1012 | 170.1012 | [9 empty] | 84% | 84% | 84% | 84% | 84% | 84% | 84% | 84% | 84% | 84% | 84% | 84% | 84% | 84% | 84% | 84% | [9 empty] | 84% | 84% | 84% | 84% | 84% | 84% | 84% | 84% | 84% | 84% | 84% | 84% | 84% | 84% | 84% | 84% | [9 empty] | 84% | 84% | 84% | 84% | 84% | 84% | 84% | 84% | 84% | 84% | 84% | 84% | 84% | 84% | 84% | 84% | 9 | 62% | 1988 | 0.05 | 0.002 |  | 40% | 9 | 0 | 0 | 0 | 0 | 0 | 0 | 0 | 0 | 1 | 0 | 0 | 0 | 0 | 0 | 1 | 1 | AAEE | 6 | 2017 | [15 empty] | 35076.3155 | 35052.3752 | 34863.991 | 34590.2728 | 34292.8771 | 34020.2495 | 34020.2495 | 34020.2495 | 34020.2495 | 34020.2495 | 34020.2495 | 34020.2495 | 34020.2495 | 34020.2495 | 34020.2495 | 34020.2495 | [7 empty] | 0.5% | 0.5% | 0.5% | 0.5% | 0.5% | 0.5% | 0.5% | 0.5% | 0.5% | 0.5% | 0.5% | 0.5% | 0.5% | 0.5% | 0.5% | 0.5% | 0.5% | 0.5% | 2015 | 0 | 1 | 0
1 | 88 | 2013-15 Fed App | Fed 23 | Small Electric Motors | 204.608 | 31.996 | 0 | 2015-03-15 | 7 | 100% | 1 | 100 | 380 | 0.059423 | 0 | 1 | 1 | 0 | [7 empty] | 0 | 0 | 538442.1296 | 547147.3324 | 556655.5537 | 567384.4638 | 578903.6432 | 588796.1889 | 588796.1889 | 588796.1889 | 588796.1889 | 588796.1889 | 588796.1889 | 588796.1889 | 588796.1889 | 588796.1889 | 588796.1889 | 588796.1889 | [9 empty] | 84% | 84% | 84% | 84% | 84% | 84% | 84% | 84% | 84% | 84% | 84% | 84% | 84% | 84% | 84% | 84% | [9 empty] | 84% | 84% | 84% | 84% | 84% | 84% | 84% | 84% | 84% | 84% | 84% | 84% | 84% | 84% | 84% | 84% | [9 empty] | 84% | 84% | 84% | 84% | 84% | 84% | 84% | 84% | 84% | 84% | 84% | 84% | 84% | 84% | 84% | 84% | 9 | 50% | 2009 | 0.005 | 0.1 |  | 40% | 9 | 0 | 0 | 0 | 0 | 0 | 0 | 0 | 0 | 1 | 0 | 0 | 0 | 0 | 0 | 1 | 1 | AAEE | 6 | 2017 | [15 empty] | 4449934.9557 | 4521878.7805 | 4600459.1215 | 4689127.8004 | 4784327.6297 | 4866084.2056 | 4866084.2056 | 4866084.2056 | 4866084.2056 | 4866084.2056 | 4866084.2056 | 4866084.2056 | 4866084.2056 | 4866084.2056 | 4866084.2056 | 4866084.2056 | [7 empty] | 12.1% | 12.1% | 12.1% | 12.1% | 12.1% | 12.1% | 12.1% | 12.1% | 12.1% | 12.1% | 12.1% | 12.1% | 12.1% | 12.1% | 12.1% | 12.1% | 12.1% | 12.1% | 2015 | 0 | 1 | 0
1 | 89 | 2013-15 Fed App | Fed 24 | Residential Clothes Washers (Front Loading) | -7.0808 | -0.8851 | 1.903 | 2015-03-07 | 14 | 100% | 1 | 100 | -16 | -0.002 | 4.3 | 1.04 | 1.32 | -0.020667 | [7 empty] | 0 | 0 | 442549 | 442549 | 442549 | 442549 | 442549 | 442549 | 442549 | 442549 | 442549 | 442549 | 442549 | 442549 | 442549 | 442549 | 442549 | 442549 | [9 empty] | 84% | 84% | 84% | 84% | 84% | 84% | 84% | 84% | 84% | 84% | 84% | 84% | 84% | 84% | 84% | 84% | [9 empty] | 84% | 84% | 84% | 84% | 84% | 84% | 84% | 84% | 84% | 84% | 84% | 84% | 84% | 84% | 84% | 84% | [9 empty] | 84% | 84% | 84% | 84% | 84% | 84% | 84% | 84% | 84% | 84% | 84% | 84% | 84% | 84% | 84% | 84% | 9 | 20% | 2015 | 0.01 | 0.2 |  | 40% | 9 | 0 | 0 | 0 | 0 | 0 | 0 | 0 | 0 | 1 | 0 | 0 | 0 | 0 | 0 | 1 | 1 | AAEE | 6 | 2017 | [15 empty] | 442549 | 442549 | 442549 | 442549 | 442549 | 442549 | 442549 | 442549 | 442549 | 442549 | 442549 | 442549 | 442549 | 442549 | 442549 | 442549 | [7 empty] | 100% | 100% | 100% | 100% | 100% | 100% | 100% | 100% | 100% | 100% | 100% | 100% | 100% | 100% | 100% | 100% | 100% | 100% | 2015 | 0 | 1 | 0
1 | 90 | 2013-15 Fed App | Fed 25 | Residential Clothes Washers (Top Loading) Tier I | 52.2733 | 6.7955 | 7.617 | 2015-03-07 | 14 | 100% | 1 | 100 | 70 | 0.0091 | 10.2 | 1.04 | 1.32 | -0.020667 | [7 empty] | 0 | 0 | 746761 | 746761 | 746761 | 746761 | 746761 | 746761 | 746761 | 746761 | 746761 | 746761 | 746761 | 746761 | 746761 | 746761 | 746761 | 746761 | [9 empty] | 84% | 84% | 84% | 84% | 84% | 84% | 84% | 84% | 84% | 84% | 84% | 84% | 84% | 84% | 84% | 84% | [9 empty] | 84% | 84% | 84% | 84% | 84% | 84% | 84% | 84% | 84% | 84% | 84% | 84% | 84% | 84% | 84% | 84% | [9 empty] | 84% | 84% | 84% | 84% | 84% | 84% | 84% | 84% | 84% | 84% | 84% | 84% | 84% | 84% | 84% | 84% | 9 | 20% | 2015 | 0.01 | 0.2 |  | 40% | 9 | 0 | 0 | 0 | 0 | 0 | 0 | 0 | 0 | 1 | 0 | 0 | 0 | 0 | 0 | 1 | 1 |  | 6 | 2017 | [15 empty] | 746761 | 746761 | 746761 | 746761 | 746761 | 746761 | 746761 | 746761 | 746761 | 746761 | 746761 | 746761 | 746761 | 746761 | 746761 | 746761 | [7 empty] | 100% | 100% | 100% | 100% | 100% | 100% | 100% | 100% | 100% | 100% | 100% | 100% | 100% | 100% | 100% | 100% | 100% | 100% | 2015 | 0 | 1 | 0
1 | 91 | 2013-15 Fed App | Fed 26 | Residential Central AC, Heat Pumps and Furnaces | 19.2552 | 31.4013 | 0 | 2015-01-15 | 18 | 100% | 1 | 100 | 213.0994 | 0.34752 | 0 | 1 | 1 | 0 | [7 empty] | 0 | 0 | 90358.081 | 90358.081 | 90358.081 | 90358.081 | 90358.081 | 90358.081 | 90358.081 | 90358.081 | 90358.081 | 90358.081 | 90358.081 | 90358.081 | 90358.081 | 90358.081 | 90358.081 | 90358.081 | [9 empty] | 84% | 84% | 84% | 84% | 84% | 84% | 84% | 84% | 84% | 84% | 84% | 84% | 84% | 84% | 84% | 84% | [9 empty] | 84% | 84% | 84% | 84% | 84% | 84% | 84% | 84% | 84% | 84% | 84% | 84% | 84% | 84% | 84% | 84% | [9 empty] | 84% | 84% | 84% | 84% | 84% | 84% | 84% | 84% | 84% | 84% | 84% | 84% | 84% | 84% | 84% | 84% | 9 | 50% | 2003 | 0.1 | 0.01 |  | 40% | 9 | 0 | 0 | 0 | 0 | 0 | 0 | 0 | 0 | 1 | 0 | 0 | 0 | 0 | 0 | 1 | 1 | AAEE | 6 | 2017 | [15 empty] | 746761 | 746761 | 746761 | 746761 | 746761 | 746761 | 746761 | 746761 | 746761 | 746761 | 746761 | 746761 | 746761 | 746761 | 746761 | 746761 | [7 empty] | 12.1% | 12.1% | 12.1% | 12.1% | 12.1% | 12.1% | 12.1% | 12.1% | 12.1% | 12.1% | 12.1% | 12.1% | 12.1% | 12.1% | 12.1% | 12.1% | 12.1% | 12.1% | 2015 | 0 | 1 | 0
1 | 92 | 2016-18 Fed App | Fed 27 | Distribution Transformers | 133.4502 | 30.4681 | 0 | 2016-01-01 | 32 | 100% | 1 | 100 | 1168.5614 | 0.26679 | 0 | 1 | 1 | 0 | [10 empty] | 114200.4457 | 114200.4457 | 114200.4457 | 114200.4457 | 114200.4457 | 114200.4457 | 114200.4457 | 114200.4457 | 114200.4457 | 114200.4457 | 114200.4457 | 114200.4457 | 114200.4457 | 114200.4457 | 114200.4457 | [10 empty] | 84% | 84% | 84% | 84% | 84% | 84% | 84% | 84% | 84% | 84% | 84% | 84% | 84% | 84% | 84% | [10 empty] | 84% | 84% | 84% | 84% | 84% | 84% | 84% | 84% | 84% | 84% | 84% | 84% | 84% | 84% | 84% | [10 empty] | 84% | 84% | 84% | 84% | 84% | 84% | 84% | 84% | 84% | 84% | 84% | 84% | 84% | 84% | 84% |  | 70% | 2007 | 0.1 | 0.01 |  | 40% | 10 | 0 | 0 | 0 | 0 | 0 | 0 | 0 | 0 | 0 | 1 | 0 | 0 | 0 | 0 | 1 | 1 |  | 6 | 2017 | [16 empty] | 114200.4457 | 114200.4457 | 114200.4457 | 114200.4457 | 114200.4457 | 114200.4457 | 114200.4457 | 114200.4457 | 114200.4457 | 114200.4457 | 114200.4457 | 114200.4457 | 114200.4457 | 114200.4457 | 114200.4457 | [10 empty] | 100% | 100% | 100% | 100% | 100% | 100% | 100% | 100% | 100% | 100% | 100% | 100% | 100% | 100% | 100% | 2016 | 0 | 1 | 0
1 | 93 | 2016-18 Fed App | Fed 28 | External Power Supplies | 365.0919 | 83.3543 | 0 | 2016-02-10 | 5 | 100% | 1 | 100 | 8.6166 | 0.0019673 | 0 | 1.05 | 1.32 | -0.020667 | [10 empty] | 42370920 | 42370920 | 42370920 | 42370920 | 42370920 | 42370920 | 42370920 | 42370920 | 42370920 | 42370920 | 42370920 | 42370920 | 42370920 | 42370920 | 42370920 | [10 empty] | 84% | 84% | 84% | 84% | 84% | 84% | 84% | 84% | 84% | 84% | 84% | 84% | 84% | 84% | 84% | [10 empty] | 84% | 84% | 84% | 84% | 84% | 84% | 84% | 84% | 84% | 84% | 84% | 84% | 84% | 84% | 84% | [10 empty] | 84% | 84% | 84% | 84% | 84% | 84% | 84% | 84% | 84% | 84% | 84% | 84% | 84% | 84% | 84% |  | 90% | 2011 | 0.5 | 0 |  | 40% | 10 | 0 | 0 | 0 | 0 | 0 | 0 | 0 | 0 | 0 | 1 | 0 | 0 | 0 | 0 | 1 | 1 |  | 6 | 2017 | [16 empty] | 42370920 | 42370920 | 42370920 | 42370920 | 42370920 | 42370920 | 42370920 | 42370920 | 42370920 | 42370920 | 42370920 | 42370920 | 42370920 | 42370920 | 42370920 | [10 empty] | 100% | 100% | 100% | 100% | 100% | 100% | 100% | 100% | 100% | 100% | 100% | 100% | 100% | 100% | 100% | 2016 | 0 | 1 | 0
1 | 94 | 2016-18 Fed App | Fed 29 | Electric Motors | 700.2757 | 109.507 | 0 | 2016-06-01 | 15 | 100% | 1 | 100 | 1168.8034 | 0.18277 | 0 | 1 | 1 | 0 | [10 empty] | 599138.9608 | 629465.7147 | 647627.9326 | 668486.7716 | 689673.4962 | 707309.0678 | 732123.9357 | 762749.8972 | 796221.1069 | 832746.9994 | 868273.2592 | 898675.8159 | 924050.5365 | 950011.7654 | 976556.1849 | [10 empty] | 84% | 84% | 84% | 84% | 84% | 84% | 84% | 84% | 84% | 84% | 84% | 84% | 84% | 84% | 84% | [10 empty] | 84% | 84% | 84% | 84% | 84% | 84% | 84% | 84% | 84% | 84% | 84% | 84% | 84% | 84% | 84% | [10 empty] | 84% | 84% | 84% | 84% | 84% | 84% | 84% | 84% | 84% | 84% | 84% | 84% | 84% | 84% | 84% |  | 70% | 2005 | 0.05 | 0.2 |  | 40% | 10 | 0 | 0 | 0 | 0 | 0 | 0 | 0 | 0 | 0 | 1 | 0 | 0 | 0 | 0 | 1 | 1 |  | 6 | 2017 | [16 empty] | 599138.9608 | 629465.7147 | 647627.9326 | 668486.7716 | 689673.4962 | 707309.0678 | 732123.9357 | 762749.8972 | 796221.1069 | 832746.9994 | 868273.2592 | 898675.8159 | 924050.5365 | 950011.7654 | 976556.1849 | [10 empty] | 100% | 100% | 100% | 100% | 100% | 100% | 100% | 100% | 100% | 100% | 100% | 100% | 100% | 100% | 100% | 2016 | 0 | 1 | 0
1 | 95 | 2016-18 Fed App | Fed 30 | Microwaves | 4.9012 | 0.72687 | 0 | 2016-06-17 | 10.9 | 100% | 1 | 100 | 26 | 0.0038559 | 0 | 1.05 | 1.32 | -0.020667 | [10 empty] | 188506.68 | 188506.68 | 188506.68 | 188506.68 | 188506.68 | 188506.68 | 188506.68 | 188506.68 | 188506.68 | 188506.68 | 188506.68 | 188506.68 | 188506.68 | 188506.68 | 188506.68 | [10 empty] | 84% | 84% | 84% | 84% | 84% | 84% | 84% | 84% | 84% | 84% | 84% | 84% | 84% | 84% | 84% | [10 empty] | 84% | 84% | 84% | 84% | 84% | 84% | 84% | 84% | 84% | 84% | 84% | 84% | 84% | 84% | 84% | [10 empty] | 84% | 84% | 84% | 84% | 84% | 84% | 84% | 84% | 84% | 84% | 84% | 84% | 84% | 84% | 84% |  | 85% | 2005 | 0.1 | 0.01 |  | 40% | 10 | 0 | 0 | 0 | 0 | 0 | 0 | 0 | 0 | 0 | 1 | 0 | 0 | 0 | 0 | 1 | 1 |  | 6 | 2017 | [16 empty] | 188506.68 | 188506.68 | 188506.68 | 188506.68 | 188506.68 | 188506.68 | 188506.68 | 188506.68 | 188506.68 | 188506.68 | 188506.68 | 188506.68 | 188506.68 | 188506.68 | 188506.68 | [10 empty] | 100% | 100% | 100% | 100% | 100% | 100% | 100% | 100% | 100% | 100% | 100% | 100% | 100% | 100% | 100% | 2016 | 0 | 1 | 0
1 | 96 | 2016-18 Fed App | Fed 31 | Metal Halide Lamp Fixtures | 8.5927 | 0.16182 | 0 | 2017-02-10 | 23.59 | 100% | 1 | 100 | 82.6 | 0.0015556 |  | 1 | 1 | 0 | 2017: 104028.0798; 2018: 101140.5689; 2019: 98285.5107; 2020: 95757.6853; 2021: 95757.6853; 2022: 95757.6853; 2023: 95757.6853; 2024: 95757.6853; 2025: 95757.6853; 2026: 95757.6853; 2027: 95757.6853; 2028: 95757.6853; 2029: 95757.6853; 2030: 95757.6853 | [11 empty] | 84% | 84% | 84% | 84% | 84% | 84% | 84% | 84% | 84% | 84% | 84% | 84% | 84% | 84% | [11 empty] | 84% | 84% | 84% | 84% | 84% | 84% | 84% | 84% | 84% | 84% | 84% | 84% | 84% | 84% | [11 empty] | 84% | 84% | 84% | 84% | 84% | 84% | 84% | 84% | 84% | 84% | 84% | 84% | 84% | 84% |  | 75% | 2010 | 0.1 | 0.5 |  | 40% | 10 | 0 | 0 | 0 | 0 | 0 | 0 | 0 | 0 | 0 | 1 | 0 | 0 | 0 | 0 | 1 | 1 |  | 6 | 2018 | [16 empty] | 106943.3288 | 104028.0798 | 101140.5689 | 98285.5107 | 95757.6853 | 95757.6853 | 95757.6853 | 95757.6853 | 95757.6853 | 95757.6853 | 95757.6853 | 95757.6853 | 95757.6853 | 95757.6853 | 95757.6853 | [10 empty] | 100% | 100% | 100% | 100% | 100% | 100% | 100% | 100% | 100% | 100% | 100% | 100% | 100% | 100% | 100% | 2017 | 0 | 1 | 0
1 | 97 | 2016-18 Fed App | Fed 32 | Commercial Refrigeration Equipment | 231.3478 | 52.7237 | 0 | 2017-03-27 | 12 | 100% | 1 | 100 | 1018 | 0.232 |  | 1 | 1 | 0 | 2017: 227257.1823; 2018: 227257.1823; 2019: 227257.1823; 2020: 227257.1823; 2021: 227257.1823; 2022: 227257.1823; 2023: 227257.1823; 2024: 227257.1823; 2025: 227257.1823; 2026: 227257.1823; 2027: 227257.1823; 2028: 227257.1823; 2029: 227257.1823; 2030: 227257.1823 | [11 empty] | 84% | 84% | 84% | 84% | 84% | 84% | 84% | 84% | 84% | 84% | 84% | 84% | 84% | 84% | [11 empty] | 84% | 84% | 84% | 84% | 84% | 84% | 84% | 84% | 84% | 84% | 84% | 84% | 84% | 84% | [11 empty] | 84% | 84% | 84% | 84% | 84% | 84% | 84% | 84% | 84% | 84% | 84% | 84% | 84% | 84% |  | 20% | 2010 | 0.01 | 0.2 |  | 40% | 10 | 0 | 0 | 0 | 0 | 0 | 0 | 0 | 0 | 0 | 1 | 0 | 0 | 0 | 0 | 1 | 1 |  | 6 | 2018 | [17 empty] | 227257.1823 | 227257.1823 | 227257.1823 | 227257.1823 | 227257.1823 | 227257.1823 | 227257.1823 | 227257.1823 | 227257.1823 | 227257.1823 | 227257.1823 | 227257.1823 | 227257.1823 | 227257.1823 | [10 empty] | 100% | 100% | 100% | 100% | 100% | 100% | 100% | 100% | 100% | 100% | 100% | 100% | 100% | 100% | 100% | 2017 | 0 | 1 | 0
1 | 98 | 2016-18 Fed App | Fed 33 | Walk-in Coolers and Freezers (Door) | 24.8726 | 3.2727 | 0 | 2017-06-05 | 12 | 100% | 1 | 100 | 608 | 0.08 |  | 1 | 1 | 0 | 2017: 40908.96; 2018: 40908.96; 2019: 40908.96; 2020: 40908.96; 2021: 40908.96; 2022: 40908.96; 2023: 40908.96; 2024: 40908.96; 2025: 40908.96; 2026: 40908.96; 2027: 40908.96; 2028: 40908.96; 2029: 40908.96; 2030: 40908.96 | [11 empty] | 84% | 84% | 84% | 84% | 84% | 84% | 84% | 84% | 84% | 84% | 84% | 84% | 84% | 84% | [11 empty] | 84% | 84% | 84% | 84% | 84% | 84% | 84% | 84% | 84% | 84% | 84% | 84% | 84% | 84% | [11 empty] | 84% | 84% | 84% | 84% | 84% | 84% | 84% | 84% | 84% | 84% | 84% | 84% | 84% | 84% |  | 75% | 2000 | 0.01 | 0.2 |  | 40% | 10 | 0 | 0 | 0 | 0 | 0 | 0 | 0 | 0 | 0 | 1 | 0 | 0 | 0 | 0 | 1 | 1 |  | 6 | 2018 | [17 empty] | 40908.96 | 40908.96 | 40908.96 | 40908.96 | 40908.96 | 40908.96 | 40908.96 | 40908.96 | 40908.96 | 40908.96 | 40908.96 | 40908.96 | 40908.96 | 40908.96 | [10 empty] | 100% | 100% | 100% | 100% | 100% | 100% | 100% | 100% | 100% | 100% | 100% | 100% | 100% | 100% | 100% | 2017 | 0 | 1 | 0
1 | 99 | 2016-18 Fed App | Fed 34 | Walk-in Coolers and Freezers (Systems) | 458.9786 | 60.225 | 0 | 2017-06-05 | 10 | 100% | 1 | 100 | 13817 | 1.813 |  | 1 | 1 | 0 | 2017: 33218.4; 2018: 33218.4; 2019: 33218.4; 2020: 33218.4; 2021: 33218.4; 2022: 33218.4; 2023: 33218.4; 2024: 33218.4; 2025: 33218.4; 2026: 33218.4; 2027: 33218.4; 2028: 33218.4; 2029: 33218.4; 2030: 33218.4 | [11 empty] | 84% | 84% | 84% | 84% | 84% | 84% | 84% | 84% | 84% | 84% | 84% | 84% | 84% | 84% | [11 empty] | 84% | 84% | 84% | 84% | 84% | 84% | 84% | 84% | 84% | 84% | 84% | 84% | 84% | 84% | [11 empty] | 84% | 84% | 84% | 84% | 84% | 84% | 84% | 84% | 84% | 84% | 84% | 84% | 84% | 84% |  | 75% | 2000 | 0.01 | 2 |  | 40% | 10 | 0 | 0 | 0 | 0 | 0 | 0 | 0 | 0 | 0 | 1 | 0 | 0 | 0 | 0 | 1 | 1 |  | 6 | 2018 | [17 empty] | 33218.4 | 33218.4 | 33218.4 | 33218.4 | 33218.4 | 33218.4 | 33218.4 | 33218.4 | 33218.4 | 33218.4 | 33218.4 | 33218.4 | 33218.4 | 33218.4 | [10 empty] | 100% | 100% | 100% | 100% | 100% | 100% | 100% | 100% | 100% | 100% | 100% | 100% | 100% | 100% | 100% | 2017 | 0 | 1 | 0
1 | 100 | 2016-18 Fed App | Fed 35 | Air-Cooled Commercial Package ACs and HPs - Tier 1 | 44.9009 | 23.2986 | 0 | 2018-01-01 | 22 | 100% | 1 | 100 | 2350.172 | 1.2195 |  | 1 | 1 | 0 | 2018: 19105.3712; 2019: 19105.3712; 2020: 19105.3712; 2021: 19105.3712; 2022: 19105.3712; 2023: 19105.3712; 2024: 19105.3712; 2025: 19105.3712; 2026: 19105.3712; 2027: 19105.3712; 2028: 19105.3712; 2029: 19105.3712; 2030: 19105.3712 | [11 empty] | 84% | 84% | 84% | 84% | 84% | 84% | 84% | 84% | 84% | 84% | 84% | 84% | 84% | 84% | [11 empty] | 84% | 84% | 84% | 84% | 84% | 84% | 84% | 84% | 84% | 84% | 84% | 84% | 84% | 84% | [11 empty] | 84% | 84% | 84% | 84% | 84% | 84% | 84% | 84% | 84% | 84% | 84% | 84% | 84% | 84% |  | 75% | 2010 | 0.1 | 0.5 |  | 40% | 10 | 0 | 0 | 0 | 0 | 0 | 0 | 0 | 0 | 0 | 1 | 0 | 0 | 0 | 0 | 1 | 1 |  | 6 | 2019 | [18 empty] | 19105.3712 | 19105.3712 | 19105.3712 | 19105.3712 | 19105.3712 | 19105.3712 | 19105.3712 | 19105.3712 | 19105.3712 | 19105.3712 | 19105.3712 | 19105.3712 | 19105.3712 | [10 empty] | 100% | 100% | 100% | 100% | 100% | 100% | 100% | 100% | 100% | 100% | 100% | 100% | 100% | 100% | 100% | 2018 | 0 | 1 | 0
1 | 101 | 2016-18 Fed App | Fed 36 | Commercial Clothes Washers | 3.4147 | 0.45529 | 0 | 2018-01-01 | 10.67 | 100% | 1 | 100 | 149.512 | 0.019935 |  | 1.092 | 1.235 | -0.005 | 2018: 22838.9778; 2019: 22838.9778; 2020: 22838.9778; 2021: 22838.9778; 2022: 22838.9778; 2023: 22838.9778; 2024: 22838.9778; 2025: 22838.9778; 2026: 22838.9778; 2027: 22838.9778; 2028: 22838.9778; 2029: 22838.9778; 2030: 22838.9778 | [11 empty] | 84% | 84% | 84% | 84% | 84% | 84% | 84% | 84% | 84% | 84% | 84% | 84% | 84% | 84% | [11 empty] | 84% | 84% | 84% | 84% | 84% | 84% | 84% | 84% | 84% | 84% | 84% | 84% | 84% | 84% | [11 empty] | 84% | 84% | 84% | 84% | 84% | 84% | 84% | 84% | 84% | 84% | 84% | 84% | 84% | 84% |  | 53.49% | 1970 | 0.016625 | 0.16705 |  | 40% | 10 | 0 | 0 | 0 | 0 | 0 | 0 | 0 | 0 | 0 | 1 | 0 | 0 | 0 | 0 | 1 | 1 |  | 6 | 2019 | [18 empty] | 22838.9778 | 22838.9778 | 22838.9778 | 22838.9778 | 22838.9778 | 22838.9778 | 22838.9778 | 22838.9778 | 22838.9778 | 22838.9778 | 22838.9778 | 22838.9778 | 22838.9778 | [10 empty] | 100% | 100% | 100% | 100% | 100% | 100% | 100% | 100% | 100% | 100% | 100% | 100% | 100% | 100% | 100% | 2018 | 0 | 1 | 0
1 | 102 | 2016-18 Fed App | Fed 37 | General Service Fluorescent Lamps | 267.716 | 47.7518 | 0 | 2018-01-26 | 6 | 100% | 1 | 100 | 13.3727 | 0.0023853 |  | 1.1 | 1.2267 | -0.0040333 | 2018: 20019546.5451; 2019: 20019546.5451; 2020: 20019546.5451; 2021: 20019546.5451; 2022: 20019546.5451; 2023: 20019546.5451; 2024: 20019546.5451; 2025: 20019546.5451; 2026: 20019546.5451; 2027: 20019546.5451; 2028: 20019546.5451; 2029: 20019546.5451; 2030: 20019546.5451 | [11 empty] | 84% | 84% | 84% | 84% | 84% | 84% | 84% | 84% | 84% | 84% | 84% | 84% | 84% | 84% | [11 empty] | 84% | 84% | 84% | 84% | 84% | 84% | 84% | 84% | 84% | 84% | 84% | 84% | 84% | 84% | [11 empty] | 84% | 84% | 84% | 84% | 84% | 84% | 84% | 84% | 84% | 84% | 84% | 84% | 84% | 84% |  | 90% | 2008 | 0.1 | 0 |  | 40% | 10 | 0 | 0 | 0 | 0 | 0 | 0 | 0 | 0 | 0 | 1 | 0 | 0 | 0 | 0 | 1 | 1 |  | 6 | 2019 | [18 empty] | 20019546.5451 | 20019546.5451 | 20019546.5451 | 20019546.5451 | 20019546.5451 | 20019546.5451 | 20019546.5451 | 20019546.5451 | 20019546.5451 | 20019546.5451 | 20019546.5451 | 20019546.5451 | 20019546.5451 | [10 empty] | 100% | 100% | 100% | 100% | 100% | 100% | 100% | 100% | 100% | 100% | 100% | 100% | 100% | 100% | 100% | 2018 | 0 | 1 | 0
1 | 103 | 2016-18 Fed App | Fed 38 | Automatic Commercial Ice Makers | 10.41 | 1.3659 | 0 | 2018-01-28 | 8.5 | 100% | 1 | 100 | 385.4958 | 0.050582 |  | 1.025 | 1.16 | -0.010333 | 2018: 27004.2; 2019: 27004.2; 2020: 27004.2; 2021: 27004.2; 2022: 27004.2; 2023: 27004.2; 2024: 27004.2; 2025: 27004.2; 2026: 27004.2; 2027: 27004.2; 2028: 27004.2; 2029: 27004.2; 2030: 27004.2 | [11 empty] | 84% | 84% | 84% | 84% | 84% | 84% | 84% | 84% | 84% | 84% | 84% | 84% | 84% | 84% | [11 empty] | 84% | 84% | 84% | 84% | 84% | 84% | 84% | 84% | 84% | 84% | 84% | 84% | 84% | 84% | [11 empty] | 84% | 84% | 84% | 84% | 84% | 84% | 84% | 84% | 84% | 84% | 84% | 84% | 84% | 84% |  | 80% | 2010 | 0.1 | 0 |  | 40% | 10 | 0 | 0 | 0 | 0 | 0 | 0 | 0 | 0 | 0 | 1 | 0 | 0 | 0 | 0 | 1 | 1 |  | 6 | 2019 | [18 empty] | 27004.2 | 27004.2 | 27004.2 | 27004.2 | 27004.2 | 27004.2 | 27004.2 | 27004.2 | 27004.2 | 27004.2 | 27004.2 | 27004.2 | 27004.2 | [10 empty] | 100% | 100% | 100% | 100% | 100% | 100% | 100% | 100% | 100% | 100% | 100% | 100% | 100% | 100% | 100% | 2018 | 0 | 1 | 0
1 | 104 | 2016-18 Fed App | Fed 39 | Battery Chargers | 19.68 | 14.2778 | 0 | 2018-06-13 | 4.04 | 100% | 0 | 100 | 310.2042 | 0.22505 |  | 1.047 | 1.36 | -0.021 | 2018: 63442.08; 2019: 63442.08; 2020: 63442.08; 2021: 63442.08; 2022: 63442.08; 2023: 63442.08; 2024: 63442.08; 2025: 63442.08; 2026: 63442.08; 2027: 63442.08; 2028: 63442.08; 2029: 63442.08; 2030: 63442.08 | [11 empty] | 84% | 84% | 84% | 84% | 84% | 84% | 84% | 84% | 84% | 84% | 84% | 84% | 84% | 84% | [11 empty] | 84% | 84% | 84% | 84% | 84% | 84% | 84% | 84% | 84% | 84% | 84% | 84% | 84% | 84% | [11 empty] | 84% | 84% | 84% | 84% | 84% | 84% | 84% | 84% | 84% | 84% | 84% | 84% | 84% | 84% |  | 53.83% | 2000 | 0.0068023 | 0.32059 |  | 40% | 10 | 0 | 0 | 0 | 0 | 0 | 0 | 0 | 0 | 0 | 1 | 0 | 0 | 0 | 0 | 1 | 1 |  | 6 | 2019 | [18 empty] | 63442.08 | 63442.08 | 63442.08 | 63442.08 | 63442.08 | 63442.08 | 63442.08 | 63442.08 | 63442.08 | 63442.08 | 63442.08 | 63442.08 | 63442.08 | [10 empty] | 100% | 100% | 100% | 100% | 100% | 100% | 100% | 100% | 100% | 100% | 100% | 100% | 100% | 100% | 100% | 2018 | 0 | 1 | 0
0 | 105 |  | Std B1 | Time dependent valuation, Residential | 0 | 0 | 0 | 2006-01-01 | 9 | 100% | 0 | 100 | 0 | 0 | 0 | 1 | 1 | 0 | 0 | 0 | 0 | 0 | 0 | 0 | 0 | 0 | 0 | 0 | 0 | 0 | 0 | 0 | 0 | 0 | 0 | 0 | 0 | 0 | 0 | 0 | 0 | 0 | 0 | 0% | 0% | 0% | 0% | 0% | 0% | 0% | 0% | 0% | 0% | 0% | 0% | 0% | 0% | 0% | 0% | 0% | 0% | 0% | 0% | 0% | 0% | 0% | 0% | 0% | 0% | 0% | 0% | 0% | 0% | 0% | 0% | 0% | 0% | 0% | 0% | 0% | 0% | 0% | 0% | 0% | 0% | 0% | 0% | 0% | 0% | 0% | 0% | 0% | 0% | 0% | 0% | 0% | 0% | 0% | 0% | 0% | 0% | 0% | 0% | 0% | 0% | 0% | 0% | 0% | 0% | 0% | 0% | 0% | 0% | 0% | 0% | 0% | 0% | 0% | 18 | 0% | 2006 | 0 | 0 | 0 | 82.55% | 0 | 0 | 0 | 0 | 0 | 0 | 0 | 0 | 0 | 0 | 0 | 0 | 0 | 0 | 0 | 0 | 0 |  | 9 | 2017 | [6 empty] | 0 | 0 | 0 | 0 | 0 | 0 | 0 | 0 | 0 | 0 | 0 | 0 | 0 | 0 | 0 | 0 | 0 | 0 | 0 | 0 | 0 | 0 | 0 | 0 | 0 | 100% | 100% | 100% | 100% | 100% | 100% | 100% | 100% | 100% | 100% | 100% | 100% | 100% | 100% | 100% | 100% | 100% | 99.52% | 99.79% | 99.91% | 99.96% | 99.98% | 99.99% | 100% | 100% | 0 | 0 | 0 | 0
0 | 106 |  | Std B2 | Time dependent valuation, Nonresidential | 0 | 0 | 0 | 2006-01-01 | 9 | 100% | 0 | 100 | 0 | 0 | 0 | 1 | 1 | 0 | 0 | 0 | 0 | 0 | 0 | 0 | 0 | 0 | 0 | 0 | 0 | 0 | 0 | 0 | 0 | 0 | 0 | 0 | 0 | 0 | 0 | 0 | 0 | 0 | 0 | 0% | 0% | 0% | 0% | 0% | 0% | 0% | 0% | 0% | 0% | 0% | 0% | 0% | 0% | 0% | 0% | 0% | 0% | 0% | 0% | 0% | 0% | 0% | 0% | 0% | 0% | 0% | 0% | 0% | 0% | 0% | 0% | 0% | 0% | 0% | 0% | 0% | 0% | 0% | 0% | 0% | 0% | 0% | 0% | 0% | 0% | 0% | 0% | 0% | 0% | 0% | 0% | 0% | 0% | 0% | 0% | 0% | 0% | 0% | 0% | 0% | 0% | 0% | 0% | 0% | 0% | 0% | 0% | 0% | 0% | 0% | 0% | 0% | 0% | 0% | 18 | 0% | 2006 | 0 | 0 | 0 | 85.21% | 0 | 0 | 0 | 0 | 0 | 0 | 0 | 0 | 0 | 0 | 0 | 0 | 0 | 0 | 0 | 0 | 0 |  | 9 | 2017 | [6 empty] | 0 | 0 | 0 | 0 | 0 | 0 | 0 | 0 | 0 | 0 | 0 | 0 | 0 | 0 | 0 | 0 | 0 | 0 | 0 | 0 | 0 | 0 | 0 | 0 | 0 | 100% | 100% | 100% | 100% | 100% | 100% | 100% | 100% | 100% | 100% | 100% | 100% | 100% | 100% | 100% | 100% | 100% | 99.99% | 100% | 100% | 100% | 100% | 100% | 100% | 100% | 0 | 0 | 0 | 0
0 | 107 |  | Std B3 | Res. Hardwired lighting | 45.0063 | 2.0692 | 0 | 2006-01-01 | 8 | 100% | 0 | 100 | 350.1997 | 0.016101 | 0 | 1.04 | 1.32 | -0.020667 | 128516 | 136776 | 85519 | 111147.5 | 111147.5 | 111147.5 | 111147.5 | 111147.5 | 111147.5 | 111147.5 | 111147.5 | 111147.5 | 111147.5 | 111147.5 | 111147.5 | 111147.5 | 111147.5 | 110615.7126 | 110915.5082 | 111046.5101 | 111103.5784 | 111128.4058 | 111139.2006 | 111143.8929 | 111145.9323 | 113% | 113% | 113% | 113% | 113% | 113% | 113% | 113% | 113% | 113% | 113% | 113% | 113% | 113% | 113% | 113% | 113% | 113% | 113% | 113% | 113% | 113% | 113% | 113% | 113% | 113% | 113% | 113% | 113% | 113% | 113% | 113% | 113% | 113% | 113% | 113% | 113% | 113% | 113% | 113% | 113% | 113% | 113% | 113% | 113% | 113% | 113% | 113% | 113% | 113% | 113% | 113% | 113% | 113% | 113% | 113% | 113% | 113% | 113% | 113% | 113% | 113% | 113% | 113% | 113% | 113% | 113% | 113% | 113% | 113% | 113% | 113% | 113% | 113% | 113% | 18 | 30% | 2000 | 0.01801 | 0.35594 | 14695 | 87.68% | 0 | 0 | 0 | 0 | 0 | 0 | 0 | 0 | 0 | 0 | 0 | 0 | 0 | 0 | 0 | 0 | 0 |  | 9 | 2017 | [6 empty] | 128516 | 136776 | 85519 | 111147.5 | 111147.5 | 111147.5 | 111147.5 | 111147.5 | 111147.5 | 111147.5 | 111147.5 | 111147.5 | 111147.5 | 111147.5 | 111147.5 | 111147.5 | 111147.5 | 111147.5 | 111147.5 | 111147.5 | 111147.5 | 111147.5 | 111147.5 | 111147.5 | 111147.5 | 100% | 100% | 100% | 100% | 100% | 100% | 100% | 100% | 100% | 100% | 100% | 100% | 100% | 100% | 100% | 100% | 100% | 99.52% | 99.79% | 99.91% | 99.96% | 99.98% | 99.99% | 100% | 100% | 0 | 0 | 0 | 0
1 | 108 | 2005 T-24 | Std B4 | Duct improvement | 6.27 | 9.3552 | 1.21 | 2006-01-01 | 10 | 100% | 0 | 100 | 114 | 0.1701 | 22 | 1 | 1 | 0 | 55000 | 55000 | 55000 | 55000 | 55000 | 55000 | 55000 | 55000 | 55000 | 55000 | 55000 | 55000 | 55000 | 55000 | 55000 | 55000 | 55000 | 54993.7205 | 54997.6894 | 54999.1499 | 54999.6873 | 54999.8849 | 54999.9577 | 54999.9844 | 54999.9943 | 59% | 59% | 59% | 59% | 59% | 59% | 59% | 59% | 59% | 59% | 59% | 59% | 59% | 59% | 59% | 59% | 59% | 59% | 59% | 59% | 59% | 59% | 59% | 59% | 59% | 59% | 59% | 59% | 59% | 59% | 59% | 59% | 59% | 59% | 59% | 59% | 59% | 59% | 59% | 59% | 59% | 59% | 59% | 59% | 59% | 59% | 59% | 59% | 59% | 59% | 59% | 59% | 59% | 59% | 59% | 59% | 59% | 59% | 59% | 59% | 59% | 59% | 59% | 59% | 59% | 59% | 59% | 59% | 59% | 59% | 59% | 59% | 59% | 59% | 59% | 18 | 18% | 2006 | 0.0002 | 0.49969 | 0 | 69.25% | 11 | 0 | 0 | 0 | 0 | 0 | 0 | 0 | 0 | 0 | 0 | 1 | 0 | 0 | 0 | 1 | 1 |  | 9 | 2017 | [6 empty] | 55000 | 55000 | 55000 | 55000 | 55000 | 55000 | 55000 | 55000 | 55000 | 55000 | 55000 | 55000 | 55000 | 55000 | 55000 | 55000 | 55000 | 55000 | 55000 | 55000 | 55000 | 55000 | 55000 | 55000 | 55000 | 100% | 100% | 100% | 100% | 100% | 100% | 100% | 100% | 100% | 100% | 100% | 100% | 100% | 100% | 100% | 100% | 100% | 99.99% | 100% | 100% | 100% | 100% | 100% | 100% | 100% | 2006 | 0 | 0 | 1
1 | 109 | 2005 T-24 | Std B5 | Window replacement | 25.4 | 9.6921 | 1.18 | 2006-01-01 | 10 | 100% | 0 | 100 | 254 | 0.096921 | 11.8 | 1 | 1 | 0 | 100000 | 100000 | 100000 | 100000 | 100000 | 100000 | 100000 | 100000 | 100000 | 100000 | 100000 | 100000 | 100000 | 100000 | 100000 | 100000 | 100000 | 99988.5828 | 99995.799 | 99998.4544 | 99999.4314 | 99999.7908 | 99999.923 | 99999.9717 | 99999.9896 | 80% | 80% | 80% | 80% | 80% | 80% | 80% | 80% | 80% | 80% | 80% | 80% | 80% | 80% | 80% | 80% | 80% | 80% | 80% | 80% | 80% | 80% | 80% | 80% | 80% | 80% | 80% | 80% | 80% | 80% | 80% | 80% | 80% | 80% | 80% | 80% | 80% | 80% | 80% | 80% | 80% | 80% | 80% | 80% | 80% | 80% | 80% | 80% | 80% | 80% | 80% | 80% | 80% | 80% | 80% | 80% | 80% | 80% | 80% | 80% | 80% | 80% | 80% | 80% | 80% | 80% | 80% | 80% | 80% | 80% | 80% | 80% | 80% | 80% | 80% | 6 | 51% | 1990 | 0.08943 | 0.18602 | 17923 | 55.17% | 11 | 0 | 0 | 0 | 0 | 0 | 0 | 0 | 0 | 0 | 0 | 1 | 0 | 0 | 0 | 1 | 1 |  | 9 | 2017 | [6 empty] | 100000 | 100000 | 100000 | 100000 | 100000 | 100000 | 100000 | 100000 | 100000 | 100000 | 100000 | 100000 | 100000 | 100000 | 100000 | 100000 | 100000 | 100000 | 100000 | 100000 | 100000 | 100000 | 100000 | 100000 | 100000 | 100% | 100% | 100% | 100% | 100% | 100% | 100% | 100% | 100% | 100% | 100% | 100% | 100% | 100% | 100% | 100% | 100% | 99.99% | 100% | 100% | 100% | 100% | 100% | 100% | 100% | 2006 | 0 | 0 | 1
1 | 110 | 2005 T-24 | Std B6 | Lighting controls under skylights | 12.73 | 0 | 0 | 2006-01-01 | 15 | 100% | 0 | 100 | 599.7362 | 0 | 0 | 1.05 | 1.1133 | -0.0020167 | 21226 | 21226 | 21226 | 21226 | 21226 | 21226 | 21226 | 21226 | 21226 | 21226 | 21226 | 21226 | 21226 | 21226 | 21226 | 21226 | 21226 | 21223.7172 | 21225.3459 | 21225.8126 | 21225.9463 | 21225.9846 | 21225.9956 | 21225.9987 | 21225.9996 | 8.3% | 8.3% | 8.3% | 8.3% | 8.3% | 8.3% | 8.3% | 8.3% | 8.3% | 8.3% | 8.3% | 8.3% | 8.3% | 8.3% | 8.3% | 8.3% | 8.3% | 8.3% | 8.3% | 8.3% | 8.3% | 8.3% | 8.3% | 8.3% | 8.3% | 8.3% | 8.3% | 8.3% | 8.3% | 8.3% | 8.3% | 8.3% | 8.3% | 8.3% | 8.3% | 8.3% | 8.3% | 8.3% | 8.3% | 8.3% | 8.3% | 8.3% | 8.3% | 8.3% | 8.3% | 8.3% | 8.3% | 8.3% | 8.3% | 8.3% | 8.3% | 8.3% | 8.3% | 8.3% | 8.3% | 8.3% | 8.3% | 8.3% | 8.3% | 8.3% | 8.3% | 8.3% | 8.3% | 8.3% | 8.3% | 8.3% | 8.3% | 8.3% | 8.3% | 8.3% | 8.3% | 8.3% | 8.3% | 8.3% | 8.3% | 12 | 50% | 2000 | 0.01005 | 0.3 | 16304 | 93.88% | 11 | 0 | 0 | 0 | 0 | 0 | 0 | 0 | 0 | 0 | 0 | 1 | 0 | 0 | 0 | 1 | 1 |  | 9 | 2017 | [6 empty] | 21226 | 21226 | 21226 | 21226 | 21226 | 21226 | 21226 | 21226 | 21226 | 21226 | 21226 | 21226 | 21226 | 21226 | 21226 | 21226 | 21226 | 21226 | 21226 | 21226 | 21226 | 21226 | 21226 | 21226 | 21226 | 100% | 100% | 100% | 100% | 100% | 100% | 100% | 100% | 100% | 100% | 100% | 100% | 100% | 100% | 100% | 100% | 100% | 99.99% | 100% | 100% | 100% | 100% | 100% | 100% | 100% | 2006 | 0 | 0 | 1
1 | 111 | 2005 T-24 | Std B7 | Ducts in existing commercial buildings | 11.45 | 8.7 | 1.22 | 2006-01-01 | 15 | 100% | 0 | 100 | 0.26293 | 0.00019978 | 0.028016 | 1 | 1 | 0 | 43547059 | 43547059 | 43547059 | 43547059 | 43547059 | 43547059 | 43547059 | 43547059 | 43547059 | 43547059 | 43547059 | 43547059 | 43547059 | 43547059 | 43547059 | 43547059 | 43547059 | 43547058.7352 | 43547058.9241 | 43547058.9783 | 43547058.9938 | 43547058.9982 | 43547058.9995 | 43547058.9999 | 43547059 | 75% | 75% | 75% | 75% | 75% | 75% | 75% | 75% | 75% | 75% | 75% | 75% | 75% | 75% | 75% | 75% | 75% | 75% | 75% | 75% | 75% | 75% | 75% | 75% | 75% | 75% | 75% | 75% | 75% | 75% | 75% | 75% | 75% | 75% | 75% | 75% | 75% | 75% | 75% | 75% | 75% | 75% | 75% | 75% | 75% | 75% | 75% | 75% | 75% | 75% | 75% | 75% | 75% | 75% | 75% | 75% | 75% | 75% | 75% | 75% | 75% | 75% | 75% | 75% | 75% | 75% | 75% | 75% | 75% | 75% | 75% | 75% | 75% | 75% | 75% | 18 | 18% | 2000 | 0.00037 | 0.5 | 126000 | 73.87% | 11 | 0 | 0 | 0 | 0 | 0 | 0 | 0 | 0 | 0 | 0 | 1 | 0 | 0 | 0 | 1 | 1 |  | 9 | 2017 | [6 empty] | 43547059 | 43547059 | 43547059 | 43547059 | 43547059 | 43547059 | 43547059 | 43547059 | 43547059 | 43547059 | 43547059 | 43547059 | 43547059 | 43547059 | 43547059 | 43547059 | 43547059 | 43547059 | 43547059 | 43547059 | 43547059 | 43547059 | 43547059 | 43547059 | 43547059 | 100% | 100% | 100% | 100% | 100% | 100% | 100% | 100% | 100% | 100% | 100% | 100% | 100% | 100% | 100% | 100% | 100% | 100% | 100% | 100% | 100% | 100% | 100% | 100% | 100% | 2006 | 0 | 0 | 1
1 | 112 | 2005 T-24 | Std B8 | Cool roofs | 18.2922 | 11.8949 | -0.25173 | 2006-01-01 | 10 | 100% | 0 | 100 | 0.327 | 0.00021264 | -0.0045 | 1 | 1 | 0 | 55939336.25 | 55939336.25 | 55939336.25 | 55939336.25 | 55939336.25 | 55939336.25 | 55939336.25 | 55939336.25 | 55939336.25 | 55939336.25 | 55939336.25 | 55939336.25 | 55939336.25 | 55939336.25 | 55939336.25 | 55939336.25 | 55939336.25 | 55933320.0915 | 55937612.3969 | 55938842.3418 | 55939194.7416 | 55939295.7071 | 55939324.6342 | 55939332.922 | 55939335.2965 | 75% | 75% | 75% | 75% | 75% | 75% | 75% | 75% | 75% | 75% | 75% | 75% | 75% | 75% | 75% | 75% | 75% | 75% | 75% | 75% | 75% | 75% | 75% | 75% | 75% | 75% | 75% | 75% | 75% | 75% | 75% | 75% | 75% | 75% | 75% | 75% | 75% | 75% | 75% | 75% | 75% | 75% | 75% | 75% | 75% | 75% | 75% | 75% | 75% | 75% | 75% | 75% | 75% | 75% | 75% | 75% | 75% | 75% | 75% | 75% | 75% | 75% | 75% | 75% | 75% | 75% | 75% | 75% | 75% | 75% | 75% | 75% | 75% | 75% | 75% | 12 | 35% | 1990 | 0.00102 | 0.44116 | 2118173 | 81.67% | 11 | 0 | 0 | 0 | 0 | 0 | 0 | 0 | 0 | 0 | 0 | 1 | 0 | 0 | 0 | 1 | 1 |  | 9 | 2017 | [6 empty] | 55939336.25 | 55939336.25 | 55939336.25 | 55939336.25 | 55939336.25 | 55939336.25 | 55939336.25 | 55939336.25 | 55939336.25 | 55939336.25 | 55939336.25 | 55939336.25 | 55939336.25 | 55939336.25 | 55939336.25 | 55939336.25 | 55939336.25 | 55939336.25 | 55939336.25 | 55939336.25 | 55939336.25 | 55939336.25 | 55939336.25 | 55939336.25 | 55939336.25 | 100% | 100% | 100% | 100% | 100% | 100% | 100% | 100% | 100% | 100% | 100% | 100% | 100% | 100% | 100% | 100% | 100% | 99.99% | 100% | 100% | 100% | 100% | 100% | 100% | 100% | 2006 | 0 | 0 | 1
1 | 113 | 2005 T-24 | Std B9 | Relocatable classrooms | 2.91 | 0 | 0 | 2006-01-01 | 10 | 100% | 0 | 100 | 970 | 0 | 0 | 1 | 1 | 0 | 3000 | 3000 | 3000 | 3000 | 3000 | 3000 | 3000 | 3000 | 3000 | 3000 | 3000 | 3000 | 3000 | 3000 | 3000 | 3000 | 3000 | 2999.6774 | 2999.9076 | 2999.9735 | 2999.9924 | 2999.9978 | 2999.9994 | 2999.9998 | 2999.9999 | 100% | 100% | 100% | 100% | 100% | 100% | 100% | 100% | 100% | 100% | 100% | 100% | 100% | 100% | 100% | 100% | 100% | 100% | 100% | 100% | 100% | 100% | 100% | 100% | 100% | 100% | 100% | 100% | 100% | 100% | 100% | 100% | 100% | 100% | 100% | 100% | 100% | 100% | 100% | 100% | 100% | 100% | 100% | 100% | 100% | 100% | 100% | 100% | 100% | 100% | 100% | 100% | 100% | 100% | 100% | 100% | 100% | 100% | 100% | 100% | 100% | 100% | 100% | 100% | 100% | 100% | 100% | 100% | 100% | 100% | 100% | 100% | 100% | 100% | 100% | 18 | 0% | 2000 | 0 | 0 | 0 | 81.25% | 11 | 0 | 0 | 0 | 0 | 0 | 0 | 0 | 0 | 0 | 0 | 1 | 0 | 0 | 0 | 1 | 1 |  | 9 | 2017 | [6 empty] | 3000 | 3000 | 3000 | 3000 | 3000 | 3000 | 3000 | 3000 | 3000 | 3000 | 3000 | 3000 | 3000 | 3000 | 3000 | 3000 | 3000 | 3000 | 3000 | 3000 | 3000 | 3000 | 3000 | 3000 | 3000 | 100% | 100% | 100% | 100% | 100% | 100% | 100% | 100% | 100% | 100% | 100% | 100% | 100% | 100% | 100% | 100% | 100% | 99.99% | 100% | 100% | 100% | 100% | 100% | 100% | 100% | 2006 | 0 | 0 | 1
1 | 114 | 2005 T-24 | Std B10 | Bi-level lighting control credits | 1.6496 | 0 | 0 | 2006-01-01 | 10 | 100% | 0 | 100 | 0.15394 | 0 | 0 | 1.1 | 1.32 | -0.0041 | 10715828 | 10715828 | 10715828 | 10715828 | 10715828 | 10715828 | 10715828 | 10715828 | 10715828 | 10715828 | 10715828 | 10715828 | 10715828 | 10715828 | 10715828 | 10715828 | 10715828 | 10714675.5351 | 10715497.776 | 10715733.3862 | 10715800.8924 | 10715820.2335 | 10715825.7749 | 10715827.3625 | 10715827.8173 | 78.7% | 78.7% | 78.7% | 78.7% | 78.7% | 78.7% | 78.7% | 78.7% | 78.7% | 78.7% | 78.7% | 78.7% | 78.7% | 78.7% | 78.7% | 78.7% | 78.7% | 78.7% | 78.7% | 78.7% | 78.7% | 78.7% | 78.7% | 78.7% | 78.7% | 78.7% | 78.7% | 78.7% | 78.7% | 78.7% | 78.7% | 78.7% | 78.7% | 78.7% | 78.7% | 78.7% | 78.7% | 78.7% | 78.7% | 78.7% | 78.7% | 78.7% | 78.7% | 78.7% | 78.7% | 78.7% | 78.7% | 78.7% | 78.7% | 78.7% | 78.7% | 78.7% | 78.7% | 78.7% | 78.7% | 78.7% | 78.7% | 78.7% | 78.7% | 78.7% | 78.7% | 78.7% | 78.7% | 78.7% | 78.7% | 78.7% | 78.7% | 78.7% | 78.7% | 78.7% | 78.7% | 78.7% | 78.7% | 78.7% | 78.7% | 12 | 27% | 1998 | 0.02535 | 0.06544 | 27634 | 75.38% | 11 | 0 | 0 | 0 | 0 | 0 | 0 | 0 | 0 | 0 | 0 | 1 | 0 | 0 | 0 | 1 | 1 |  | 9 | 2017 | [6 empty] | 10715828 | 10715828 | 10715828 | 10715828 | 10715828 | 10715828 | 10715828 | 10715828 | 10715828 | 10715828 | 10715828 | 10715828 | 10715828 | 10715828 | 10715828 | 10715828 | 10715828 | 10715828 | 10715828 | 10715828 | 10715828 | 10715828 | 10715828 | 10715828 | 10715828 | 100% | 100% | 100% | 100% | 100% | 100% | 100% | 100% | 100% | 100% | 100% | 100% | 100% | 100% | 100% | 100% | 100% | 99.99% | 100% | 100% | 100% | 100% | 100% | 100% | 100% | 2006 | 0 | 0 | 1
1 | 115 | 2005 T-24 | Std B11 | Duct testing/sealing in new commercial buildings | 2.414 | 0 | 0.01207 | 2006-01-01 | 10 | 100% | 0 | 100 | 0.34 | 0 | 0.0017 | 1 | 1 | 0 | 7100105.1 | 15813486.6 | 14407995.6 | 15110741.1 | 15110741.1 | 15110741.1 | 15110741.1 | 15110741.1 | 15110741.1 | 15110741.1 | 15110741.1 | 15110741.1 | 15110741.1 | 15110741.1 | 15110741.1 | 15110741.1 | 15110741.1 | 15109115.9714 | 15110275.4402 | 15110607.6819 | 15110702.8747 | 15110730.1482 | 15110737.9623 | 15110740.201 | 15110740.8424 | 81.5% | 81.5% | 81.5% | 81.5% | 81.5% | 81.5% | 81.5% | 81.5% | 81.5% | 81.5% | 81.5% | 81.5% | 81.5% | 81.5% | 81.5% | 81.5% | 81.5% | 81.5% | 81.5% | 81.5% | 81.5% | 81.5% | 81.5% | 81.5% | 81.5% | 81.5% | 81.5% | 81.5% | 81.5% | 81.5% | 81.5% | 81.5% | 81.5% | 81.5% | 81.5% | 81.5% | 81.5% | 81.5% | 81.5% | 81.5% | 81.5% | 81.5% | 81.5% | 81.5% | 81.5% | 81.5% | 81.5% | 81.5% | 81.5% | 81.5% | 81.5% | 81.5% | 81.5% | 81.5% | 81.5% | 81.5% | 81.5% | 81.5% | 81.5% | 81.5% | 81.5% | 81.5% | 81.5% | 81.5% | 81.5% | 81.5% | 81.5% | 81.5% | 81.5% | 81.5% | 81.5% | 81.5% | 81.5% | 81.5% | 81.5% | 18 | 58% | 2000 | 0.00409 | 0.43 | 1726264 | 80.5% | 11 | 0 | 0 | 0 | 0 | 0 | 0 | 0 | 0 | 0 | 0 | 1 | 0 | 0 | 0 | 1 | 1 |  | 9 | 2017 | [6 empty] | 7100105.1 | 15813486.6 | 14407995.6 | 15110741.1 | 15110741.1 | 15110741.1 | 15110741.1 | 15110741.1 | 15110741.1 | 15110741.1 | 15110741.1 | 15110741.1 | 15110741.1 | 15110741.1 | 15110741.1 | 15110741.1 | 15110741.1 | 15110741.1 | 15110741.1 | 15110741.1 | 15110741.1 | 15110741.1 | 15110741.1 | 15110741.1 | 15110741.1 | 100% | 100% | 100% | 100% | 100% | 100% | 100% | 100% | 100% | 100% | 100% | 100% | 100% | 100% | 100% | 100% | 100% | 99.99% | 100% | 100% | 100% | 100% | 100% | 100% | 100% | 2006 | 0 | 0 | 1
1 | 116 | 2005 T-24 | Std B12 | Cooling tower applications | 3.01 | 0 | 0 | 2006-01-01 | 13 | 100% | 0 | 100 | 3010000 | 0 | 0 | 1 | 1 | 0 | 1 | 1 | 1 | 1 | 1 | 1 | 1 | 1 | 1 | 1 | 1 | 1 | 1 | 1 | 1 | 1 | 1 | 0.99989 | 0.99997 | 0.99999 | 1 | 1 | 1 | 1 | 1 | 87.5% | 87.5% | 87.5% | 87.5% | 87.5% | 87.5% | 87.5% | 87.5% | 87.5% | 87.5% | 87.5% | 87.5% | 87.5% | 87.5% | 87.5% | 87.5% | 87.5% | 87.5% | 87.5% | 87.5% | 87.5% | 87.5% | 87.5% | 87.5% | 87.5% | 87.5% | 87.5% | 87.5% | 87.5% | 87.5% | 87.5% | 87.5% | 87.5% | 87.5% | 87.5% | 87.5% | 87.5% | 87.5% | 87.5% | 87.5% | 87.5% | 87.5% | 87.5% | 87.5% | 87.5% | 87.5% | 87.5% | 87.5% | 87.5% | 87.5% | 87.5% | 87.5% | 87.5% | 87.5% | 87.5% | 87.5% | 87.5% | 87.5% | 87.5% | 87.5% | 87.5% | 87.5% | 87.5% | 87.5% | 87.5% | 87.5% | 87.5% | 87.5% | 87.5% | 87.5% | 87.5% | 87.5% | 87.5% | 87.5% | 87.5% | 12 | 0% | 2000 | 0 | 0 | 0 | 80.25% | 11 | 0 | 0 | 0 | 0 | 0 | 0 | 0 | 0 | 0 | 0 | 1 | 0 | 0 | 0 | 1 | 1 |  | 9 | 2017 | [6 empty] | 1 | 1 | 1 | 1 | 1 | 1 | 1 | 1 | 1 | 1 | 1 | 1 | 1 | 1 | 1 | 1 | 1 | 1 | 1 | 1 | 1 | 1 | 1 | 1 | 1 | 100% | 100% | 100% | 100% | 100% | 100% | 100% | 100% | 100% | 100% | 100% | 100% | 100% | 100% | 100% | 100% | 100% | 99.99% | 100% | 100% | 100% | 100% | 100% | 100% | 100% | 2006 | 0 | 0 | 1
1 | 117 | 2005 T-24 | Std B13 | Multifamily Water Heating | 0 | 0 | 0.309 | 2006-01-01 | 15 | 100% | 0 | 100 | 0 | 0 | 600 | 1 | 1 | 0 | 515 | 515 | 515 | 515 | 515 | 515 | 515 | 515 | 515 | 515 | 515 | 515 | 515 | 515 | 515 | 515 | 515 | 512.6808 | 513.5872 | 514.1409 | 514.4781 | 514.6831 | 514.8077 | 514.8833 | 514.9292 | 78.1% | 78.1% | 78.1% | 78.1% | 78.1% | 78.1% | 78.1% | 78.1% | 78.1% | 78.1% | 78.1% | 78.1% | 78.1% | 78.1% | 78.1% | 78.1% | 78.1% | 78.1% | 78.1% | 78.1% | 78.1% | 78.1% | 78.1% | 78.1% | 78.1% | 78.1% | 78.1% | 78.1% | 78.1% | 78.1% | 78.1% | 78.1% | 78.1% | 78.1% | 78.1% | 78.1% | 78.1% | 78.1% | 78.1% | 78.1% | 78.1% | 78.1% | 78.1% | 78.1% | 78.1% | 78.1% | 78.1% | 78.1% | 78.1% | 78.1% | 78.1% | 78.1% | 78.1% | 78.1% | 78.1% | 78.1% | 78.1% | 78.1% | 78.1% | 78.1% | 78.1% | 78.1% | 78.1% | 78.1% | 78.1% | 78.1% | 78.1% | 78.1% | 78.1% | 78.1% | 78.1% | 78.1% | 78.1% | 78.1% | 78.1% | 12 | 0% | 2000 | 0 | 0 | 0 | 82.75% | 11 | 0 | 0 | 0 | 0 | 0 | 0 | 0 | 0 | 0 | 0 | 1 | 0 | 0 | 0 | 1 | 1 |  | 9 | 2017 | [6 empty] | 515 | 515 | 515 | 515 | 515 | 515 | 515 | 515 | 515 | 515 | 515 | 515 | 515 | 515 | 515 | 515 | 515 | 515 | 515 | 515 | 515 | 515 | 515 | 515 | 515 | 100% | 100% | 100% | 100% | 100% | 100% | 100% | 100% | 100% | 100% | 100% | 100% | 100% | 100% | 100% | 100% | 100% | 99.55% | 99.73% | 99.83% | 99.9% | 99.94% | 99.96% | 99.98% | 99.99% | 2006 | 0 | 0 | 1
1 | 118 | 2005 T-24 | Std B14a | Composite for Remainder - Res | 2.2289 | 3.1316 | 0.65028 | 2006-01-01 | 15 | 100% | 0 | 100 | 17.3435 | 0.024368 | 5.0599 | 1 | 1 | 0 | 128516 | 136776 | 85519 | 111147.5 | 23944 | 23944 | 23944 | 23944 | 23944 | 23944 | 23944 | 23944 | 23944 | 23944 | 23944 | 23944 | 23944 | 23829.4395 | 23894.0231 | 23922.2442 | 23934.5382 | 23939.8866 | 23942.2121 | 23943.2229 | 23943.6623 | 120% | 120% | 120% | 120% | 120% | 120% | 120% | 120% | 120% | 120% | 120% | 120% | 120% | 120% | 120% | 120% | 120% | 120% | 120% | 120% | 120% | 120% | 120% | 120% | 120% | 120% | 120% | 120% | 120% | 120% | 120% | 120% | 120% | 120% | 120% | 120% | 120% | 120% | 120% | 120% | 120% | 120% | 120% | 120% | 120% | 120% | 120% | 120% | 120% | 120% | 120% | 120% | 120% | 120% | 120% | 120% | 120% | 120% | 120% | 120% | 120% | 120% | 120% | 120% | 120% | 120% | 120% | 120% | 120% | 120% | 120% | 120% | 120% | 120% | 120% | 12 | 0% | 2000 | 0 | 0 | 0 | 26.1% | 11 | 0 | 0 | 0 | 0 | 0 | 0 | 0 | 0 | 0 | 0 | 1 | 0 | 0 | 0 | 1 | 1 |  | 9 | 2017 | [6 empty] | 128516 | 136776 | 85519 | 111147.5 | 23944 | 23944 | 23944 | 23944 | 23944 | 23944 | 23944 | 23944 | 23944 | 23944 | 23944 | 23944 | 23944 | 23944 | 23944 | 23944 | 23944 | 23944 | 23944 | 23944 | 23944 | 100% | 100% | 100% | 100% | 100% | 100% | 100% | 100% | 100% | 100% | 100% | 100% | 100% | 100% | 100% | 100% | 100% | 99.52% | 99.79% | 99.91% | 99.96% | 99.98% | 99.99% | 100% | 100% | 2006 | 0 | 0 | 1
1 | 119 | 2005 T-24 | Std B14b | Composite for Remainder - NonRes | 85.6215 | 21.2676 | -0.2203 | 2006-01-01 | 15 | 100% | 0 | 100 | 1.8089 | 0.00044931 | -0.0046541 | 1 | 1 | 0 | 47334034 | 105423244 | 96053304 | 100738274 | 39210853 | 39210853 | 39210853 | 39210853 | 39210853 | 39210853 | 39210853 | 39210853 | 39210853 | 39210853 | 39210853 | 39210853 | 39210853 | 39208744.3582 | 39210248.7957 | 39210679.887 | 39210803.4018 | 39210838.7898 | 39210848.9287 | 39210851.8336 | 39210852.6658 | 85.3% | 85.3% | 85.3% | 85.3% | 85.3% | 85.3% | 85.3% | 85.3% | 85.3% | 85.3% | 85.3% | 85.3% | 85.3% | 85.3% | 85.3% | 85.3% | 85.3% | 85.3% | 85.3% | 85.3% | 85.3% | 85.3% | 85.3% | 85.3% | 85.3% | 85.3% | 85.3% | 85.3% | 85.3% | 85.3% | 85.3% | 85.3% | 85.3% | 85.3% | 85.3% | 85.3% | 85.3% | 85.3% | 85.3% | 85.3% | 85.3% | 85.3% | 85.3% | 85.3% | 85.3% | 85.3% | 85.3% | 85.3% | 85.3% | 85.3% | 85.3% | 85.3% | 85.3% | 85.3% | 85.3% | 85.3% | 85.3% | 85.3% | 85.3% | 85.3% | 85.3% | 85.3% | 85.3% | 85.3% | 85.3% | 85.3% | 85.3% | 85.3% | 85.3% | 85.3% | 85.3% | 85.3% | 85.3% | 85.3% | 85.3% | 12 | 0% | 2000 | 0 | 0 | 0 | 26.1% | 11 | 0 | 0 | 0 | 0 | 0 | 0 | 0 | 0 | 0 | 0 | 1 | 0 | 0 | 0 | 1 | 1 |  | 9 | 2017 | [6 empty] | 47334034 | 105423244 | 96053304 | 100738274 | 39210853 | 39210853 | 39210853 | 39210853 | 39210853 | 39210853 | 39210853 | 39210853 | 39210853 | 39210853 | 39210853 | 39210853 | 39210853 | 39210853 | 39210853 | 39210853 | 39210853 | 39210853 | 39210853 | 39210853 | 39210853 | 100% | 100% | 100% | 100% | 100% | 100% | 100% | 100% | 100% | 100% | 100% | 100% | 100% | 100% | 100% | 100% | 100% | 99.99% | 100% | 100% | 100% | 100% | 100% | 100% | 100% | 2006 | 0 | 0 | 1
1 | 120 | 2005 T-24 | Std B15a | Whole Building - Res New Construction (Electric) | 47.5638 | 2.8274 | 0 | 2006-01-01 | 15 | 100% | 0 | 100 | 370.1 | 0.022 | 0 | 1 | 1 | 0 | 128516 | 136776 | 85519 | 111147.5 | 23944 | 23944 | 23944 | 23944 | 23944 | 23944 | 23944 | 23944 | 23944 | 23944 | 23944 | 23944 | 23944 | 23829.4395 | 23894.0231 | 23922.2442 | 23934.5382 | 23939.8866 | 23942.2121 | 23943.2229 | 23943.6623 | 120% | 120% | 120% | 120% | 120% | 120% | 120% | 120% | 120% | 120% | 120% | 120% | 120% | 120% | 120% | 120% | 120% | 120% | 120% | 120% | 120% | 120% | 120% | 120% | 120% | 120% | 120% | 120% | 120% | 120% | 120% | 120% | 120% | 120% | 120% | 120% | 120% | 120% | 120% | 120% | 120% | 120% | 120% | 120% | 120% | 120% | 120% | 120% | 120% | 120% | 120% | 120% | 120% | 120% | 120% | 120% | 120% | 120% | 120% | 120% | 120% | 120% | 120% | 120% | 120% | 120% | 120% | 120% | 120% | 120% | 120% | 120% | 120% | 120% | 120% | 12 | 0% | 2000 | 0 | 0 | 0 | 87.76% | 11 | 0 | 0 | 0 | 0 | 0 | 0 | 0 | 0 | 0 | 0 | 1 | 0 | 0 | 0 | 1 | 1 |  | 9 | 2017 | [6 empty] | 128516 | 136776 | 85519 | 111147.5 | 23944 | 23944 | 23944 | 23944 | 23944 | 23944 | 23944 | 23944 | 23944 | 23944 | 23944 | 23944 | 23944 | 23944 | 23944 | 23944 | 23944 | 23944 | 23944 | 23944 | 23944 | 100% | 100% | 100% | 100% | 100% | 100% | 100% | 100% | 100% | 100% | 100% | 100% | 100% | 100% | 100% | 100% | 100% | 99.52% | 99.79% | 99.91% | 99.96% | 99.98% | 99.99% | 100% | 100% | 2006 | 0 | 0 | 1
0 | 121 |  | Std B15b | Whole Building - Non-Res New Construction (Electric) | 0 | 0 | 0 | 2006-01-01 | 15 | 100% | 0 | 100 | 0 | 0 | 0 | 1 | 1 | 0 | 47334034 | 105423244 | 96053304 | 100738274 | 39210853 | 39210853 | 39210853 | 39210853 | 39210853 | 39210853 | 39210853 | 39210853 | 39210853 | 39210853 | 39210853 | 39210853 | 39210853 | 39206635.9548 | 39209644.6597 | 39210506.7935 | 39210753.8093 | 39210824.5813 | 39210844.8579 | 39210850.6672 | 39210852.3317 | 0% | 0% | 0% | 0% | 0% | 0% | 0% | 0% | 0% | 0% | 0% | 0% | 0% | 0% | 0% | 0% | 0% | 0% | 0% | 0% | 0% | 0% | 0% | 0% | 0% | 0% | 0% | 0% | 0% | 0% | 0% | 0% | 0% | 0% | 0% | 0% | 0% | 0% | 0% | 0% | 0% | 0% | 0% | 0% | 0% | 0% | 0% | 0% | 0% | 0% | 0% | 0% | 0% | 0% | 0% | 0% | 0% | 0% | 0% | 0% | 0% | 0% | 0% | 0% | 0% | 0% | 0% | 0% | 0% | 0% | 0% | 0% | 0% | 0% | 0% | 12 | 0% | 2000 | 0 | 0 | 0 | 30.07% | 0 | 0 | 0 | 0 | 0 | 0 | 0 | 0 | 0 | 0 | 0 | 0 | 0 | 0 | 0 | 0 | 0 |  | 9 | 2017 | [6 empty] | 47334034 | 105423244 | 96053304 | 100738274 | 39210853 | 39210853 | 39210853 | 39210853 | 39210853 | 39210853 | 39210853 | 39210853 | 39210853 | 39210853 | 39210853 | 39210853 | 39210853 | 39210853 | 39210853 | 39210853 | 39210853 | 39210853 | 39210853 | 39210853 | 39210853 | 100% | 100% | 100% | 100% | 100% | 100% | 100% | 100% | 100% | 100% | 100% | 100% | 100% | 100% | 100% | 100% | 100% | 99.99% | 100% | 100% | 100% | 100% | 100% | 100% | 100% | 0 | 0 | 0 | 0
1 | 122 | 2005 T-24 | Std B16a | Whole Building - Res New Construction (Gas) | 0 | 0 | 0.7184 | 2006-01-01 | 15 | 100% | 0 | 100 | 0 | 0 | 5.59 | 1 | 1 | 0 | 128516 | 136776 | 85519 | 111147.5 | 23944 | 23944 | 23944 | 23944 | 23944 | 23944 | 23944 | 23944 | 23944 | 23944 | 23944 | 23944 | 23944 | 23829.4395 | 23894.0231 | 23922.2442 | 23934.5382 | 23939.8866 | 23942.2121 | 23943.2229 | 23943.6623 | 235% | 235% | 235% | 235% | 235% | 235% | 235% | 235% | 235% | 235% | 235% | 235% | 235% | 235% | 235% | 235% | 235% | 235% | 235% | 235% | 235% | 235% | 235% | 235% | 235% | 235% | 235% | 235% | 235% | 235% | 235% | 235% | 235% | 235% | 235% | 235% | 235% | 235% | 235% | 235% | 235% | 235% | 235% | 235% | 235% | 235% | 235% | 235% | 235% | 235% | 235% | 235% | 235% | 235% | 235% | 235% | 235% | 235% | 235% | 235% | 235% | 235% | 235% | 235% | 235% | 235% | 235% | 235% | 235% | 235% | 235% | 235% | 235% | 235% | 235% | 12 | 0% | 2000 | 0 | 0 | 0 | 87.76% | 11 | 0 | 0 | 0 | 0 | 0 | 0 | 0 | 0 | 0 | 0 | 1 | 0 | 0 | 0 | 1 | 1 |  | 9 | 2017 | [6 empty] | 128516 | 136776 | 85519 | 111147.5 | 23944 | 23944 | 23944 | 23944 | 23944 | 23944 | 23944 | 23944 | 23944 | 23944 | 23944 | 23944 | 23944 | 23944 | 23944 | 23944 | 23944 | 23944 | 23944 | 23944 | 23944 | 100% | 100% | 100% | 100% | 100% | 100% | 100% | 100% | 100% | 100% | 100% | 100% | 100% | 100% | 100% | 100% | 100% | 99.52% | 99.79% | 99.91% | 99.96% | 99.98% | 99.99% | 100% | 100% | 2006 | 0 | 0 | 1
0 | 123 |  | Std B16b | Whole Building - Non-Res New Construction (Gas) | 0 | 0 | 0 | 2006-01-01 | 15 | 100% | 0 | 100 | 0 | 0 | 0 | 1 | 1 | 0 | 47334034 | 105423244 | 96053304 | 100738274 | 39210853 | 39210853 | 39210853 | 39210853 | 39210853 | 39210853 | 39210853 | 39210853 | 39210853 | 39210853 | 39210853 | 39210853 | 39210853 | 39206635.9548 | 39209644.6597 | 39210506.7935 | 39210753.8093 | 39210824.5813 | 39210844.8579 | 39210850.6672 | 39210852.3317 | 0% | 0% | 0% | 0% | 0% | 0% | 0% | 0% | 0% | 0% | 0% | 0% | 0% | 0% | 0% | 0% | 0% | 0% | 0% | 0% | 0% | 0% | 0% | 0% | 0% | 0% | 0% | 0% | 0% | 0% | 0% | 0% | 0% | 0% | 0% | 0% | 0% | 0% | 0% | 0% | 0% | 0% | 0% | 0% | 0% | 0% | 0% | 0% | 0% | 0% | 0% | 0% | 0% | 0% | 0% | 0% | 0% | 0% | 0% | 0% | 0% | 0% | 0% | 0% | 0% | 0% | 0% | 0% | 0% | 0% | 0% | 0% | 0% | 0% | 0% | 12 | 0% | 2000 | 0 | 0 | 0 | 30.07% | 0 | 0 | 0 | 0 | 0 | 0 | 0 | 0 | 0 | 0 | 0 | 0 | 0 | 0 | 0 | 0 | 0 |  | 9 | 2017 | [6 empty] | 47334034 | 105423244 | 96053304 | 100738274 | 39210853 | 39210853 | 39210853 | 39210853 | 39210853 | 39210853 | 39210853 | 39210853 | 39210853 | 39210853 | 39210853 | 39210853 | 39210853 | 39210853 | 39210853 | 39210853 | 39210853 | 39210853 | 39210853 | 39210853 | 39210853 | 100% | 100% | 100% | 100% | 100% | 100% | 100% | 100% | 100% | 100% | 100% | 100% | 100% | 100% | 100% | 100% | 100% | 99.99% | 100% | 100% | 100% | 100% | 100% | 100% | 100% | 0 | 0 | 0 | 0
1 | 124 | 2008 T-24 | Std B17 | Envelope insulation | 55.9 | 3.3141 | 6.2 | 2010-10-01 | 30 | 100% | 0 | 100 | 0.15216 | 9.0208e-06 | 0.016876 | 1 | 1 | -0.0058021 |  |  |  |  | 367380000 | 367380000 | 367380000 | 367380000 | 367380000 | 367380000 | 367380000 | 367380000 | 367380000 | 367380000 | 367380000 | 367380000 | 367380000 | 367380000 | 367380000 | 367380000 | 367380000 | 367380000 | 367380000 | 367380000 | 367380000 |  |  |  |  | 122.6% | 122.6% | 122.6% | 122.6% | 122.6% | 122.6% | 122.6% | 122.6% | 122.6% | 122.6% | 122.6% | 122.6% | 122.6% | 122.6% | 122.6% | 122.6% | 122.6% | 122.6% | 122.6% | 122.6% | 122.6% |  |  |  |  | 329% | 329% | 329% | 329% | 329% | 329% | 329% | 329% | 329% | 329% | 329% | 329% | 329% | 329% | 329% | 329% | 329% | 329% | 329% | 329% | 329% |  |  |  |  | 86.09% | 86.09% | 86.09% | 86.09% | 86.09% | 86.09% | 86.09% | 86.09% | 86.09% | 86.09% | 86.09% | 86.09% | 86.09% | 86.09% | 86.09% | 86.09% | 86.09% | 86.09% | 86.09% | 86.09% | 86.09% | 12 | 52.01% | 2000 | 0.012778 | 0.26479 | 0 | 77% | 12 | 0 | 0 | 0 | 0 | 0 | 0 | 0 | 0 | 0 | 0 | 0 | 1 | 0 | 0 | 1 | 1 |  | 9 | 2017 | [10 empty] | 367380000 | 367380000 | 367380000 | 367380000 | 367380000 | 367380000 | 367380000 | 367380000 | 367380000 | 367380000 | 367380000 | 367380000 | 367380000 | 367380000 | 367380000 | 367380000 | 367380000 | 367380000 | 367380000 | 367380000 | 367380000 |  |  |  |  | 100% | 100% | 100% | 100% | 100% | 100% | 100% | 100% | 100% | 100% | 100% | 100% | 100% | 100% | 100% | 100% | 100% | 100% | 100% | 100% | 100% | 2010 | 0 | 0 | 1
1 | 125 | 2008 T-24 | Std B18 | Overall Envelope Tradeoff | 0.22025 | 0 | 0 | 2010-10-01 | 30 | 100% | 0 | 100 | 0.19 | 0 | 0 | 1 | 1 | 0 |  |  |  |  | 1159200 | 1159200 | 1159200 | 1159200 | 1159200 | 1159200 | 1159200 | 1159200 | 1159200 | 1159200 | 1159200 | 1159200 | 1159200 | 1159200 | 1159200 | 1159200 | 1159200 | 1159200 | 1159200 | 1159200 | 1159200 |  |  |  |  | 397% | 397% | 397% | 397% | 397% | 397% | 397% | 397% | 397% | 397% | 397% | 397% | 397% | 397% | 397% | 397% | 397% | 397% | 397% | 397% | 397% |  |  |  |  | 329% | 329% | 329% | 329% | 329% | 329% | 329% | 329% | 329% | 329% | 329% | 329% | 329% | 329% | 329% | 329% | 329% | 329% | 329% | 329% | 329% |  |  |  |  | 141% | 141% | 141% | 141% | 141% | 141% | 141% | 141% | 141% | 141% | 141% | 141% | 141% | 141% | 141% | 141% | 141% | 141% | 141% | 141% | 141% | 12 | 30% | 1990 | 0.00863 | 0.2 | 0 | 85.25% | 12 | 0 | 0 | 0 | 0 | 0 | 0 | 0 | 0 | 0 | 0 | 0 | 1 | 0 | 0 | 1 | 1 |  | 9 | 2017 | [10 empty] | 1159200 | 1159200 | 1159200 | 1159200 | 1159200 | 1159200 | 1159200 | 1159200 | 1159200 | 1159200 | 1159200 | 1159200 | 1159200 | 1159200 | 1159200 | 1159200 | 1159200 | 1159200 | 1159200 | 1159200 | 1159200 |  |  |  |  | 100% | 100% | 100% | 100% | 100% | 100% | 100% | 100% | 100% | 100% | 100% | 100% | 100% | 100% | 100% | 100% | 100% | 100% | 100% | 100% | 100% | 2010 | 0 | 0 | 1
1 | 126 | 2008 T-24 | Std B19 | Skylighting | 3.2993 | 0.18329 | 0 | 2010-10-01 | 10 | 100% | 0 | 100 | 1.8 | 0.0001 | 0 | 1 | 1 | -0.0040333 |  |  |  |  | 1832940 | 1832940 | 1832940 | 1832940 | 1832940 | 1832940 | 1832940 | 1832940 | 1832940 | 1832940 | 1832940 | 1832940 | 1832940 | 1832940 | 1832940 | 1832940 | 1832940 | 1832940 | 1832940 | 1832940 | 1832940 |  |  |  |  | 397% | 397% | 397% | 397% | 397% | 397% | 397% | 397% | 397% | 397% | 397% | 397% | 397% | 397% | 397% | 397% | 397% | 397% | 397% | 397% | 397% |  |  |  |  | 329% | 329% | 329% | 329% | 329% | 329% | 329% | 329% | 329% | 329% | 329% | 329% | 329% | 329% | 329% | 329% | 329% | 329% | 329% | 329% | 329% |  |  |  |  | 141% | 141% | 141% | 141% | 141% | 141% | 141% | 141% | 141% | 141% | 141% | 141% | 141% | 141% | 141% | 141% | 141% | 141% | 141% | 141% | 141% | 12 | 20.66% | 2000 | 0.0041817 | 0.31058 | 0 | 76% | 12 | 0 | 0 | 0 | 0 | 0 | 0 | 0 | 0 | 0 | 0 | 0 | 1 | 0 | 0 | 1 | 1 |  | 9 | 2017 | [10 empty] | 1832940 | 1832940 | 1832940 | 1832940 | 1832940 | 1832940 | 1832940 | 1832940 | 1832940 | 1832940 | 1832940 | 1832940 | 1832940 | 1832940 | 1832940 | 1832940 | 1832940 | 1832940 | 1832940 | 1832940 | 1832940 |  |  |  |  | 100% | 100% | 100% | 100% | 100% | 100% | 100% | 100% | 100% | 100% | 100% | 100% | 100% | 100% | 100% | 100% | 100% | 100% | 100% | 100% | 100% | 2010 | 0 | 0 | 1
1 | 127 | 2008 T-24 | Std B20 | Sidelighting | 1.3313 | 0.54988 | 0.011576 | 2010-10-01 | 10 | 100% | 0 | 100 | 0.92 | 0.00038 | 0.008 | 1 | 1 | -0.0040333 |  |  |  |  | 1447050 | 1447050 | 1447050 | 1447050 | 1447050 | 1447050 | 1447050 | 1447050 | 1447050 | 1447050 | 1447050 | 1447050 | 1447050 | 1447050 | 1447050 | 1447050 | 1447050 | 1447050 | 1447050 | 1447050 | 1447050 |  |  |  |  | 397% | 397% | 397% | 397% | 397% | 397% | 397% | 397% | 397% | 397% | 397% | 397% | 397% | 397% | 397% | 397% | 397% | 397% | 397% | 397% | 397% |  |  |  |  | 329% | 329% | 329% | 329% | 329% | 329% | 329% | 329% | 329% | 329% | 329% | 329% | 329% | 329% | 329% | 329% | 329% | 329% | 329% | 329% | 329% |  |  |  |  | 141% | 141% | 141% | 141% | 141% | 141% | 141% | 141% | 141% | 141% | 141% | 141% | 141% | 141% | 141% | 141% | 141% | 141% | 141% | 141% | 141% | 12 | 26.33% | 2000 | 0.013568 | 0.1912 | 0 | 75.25% | 12 | 0 | 0 | 0 | 0 | 0 | 0 | 0 | 0 | 0 | 0 | 0 | 1 | 0 | 0 | 1 | 1 |  | 9 | 2017 | [10 empty] | 1447050 | 1447050 | 1447050 | 1447050 | 1447050 | 1447050 | 1447050 | 1447050 | 1447050 | 1447050 | 1447050 | 1447050 | 1447050 | 1447050 | 1447050 | 1447050 | 1447050 | 1447050 | 1447050 | 1447050 | 1447050 |  |  |  |  | 100% | 100% | 100% | 100% | 100% | 100% | 100% | 100% | 100% | 100% | 100% | 100% | 100% | 100% | 100% | 100% | 100% | 100% | 100% | 100% | 100% | 2010 | 0 | 0 | 1
1 | 128 | 2008 T-24 | Std B21 | Tailored Indoor lighting | 27.6384 | 6.0459 | 0 | 2010-10-01 | 7 | 100% | 0 | 100 | 3.2 | 0.0007 | 0 | 1 | 1 | -0.0040333 |  |  |  |  | 8637000 | 8637000 | 8637000 | 8637000 | 8637000 | 8637000 | 8637000 | 8637000 | 8637000 | 8637000 | 8637000 | 8637000 | 8637000 | 8637000 | 8637000 | 8637000 | 8637000 | 8637000 | 8637000 | 8637000 | 8637000 |  |  |  |  | 572.5% | 572.5% | 572.5% | 572.5% | 572.5% | 572.5% | 572.5% | 572.5% | 572.5% | 572.5% | 572.5% | 572.5% | 572.5% | 572.5% | 572.5% | 572.5% | 572.5% | 572.5% | 572.5% | 572.5% | 572.5% |  |  |  |  | 571.7% | 571.7% | 571.7% | 571.7% | 571.7% | 571.7% | 571.7% | 571.7% | 571.7% | 571.7% | 571.7% | 571.7% | 571.7% | 571.7% | 571.7% | 571.7% | 571.7% | 571.7% | 571.7% | 571.7% | 571.7% |  |  |  |  | 462.3% | 462.3% | 462.3% | 462.3% | 462.3% | 462.3% | 462.3% | 462.3% | 462.3% | 462.3% | 462.3% | 462.3% | 462.3% | 462.3% | 462.3% | 462.3% | 462.3% | 462.3% | 462.3% | 462.3% | 462.3% | 12 | 48.64% | 2000 | 0.025914 | 0.25776 | 0 | 68.25% | 12 | 0 | 0 | 0 | 0 | 0 | 0 | 0 | 0 | 0 | 0 | 0 | 1 | 0 | 0 | 1 | 1 |  | 9 | 2017 | [10 empty] | 8637000 | 8637000 | 8637000 | 8637000 | 8637000 | 8637000 | 8637000 | 8637000 | 8637000 | 8637000 | 8637000 | 8637000 | 8637000 | 8637000 | 8637000 | 8637000 | 8637000 | 8637000 | 8637000 | 8637000 | 8637000 |  |  |  |  | 100% | 100% | 100% | 100% | 100% | 100% | 100% | 100% | 100% | 100% | 100% | 100% | 100% | 100% | 100% | 100% | 100% | 100% | 100% | 100% | 100% | 2010 | 0 | 0 | 1
0 | 129 |  | Std B22a | TDV Lighting Controls | 0 | 0 | 0 | 2010-10-01 | 10 | 100% | 0 | 100 | 0 | 0 | 0 | 1 | 1 | 0 |  |  |  |  | 0 | 0 | 0 | 0 | 0 | 0 | 0 | 0 | 0 | 0 | 0 | 0 | 0 | 0 | 0 | 0 | 0 | 0 | 0 | 0 | 0 |  |  |  |  | 0% | 0% | 0% | 0% | 0% | 0% | 0% | 0% | 0% | 0% | 0% | 0% | 0% | 0% | 0% | 0% | 0% | 0% | 0% | 0% | 0% |  |  |  |  | 0% | 0% | 0% | 0% | 0% | 0% | 0% | 0% | 0% | 0% | 0% | 0% | 0% | 0% | 0% | 0% | 0% | 0% | 0% | 0% | 0% |  |  |  |  | 0% | 0% | 0% | 0% | 0% | 0% | 0% | 0% | 0% | 0% | 0% | 0% | 0% | 0% | 0% | 0% | 0% | 0% | 0% | 0% | 0% | 18 | 0% | 2006 | 0 | 0 | 0 | 88.75% | 0 | 0 | 0 | 0 | 0 | 0 | 0 | 0 | 0 | 0 | 0 | 0 | 0 | 0 | 0 | 0 | 0 |  | 9 | 2017 | [10 empty] | 0 | 0 | 0 | 0 | 0 | 0 | 0 | 0 | 0 | 0 | 0 | 0 | 0 | 0 | 0 | 0 | 0 | 0 | 0 | 0 | 0 |  |  |  |  | 100% | 100% | 100% | 100% | 100% | 100% | 100% | 100% | 100% | 100% | 100% | 100% | 100% | 100% | 100% | 100% | 100% | 100% | 100% | 100% | 100% | 0 | 0 | 0 | 0
1 | 130 | 2008 T-24 | Std B22b | DR Indoor Lighting | 0.04 | 0.01 | 0 | 2010-10-01 | 10 | 100% | 0 | 100 | 4000 | 1 | 0 | 1 | 1 | -0.0020167 |  |  |  |  | 10 | 10 | 10 | 0 | 0 | 0 | 0 | 0 | 0 | 0 | 0 | 0 | 0 | 0 | 0 | 0 | 0 | 0 | 0 | 0 | 0 |  |  |  |  | 397% | 397% | 397% | 397% | 397% | 397% | 397% | 397% | 397% | 397% | 397% | 397% | 397% | 397% | 397% | 397% | 397% | 397% | 397% | 397% | 397% |  |  |  |  | 329% | 329% | 329% | 329% | 329% | 329% | 329% | 329% | 329% | 329% | 329% | 329% | 329% | 329% | 329% | 329% | 329% | 329% | 329% | 329% | 329% |  |  |  |  | 0% | 0% | 0% | 0% | 0% | 0% | 0% | 0% | 0% | 0% | 0% | 0% | 0% | 0% | 0% | 0% | 0% | 0% | 0% | 0% | 0% | 18 | 1.131% | 2000 | 0.057419 | 0.097239 | 0 | 78.75% | 12 | 0 | 0 | 0 | 0 | 0 | 0 | 0 | 0 | 0 | 0 | 0 | 1 | 0 | 0 | 1 | 1 |  | 9 | 2017 | [10 empty] | 10 | 10 | 10 | 0 | 0 | 0 | 0 | 0 | 0 | 0 | 0 | 0 | 0 | 0 | 0 | 0 | 0 | 0 | 0 | 0 | 0 |  |  |  |  | 100% | 100% | 100% | 100% | 100% | 100% | 100% | 100% | 100% | 100% | 100% | 100% | 100% | 100% | 100% | 100% | 100% | 100% | 100% | 100% | 100% | 2010 | 0 | 0 | 1
1 | 131 | 2008 T-24 | Std B23 | Outdoor Lighting | 7.8148 | 0 | 0 | 2010-10-01 | 10 | 100% | 0 | 100 | 0.291 | 0 | 0 | 1 | 1 | 0 |  |  |  |  | 26855000 | 26855000 | 26855000 | 26855000 | 26855000 | 26855000 | 26855000 | 26855000 | 26855000 | 26855000 | 26855000 | 26855000 | 26855000 | 26855000 | 26855000 | 26855000 | 26855000 | 26855000 | 26855000 | 26855000 | 26855000 |  |  |  |  | 83% | 83% | 83% | 83% | 83% | 83% | 83% | 83% | 83% | 83% | 83% | 83% | 83% | 83% | 83% | 83% | 83% | 83% | 83% | 83% | 83% |  |  |  |  | 83% | 83% | 83% | 83% | 83% | 83% | 83% | 83% | 83% | 83% | 83% | 83% | 83% | 83% | 83% | 83% | 83% | 83% | 83% | 83% | 83% |  |  |  |  | 0% | 0% | 0% | 0% | 0% | 0% | 0% | 0% | 0% | 0% | 0% | 0% | 0% | 0% | 0% | 0% | 0% | 0% | 0% | 0% | 0% | 12 | 62.73% | 2000 | 0.045786 | 0.15119 | 0 | 75.25% | 12 | 0 | 0 | 0 | 0 | 0 | 0 | 0 | 0 | 0 | 0 | 0 | 1 | 0 | 0 | 1 | 1 |  | 9 | 2017 | [10 empty] | 26855000 | 26855000 | 26855000 | 26855000 | 26855000 | 26855000 | 26855000 | 26855000 | 26855000 | 26855000 | 26855000 | 26855000 | 26855000 | 26855000 | 26855000 | 26855000 | 26855000 | 26855000 | 26855000 | 26855000 | 26855000 |  |  |  |  | 100% | 100% | 100% | 100% | 100% | 100% | 100% | 100% | 100% | 100% | 100% | 100% | 100% | 100% | 100% | 100% | 100% | 100% | 100% | 100% | 100% | 2010 | 0 | 0 | 1
1 | 132 | 2008 T-24 | Std B24 | Outdoor Signs | 1.21 | 0 | 0 | 2010-10-01 | 10 | 100% | 0 | 100 | 1000 | 0 | 0 | 1 | 1 | 0 |  |  |  |  | 1210 | 1210 | 1210 | 1210 | 1210 | 1210 | 1210 | 1210 | 1210 | 1210 | 1210 | 1210 | 1210 | 1210 | 1210 | 1210 | 1210 | 1210 | 1210 | 1210 | 1210 |  |  |  |  | 83% | 83% | 83% | 83% | 83% | 83% | 83% | 83% | 83% | 83% | 83% | 83% | 83% | 83% | 83% | 83% | 83% | 83% | 83% | 83% | 83% |  |  |  |  | 83% | 83% | 83% | 83% | 83% | 83% | 83% | 83% | 83% | 83% | 83% | 83% | 83% | 83% | 83% | 83% | 83% | 83% | 83% | 83% | 83% |  |  |  |  | 83% | 83% | 83% | 83% | 83% | 83% | 83% | 83% | 83% | 83% | 83% | 83% | 83% | 83% | 83% | 83% | 83% | 83% | 83% | 83% | 83% | 12 | 5.35% | 2000 | 0.008276 | 0.27251 | 0 | 77.5% | 12 | 0 | 0 | 0 | 0 | 0 | 0 | 0 | 0 | 0 | 0 | 0 | 1 | 0 | 0 | 1 | 1 |  | 9 | 2017 | [10 empty] | 1210 | 1210 | 1210 | 1210 | 1210 | 1210 | 1210 | 1210 | 1210 | 1210 | 1210 | 1210 | 1210 | 1210 | 1210 | 1210 | 1210 | 1210 | 1210 | 1210 | 1210 |  |  |  |  | 100% | 100% | 100% | 100% | 100% | 100% | 100% | 100% | 100% | 100% | 100% | 100% | 100% | 100% | 100% | 100% | 100% | 100% | 100% | 100% | 100% | 2010 | 0 | 0 | 1
1 | 133 | 2008 T-24 | Std B26 | Refrigerated warehouses | 0.8611 | 0.1417 | 0 | 2010-10-01 | 30 | 100% | 0 | 100 | 7.9 | 0.0013 | 0 | 1 | 1 | 0 |  |  |  |  | 109000 | 109000 | 109000 | 109000 | 109000 | 109000 | 109000 | 109000 | 109000 | 109000 | 109000 | 109000 | 109000 | 109000 | 109000 | 109000 | 109000 | 109000 | 109000 | 109000 | 109000 |  |  |  |  | 83% | 83% | 83% | 83% | 83% | 83% | 83% | 83% | 83% | 83% | 83% | 83% | 83% | 83% | 83% | 83% | 83% | 83% | 83% | 83% | 83% |  |  |  |  | 83% | 83% | 83% | 83% | 83% | 83% | 83% | 83% | 83% | 83% | 83% | 83% | 83% | 83% | 83% | 83% | 83% | 83% | 83% | 83% | 83% |  |  |  |  | 83% | 83% | 83% | 83% | 83% | 83% | 83% | 83% | 83% | 83% | 83% | 83% | 83% | 83% | 83% | 83% | 83% | 83% | 83% | 83% | 83% | 12 | 30% | 1985 | 0.00011 | 0.3 | 0 | 75.25% | 12 | 0 | 0 | 0 | 0 | 0 | 0 | 0 | 0 | 0 | 0 | 0 | 1 | 0 | 0 | 1 | 1 |  | 9 | 2017 | [10 empty] | 109000 | 109000 | 109000 | 109000 | 109000 | 109000 | 109000 | 109000 | 109000 | 109000 | 109000 | 109000 | 109000 | 109000 | 109000 | 109000 | 109000 | 109000 | 109000 | 109000 | 109000 |  |  |  |  | 100% | 100% | 100% | 100% | 100% | 100% | 100% | 100% | 100% | 100% | 100% | 100% | 100% | 100% | 100% | 100% | 100% | 100% | 100% | 100% | 100% | 2010 | 0 | 0 | 1
1 | 134 | 2008 T-24 | Std B27 | DDC to Zone | 30.7611 | 13.074 | 3.9856 | 2010-10-01 | 10 | 100% | 0 | 100 | 0.47462 | 0.00020172 | 0.061495 | 1 | 1 | 0 |  |  |  |  | 64812000 | 64812000 | 64812000 | 64812000 | 64812000 | 64812000 | 64812000 | 64812000 | 64812000 | 64812000 | 64812000 | 64812000 | 64812000 | 64812000 | 64812000 | 64812000 | 64812000 | 64812000 | 64812000 | 64812000 | 64812000 |  |  |  |  | 397% | 397% | 397% | 397% | 397% | 397% | 397% | 397% | 397% | 397% | 397% | 397% | 397% | 397% | 397% | 397% | 397% | 397% | 397% | 397% | 397% |  |  |  |  | 329% | 329% | 329% | 329% | 329% | 329% | 329% | 329% | 329% | 329% | 329% | 329% | 329% | 329% | 329% | 329% | 329% | 329% | 329% | 329% | 329% |  |  |  |  | 141% | 141% | 141% | 141% | 141% | 141% | 141% | 141% | 141% | 141% | 141% | 141% | 141% | 141% | 141% | 141% | 141% | 141% | 141% | 141% | 141% | 12 | 41.4% | 2000 | 0.013173 | 0.2576 | 0 | 72.5% | 12 | 0 | 0 | 0 | 0 | 0 | 0 | 0 | 0 | 0 | 0 | 0 | 1 | 0 | 0 | 1 | 1 |  | 9 | 2017 | [10 empty] | 64812000 | 64812000 | 64812000 | 64812000 | 64812000 | 64812000 | 64812000 | 64812000 | 64812000 | 64812000 | 64812000 | 64812000 | 64812000 | 64812000 | 64812000 | 64812000 | 64812000 | 64812000 | 64812000 | 64812000 | 64812000 |  |  |  |  | 100% | 100% | 100% | 100% | 100% | 100% | 100% | 100% | 100% | 100% | 100% | 100% | 100% | 100% | 100% | 100% | 100% | 100% | 100% | 100% | 100% | 2010 | 0 | 0 | 1
1 | 135 | 2008 T-24 | Std B28 | Residential Swimming pool | 17.8514 | 9.9761 | 0 | 2010-07-01 | 15 | 100% | 0 | 100 | 1623 | 0.907 | 0 | 1 | 1 | 0 |  |  |  |  | 10999 | 10999 | 10999 | 10999 | 10999 | 10999 | 10999 | 10999 | 10999 | 10999 | 10999 | 10999 | 10999 | 10999 | 10999 | 10999 | 10999 | 10999 | 10999 | 10999 | 10999 |  |  |  |  | 83% | 83% | 83% | 83% | 83% | 83% | 83% | 83% | 83% | 83% | 83% | 83% | 83% | 83% | 83% | 83% | 83% | 83% | 83% | 83% | 83% |  |  |  |  | 83% | 83% | 83% | 83% | 83% | 83% | 83% | 83% | 83% | 83% | 83% | 83% | 83% | 83% | 83% | 83% | 83% | 83% | 83% | 83% | 83% |  |  |  |  | 0% | 0% | 0% | 0% | 0% | 0% | 0% | 0% | 0% | 0% | 0% | 0% | 0% | 0% | 0% | 0% | 0% | 0% | 0% | 0% | 0% | 12 | 23.36% | 2000 | 0.011386 | 0.25842 | 0 | 67.5% | 12 | 0 | 0 | 0 | 0 | 0 | 0 | 0 | 0 | 0 | 0 | 0 | 1 | 0 | 0 | 1 | 1 |  | 9 | 2017 | [10 empty] | 10999 | 10999 | 10999 | 10999 | 10999 | 10999 | 10999 | 10999 | 10999 | 10999 | 10999 | 10999 | 10999 | 10999 | 10999 | 10999 | 10999 | 10999 | 10999 | 10999 | 10999 |  |  |  |  | 100% | 100% | 100% | 100% | 100% | 100% | 100% | 100% | 100% | 100% | 100% | 100% | 100% | 100% | 100% | 100% | 100% | 100% | 100% | 100% | 100% | 2010 | 0 | 0 | 1
1 | 136 | 2008 T-24 | Std B29 | Site Built Fenestration | 1.6058 | 0 | 0.04123 | 2010-10-01 | 25 | 100% | 0 | 100 | 1000 | 0 | 25.6757 | 1.17 | 1.27 | -0.0058021 |  |  |  |  | 1605.8 | 1605.8 | 1605.8 | 1605.8 | 1605.8 | 1605.8 | 1605.8 | 1605.8 | 1605.8 | 1605.8 | 1605.8 | 1605.8 | 1605.8 | 1605.8 | 1605.8 | 1605.8 | 1605.8 | 1605.8 | 1605.8 | 1605.8 | 1605.8 |  |  |  |  | 83% | 83% | 83% | 83% | 83% | 83% | 83% | 83% | 83% | 83% | 83% | 83% | 83% | 83% | 83% | 83% | 83% | 83% | 83% | 83% | 83% |  |  |  |  | 83% | 83% | 83% | 83% | 83% | 83% | 83% | 83% | 83% | 83% | 83% | 83% | 83% | 83% | 83% | 83% | 83% | 83% | 83% | 83% | 83% |  |  |  |  | 83% | 83% | 83% | 83% | 83% | 83% | 83% | 83% | 83% | 83% | 83% | 83% | 83% | 83% | 83% | 83% | 83% | 83% | 83% | 83% | 83% | 12 | 40.34% | 2000 | 0.0090294 | 0.36614 | 0 | 66.75% | 12 | 0 | 0 | 0 | 0 | 0 | 0 | 0 | 0 | 0 | 0 | 0 | 1 | 0 | 0 | 1 | 1 |  | 9 | 2017 | [10 empty] | 1605.8 | 1605.8 | 1605.8 | 1605.8 | 1605.8 | 1605.8 | 1605.8 | 1605.8 | 1605.8 | 1605.8 | 1605.8 | 1605.8 | 1605.8 | 1605.8 | 1605.8 | 1605.8 | 1605.8 | 1605.8 | 1605.8 | 1605.8 | 1605.8 |  |  |  |  | 100% | 100% | 100% | 100% | 100% | 100% | 100% | 100% | 100% | 100% | 100% | 100% | 100% | 100% | 100% | 100% | 100% | 100% | 100% | 100% | 100% | 2010 | 0 | 0 | 1
1 | 137 | 2008 T-24 | Std B30 | Residential Fenestration | 4.0763 | 2.6961 | 1.2839 | 2010-07-01 | 30 | 100% | 0 | 100 | 127 | 0.084 | 40 | 1.11 | 1.275 | -0.032082 |  |  |  |  | 32096.61 | 32096.61 | 32096.61 | 32096.61 | 32096.61 | 32096.61 | 32096.61 | 32096.61 | 32096.61 | 32096.61 | 32096.61 | 32096.61 | 32096.61 | 32096.61 | 32096.61 | 32096.61 | 32096.61 | 32096.61 | 32096.61 | 32096.61 | 32096.61 |  |  |  |  | 83% | 83% | 83% | 83% | 83% | 83% | 83% | 83% | 83% | 83% | 83% | 83% | 83% | 83% | 83% | 83% | 83% | 83% | 83% | 83% | 83% |  |  |  |  | 83% | 83% | 83% | 83% | 83% | 83% | 83% | 83% | 83% | 83% | 83% | 83% | 83% | 83% | 83% | 83% | 83% | 83% | 83% | 83% | 83% |  |  |  |  | 83% | 83% | 83% | 83% | 83% | 83% | 83% | 83% | 83% | 83% | 83% | 83% | 83% | 83% | 83% | 83% | 83% | 83% | 83% | 83% | 83% | 12 | 73.19% | 2000 | 0.031554 | 0.2704 | 0 | 80.75% | 12 | 0 | 0 | 0 | 0 | 0 | 0 | 0 | 0 | 0 | 0 | 0 | 1 | 0 | 0 | 1 | 1 |  | 9 | 2017 | [10 empty] | 32096.61 | 32096.61 | 32096.61 | 32096.61 | 32096.61 | 32096.61 | 32096.61 | 32096.61 | 32096.61 | 32096.61 | 32096.61 | 32096.61 | 32096.61 | 32096.61 | 32096.61 | 32096.61 | 32096.61 | 32096.61 | 32096.61 | 32096.61 | 32096.61 |  |  |  |  | 100% | 100% | 100% | 100% | 100% | 100% | 100% | 100% | 100% | 100% | 100% | 100% | 100% | 100% | 100% | 100% | 100% | 100% | 100% | 100% | 100% | 2010 | 0 | 0 | 1
1 | 138 | 2008 T-24 | Std B31 | Cool Roof Expansion | 22.6535 | 2.092 | -0.06589 | 2010-10-01 | 30 | 100% | 0 | 100 | 0.95604 | 8.829e-05 | -0.0027808 | 1 | 1 | 0 |  |  |  |  | 23695000 | 23695000 | 23695000 | 23695000 | 23695000 | 23695000 | 23695000 | 23695000 | 23695000 | 23695000 | 23695000 | 23695000 | 23695000 | 23695000 | 23695000 | 23695000 | 23695000 | 23695000 | 23695000 | 23695000 | 23695000 |  |  |  |  | 152.7% | 152.7% | 152.7% | 152.7% | 152.7% | 152.7% | 152.7% | 152.7% | 152.7% | 152.7% | 152.7% | 152.7% | 152.7% | 152.7% | 152.7% | 152.7% | 152.7% | 152.7% | 152.7% | 152.7% | 152.7% |  |  |  |  | 137.8% | 137.8% | 137.8% | 137.8% | 137.8% | 137.8% | 137.8% | 137.8% | 137.8% | 137.8% | 137.8% | 137.8% | 137.8% | 137.8% | 137.8% | 137.8% | 137.8% | 137.8% | 137.8% | 137.8% | 137.8% |  |  |  |  | 400.1% | 400.1% | 400.1% | 400.1% | 400.1% | 400.1% | 400.1% | 400.1% | 400.1% | 400.1% | 400.1% | 400.1% | 400.1% | 400.1% | 400.1% | 400.1% | 400.1% | 400.1% | 400.1% | 400.1% | 400.1% | 12 | 35.87% | 2000 | 0.021707 | 0.31464 | 0 | 72.5% | 12 | 0 | 0 | 0 | 0 | 0 | 0 | 0 | 0 | 0 | 0 | 0 | 1 | 0 | 0 | 1 | 1 |  | 9 | 2017 | [10 empty] | 23695000 | 23695000 | 23695000 | 23695000 | 23695000 | 23695000 | 23695000 | 23695000 | 23695000 | 23695000 | 23695000 | 23695000 | 23695000 | 23695000 | 23695000 | 23695000 | 23695000 | 23695000 | 23695000 | 23695000 | 23695000 |  |  |  |  | 100% | 100% | 100% | 100% | 100% | 100% | 100% | 100% | 100% | 100% | 100% | 100% | 100% | 100% | 100% | 100% | 100% | 100% | 100% | 100% | 100% | 2010 | 0 | 0 | 1
1 | 139 | 2008 T-24 | Std B32 | MF Water heating control | 0 | 0 | 0.018847 | 2010-09-01 | 15 | 100% | 0 | 100 | 0 | 0 | 2.4 | 1 | 1 | 0 |  |  |  |  | 7853 | 7853 | 7853 | 7853 | 7853 | 7853 | 7853 | 7853 | 7853 | 7853 | 7853 | 7853 | 7853 | 7853 | 7853 | 7853 | 7853 | 7853 | 7853 | 7853 | 7853 |  |  |  |  | 0% | 0% | 0% | 0% | 0% | 0% | 0% | 0% | 0% | 0% | 0% | 0% | 0% | 0% | 0% | 0% | 0% | 0% | 0% | 0% | 0% |  |  |  |  | 0% | 0% | 0% | 0% | 0% | 0% | 0% | 0% | 0% | 0% | 0% | 0% | 0% | 0% | 0% | 0% | 0% | 0% | 0% | 0% | 0% |  |  |  |  | 141% | 141% | 141% | 141% | 141% | 141% | 141% | 141% | 141% | 141% | 141% | 141% | 141% | 141% | 141% | 141% | 141% | 141% | 141% | 141% | 141% | 12 | 18.95% | 2000 | 0.018072 | 0.28428 | 0 | 83.5% | 12 | 0 | 0 | 0 | 0 | 0 | 0 | 0 | 0 | 0 | 0 | 0 | 1 | 0 | 0 | 1 | 1 |  | 9 | 2017 | [10 empty] | 7853 | 7853 | 7853 | 7853 | 7853 | 7853 | 7853 | 7853 | 7853 | 7853 | 7853 | 7853 | 7853 | 7853 | 7853 | 7853 | 7853 | 7853 | 7853 | 7853 | 7853 |  |  |  |  | 100% | 100% | 100% | 100% | 100% | 100% | 100% | 100% | 100% | 100% | 100% | 100% | 100% | 100% | 100% | 100% | 100% | 100% | 100% | 100% | 100% | 2010 | 0 | 0 | 1
1 | 140 | 2008 T-24 | Std B33a | CfR IL Complete Building Method | 124.5478 | 27.7151 | 0 | 2010-09-01 | 15 | 100% | 0 | 100 | 0.91078 | 0.00020267 | 0 | 1 | 1 | -0.0040333 |  |  |  |  | 136748157.2 | 136748157.2 | 136748157.2 | 136748157.2 | 136748157.2 | 136748157.2 | 136748157.2 | 136748157.2 | 136748157.2 | 136748157.2 | 136748157.2 | 136748157.2 | 136748157.2 | 136748157.2 | 136748157.2 | 136748157.2 | 136748157.2 | 136748157.2 | 136748157.2 | 136748157.2 | 136748157.2 |  |  |  |  | 570.7% | 570.7% | 570.7% | 570.7% | 570.7% | 570.7% | 570.7% | 570.7% | 570.7% | 570.7% | 570.7% | 570.7% | 570.7% | 570.7% | 570.7% | 570.7% | 570.7% | 570.7% | 570.7% | 570.7% | 570.7% |  |  |  |  | 569.1% | 569.1% | 569.1% | 569.1% | 569.1% | 569.1% | 569.1% | 569.1% | 569.1% | 569.1% | 569.1% | 569.1% | 569.1% | 569.1% | 569.1% | 569.1% | 569.1% | 569.1% | 569.1% | 569.1% | 569.1% |  |  |  |  | 458.9% | 458.9% | 458.9% | 458.9% | 458.9% | 458.9% | 458.9% | 458.9% | 458.9% | 458.9% | 458.9% | 458.9% | 458.9% | 458.9% | 458.9% | 458.9% | 458.9% | 458.9% | 458.9% | 458.9% | 458.9% | 12 | 48.64% | 2000 | 0.025914 | 0.25776 | 0 | 3.5% | 12 | 0 | 0 | 0 | 0 | 0 | 0 | 0 | 0 | 0 | 0 | 0 | 1 | 0 | 0 | 1 | 1 |  | 9 | 2017 | [10 empty] | 136748157.2 | 136748157.2 | 136748157.2 | 136748157.2 | 136748157.2 | 136748157.2 | 136748157.2 | 136748157.2 | 136748157.2 | 136748157.2 | 136748157.2 | 136748157.2 | 136748157.2 | 136748157.2 | 136748157.2 | 136748157.2 | 136748157.2 | 136748157.2 | 136748157.2 | 136748157.2 | 136748157.2 |  |  |  |  | 100% | 100% | 100% | 100% | 100% | 100% | 100% | 100% | 100% | 100% | 100% | 100% | 100% | 100% | 100% | 100% | 100% | 100% | 100% | 100% | 100% | 2010 | 0 | 0 | 1
1 | 141 | 2008 T-24 | Std B33b | CfR IL Area Category Method | 68.6017 | 15.4115 | 0 | 2010-09-01 | 15 | 100% | 0 | 100 | 0.33099 | 7.4358e-05 | 0 | 1 | 1 | -0.0040333 |  |  |  |  | 207259814.9333 | 207259814.9333 | 207259814.9333 | 207259814.9333 | 207259814.9333 | 207259814.9333 | 207259814.9333 | 207259814.9333 | 207259814.9333 | 207259814.9333 | 207259814.9333 | 207259814.9333 | 207259814.9333 | 207259814.9333 | 207259814.9333 | 207259814.9333 | 207259814.9333 | 207259814.9333 | 207259814.9333 | 207259814.9333 | 207259814.9333 |  |  |  |  | 569.1% | 569.1% | 569.1% | 569.1% | 569.1% | 569.1% | 569.1% | 569.1% | 569.1% | 569.1% | 569.1% | 569.1% | 569.1% | 569.1% | 569.1% | 569.1% | 569.1% | 569.1% | 569.1% | 569.1% | 569.1% |  |  |  |  | 567% | 567% | 567% | 567% | 567% | 567% | 567% | 567% | 567% | 567% | 567% | 567% | 567% | 567% | 567% | 567% | 567% | 567% | 567% | 567% | 567% |  |  |  |  | 456.2% | 456.2% | 456.2% | 456.2% | 456.2% | 456.2% | 456.2% | 456.2% | 456.2% | 456.2% | 456.2% | 456.2% | 456.2% | 456.2% | 456.2% | 456.2% | 456.2% | 456.2% | 456.2% | 456.2% | 456.2% | 12 | 48.64% | 2000 | 0.025914 | 0.25776 | 0 | 3.5% | 12 | 0 | 0 | 0 | 0 | 0 | 0 | 0 | 0 | 0 | 0 | 0 | 1 | 0 | 0 | 1 | 1 |  | 9 | 2017 | [10 empty] | 207259814.9333 | 207259814.9333 | 207259814.9333 | 207259814.9333 | 207259814.9333 | 207259814.9333 | 207259814.9333 | 207259814.9333 | 207259814.9333 | 207259814.9333 | 207259814.9333 | 207259814.9333 | 207259814.9333 | 207259814.9333 | 207259814.9333 | 207259814.9333 | 207259814.9333 | 207259814.9333 | 207259814.9333 | 207259814.9333 | 207259814.9333 |  |  |  |  | 100% | 100% | 100% | 100% | 100% | 100% | 100% | 100% | 100% | 100% | 100% | 100% | 100% | 100% | 100% | 100% | 100% | 100% | 100% | 100% | 100% | 2010 | 0 | 0 | 1
1 | 142 | 2008 T-24 | Std B33c | CfR IL Egress Control | 5.6722 | 0 | 0 | 2010-09-01 | 15 | 100% | 0 | 100 | 0.81039 | 0 | 0 | 1 | 1 | -0.0040333 |  |  |  |  | 6999324.5333 | 6999324.5333 | 6999324.5333 | 6999324.5333 | 6999324.5333 | 6999324.5333 | 6999324.5333 | 6999324.5333 | 6999324.5333 | 6999324.5333 | 6999324.5333 | 6999324.5333 | 6999324.5333 | 6999324.5333 | 6999324.5333 | 6999324.5333 | 6999324.5333 | 6999324.5333 | 6999324.5333 | 6999324.5333 | 6999324.5333 |  |  |  |  | 397% | 397% | 397% | 397% | 397% | 397% | 397% | 397% | 397% | 397% | 397% | 397% | 397% | 397% | 397% | 397% | 397% | 397% | 397% | 397% | 397% |  |  |  |  | 329% | 329% | 329% | 329% | 329% | 329% | 329% | 329% | 329% | 329% | 329% | 329% | 329% | 329% | 329% | 329% | 329% | 329% | 329% | 329% | 329% |  |  |  |  | 141% | 141% | 141% | 141% | 141% | 141% | 141% | 141% | 141% | 141% | 141% | 141% | 141% | 141% | 141% | 141% | 141% | 141% | 141% | 141% | 141% | 12 | 48.64% | 2000 | 0.025914 | 0.25776 | 0 | 3.5% | 12 | 0 | 0 | 0 | 0 | 0 | 0 | 0 | 0 | 0 | 0 | 0 | 1 | 0 | 0 | 1 | 1 |  | 9 | 2017 | [10 empty] | 6999324.5333 | 6999324.5333 | 6999324.5333 | 6999324.5333 | 6999324.5333 | 6999324.5333 | 6999324.5333 | 6999324.5333 | 6999324.5333 | 6999324.5333 | 6999324.5333 | 6999324.5333 | 6999324.5333 | 6999324.5333 | 6999324.5333 | 6999324.5333 | 6999324.5333 | 6999324.5333 | 6999324.5333 | 6999324.5333 | 6999324.5333 |  |  |  |  | 100% | 100% | 100% | 100% | 100% | 100% | 100% | 100% | 100% | 100% | 100% | 100% | 100% | 100% | 100% | 100% | 100% | 100% | 100% | 100% | 100% | 2010 | 0 | 0 | 1
1 | 143 | 2008 T-24 | Std B33d | CfR HVAC Efficiency | 3.7975 | 2.0832 | 0 | 2010-09-01 | 15 | 100% | 0 | 100 | 1000 | 0.54857 | 0 | 1 | 1 | -0.0040333 |  |  |  |  | 3797.5 | 3797.5 | 3797.5 | 3797.5 | 3797.5 | 3797.5 | 3797.5 | 3797.5 | 3797.5 | 3797.5 | 3797.5 | 3797.5 | 3797.5 | 3797.5 | 3797.5 | 3797.5 | 3797.5 | 3797.5 | 3797.5 | 3797.5 | 3797.5 |  |  |  |  | 397% | 397% | 397% | 397% | 397% | 397% | 397% | 397% | 397% | 397% | 397% | 397% | 397% | 397% | 397% | 397% | 397% | 397% | 397% | 397% | 397% |  |  |  |  | 329% | 329% | 329% | 329% | 329% | 329% | 329% | 329% | 329% | 329% | 329% | 329% | 329% | 329% | 329% | 329% | 329% | 329% | 329% | 329% | 329% |  |  |  |  | 141% | 141% | 141% | 141% | 141% | 141% | 141% | 141% | 141% | 141% | 141% | 141% | 141% | 141% | 141% | 141% | 141% | 141% | 141% | 141% | 141% | 12 | 48.64% | 2000 | 0.025914 | 0.25776 | 0 | 10% | 12 | 0 | 0 | 0 | 0 | 0 | 0 | 0 | 0 | 0 | 0 | 0 | 1 | 0 | 0 | 1 | 1 |  | 9 | 2017 | [10 empty] | 3797.5 | 3797.5 | 3797.5 | 3797.5 | 3797.5 | 3797.5 | 3797.5 | 3797.5 | 3797.5 | 3797.5 | 3797.5 | 3797.5 | 3797.5 | 3797.5 | 3797.5 | 3797.5 | 3797.5 | 3797.5 | 3797.5 | 3797.5 | 3797.5 |  |  |  |  | 100% | 100% | 100% | 100% | 100% | 100% | 100% | 100% | 100% | 100% | 100% | 100% | 100% | 100% | 100% | 100% | 100% | 100% | 100% | 100% | 100% | 2010 | 0 | 0 | 1
1 | 144 | 2008 T-24 | Std B33e | CfR Res Cool Roofs | 2.766 | 1.843 | -0.048 | 2010-09-01 | 15 | 100% | 0 | 100 | 1000 | 0.66631 | -17.3536 | 1.11 | 1.275 | -0.032082 |  |  |  |  | 2766 | 2766 | 2766 | 2766 | 2766 | 2766 | 2766 | 2766 | 2766 | 2766 | 2766 | 2766 | 2766 | 2766 | 2766 | 2766 | 2766 | 2766 | 2766 | 2766 | 2766 |  |  |  |  | 83% | 83% | 83% | 83% | 83% | 83% | 83% | 83% | 83% | 83% | 83% | 83% | 83% | 83% | 83% | 83% | 83% | 83% | 83% | 83% | 83% |  |  |  |  | 83% | 83% | 83% | 83% | 83% | 83% | 83% | 83% | 83% | 83% | 83% | 83% | 83% | 83% | 83% | 83% | 83% | 83% | 83% | 83% | 83% |  |  |  |  | 83% | 83% | 83% | 83% | 83% | 83% | 83% | 83% | 83% | 83% | 83% | 83% | 83% | 83% | 83% | 83% | 83% | 83% | 83% | 83% | 83% | 12 | 48.64% | 2000 | 0.025914 | 0.25776 | 0 | 14.5% | 12 | 0 | 0 | 0 | 0 | 0 | 0 | 0 | 0 | 0 | 0 | 0 | 1 | 0 | 0 | 1 | 1 |  | 9 | 2017 | [10 empty] | 2766 | 2766 | 2766 | 2766 | 2766 | 2766 | 2766 | 2766 | 2766 | 2766 | 2766 | 2766 | 2766 | 2766 | 2766 | 2766 | 2766 | 2766 | 2766 | 2766 | 2766 |  |  |  |  | 100% | 100% | 100% | 100% | 100% | 100% | 100% | 100% | 100% | 100% | 100% | 100% | 100% | 100% | 100% | 100% | 100% | 100% | 100% | 100% | 100% | 2010 | 0 | 0 | 1
1 | 145 | 2008 T-24 | Std B33f | CfR Res Central Fan WL | 8.039 | 5.017 | 0 | 2010-09-01 | 15 | 100% | 0 | 100 | 1000 | 0.62408 | 0 | 1.04 | 1.32 | -0.020667 |  |  |  |  | 8039 | 8039 | 8039 | 8039 | 8039 | 8039 | 8039 | 8039 | 8039 | 8039 | 8039 | 8039 | 8039 | 8039 | 8039 | 8039 | 8039 | 8039 | 8039 | 8039 | 8039 |  |  |  |  | 83% | 83% | 83% | 83% | 83% | 83% | 83% | 83% | 83% | 83% | 83% | 83% | 83% | 83% | 83% | 83% | 83% | 83% | 83% | 83% | 83% |  |  |  |  | 83% | 83% | 83% | 83% | 83% | 83% | 83% | 83% | 83% | 83% | 83% | 83% | 83% | 83% | 83% | 83% | 83% | 83% | 83% | 83% | 83% |  |  |  |  | 83% | 83% | 83% | 83% | 83% | 83% | 83% | 83% | 83% | 83% | 83% | 83% | 83% | 83% | 83% | 83% | 83% | 83% | 83% | 83% | 83% | 12 | 48.64% | 2000 | 0.025914 | 0.25776 | 0 | 20% | 12 | 0 | 0 | 0 | 0 | 0 | 0 | 0 | 0 | 0 | 0 | 0 | 1 | 0 | 0 | 1 | 1 |  | 9 | 2017 | [10 empty] | 8039 | 8039 | 8039 | 8039 | 8039 | 8039 | 8039 | 8039 | 8039 | 8039 | 8039 | 8039 | 8039 | 8039 | 8039 | 8039 | 8039 | 8039 | 8039 | 8039 | 8039 |  |  |  |  | 100% | 100% | 100% | 100% | 100% | 100% | 100% | 100% | 100% | 100% | 100% | 100% | 100% | 100% | 100% | 100% | 100% | 100% | 100% | 100% | 100% | 2010 | 0 | 0 | 1
1 | 146 | 2013 T-24 | Std B34 | NRA-Lighting-Alterations-New Measures | 221.4845 | 42.7835 | -0.39761 | 2014-07-01 | 15 | 83% | 0 | 100 | 0.54714 | 0.00010569 | -0.00098224 | 1 | 1 | -0.0040333 | [8 empty] | 404805358.5333 | 404805358.5333 | 404805358.5333 | 404805358.5333 | 404805358.5333 | 404805358.5333 | 404805358.5333 | 404805358.5333 | 404805358.5333 | 404805358.5333 | 404805358.5333 | 404805358.5333 | 404805358.5333 | 404805358.5333 | 404805358.5333 | 404805358.5333 | 404805358.5333 | [8 empty] | 100% | 100% | 100% | 100% | 100% | 100% | 100% | 100% | 100% | 100% | 100% | 100% | 100% | 100% | 100% | 100% | 100% | [8 empty] | 100% | 100% | 100% | 100% | 100% | 100% | 100% | 100% | 100% | 100% | 100% | 100% | 100% | 100% | 100% | 100% | 100% | [8 empty] | 100% | 100% | 100% | 100% | 100% | 100% | 100% | 100% | 100% | 100% | 100% | 100% | 100% | 100% | 100% | 100% | 100% | 12 | 48.64% | 2005 | 0.025914 | 0.25776 |  | 71% | 13 | 0 | 0 | 0 | 0 | 0 | 0 | 0 | 0 | 0 | 0 | 0 | 0 | 1 | 0 | 1 | 1 |  | 9 | 2017 | [14 empty] | 404805358.5333 | 404805358.5333 | 404805358.5333 | 404805358.5333 | 404805358.5333 | 404805358.5333 | 404805358.5333 | 404805358.5333 | 404805358.5333 | 404805358.5333 | 404805358.5333 | 404805358.5333 | 404805358.5333 | 404805358.5333 | 404805358.5333 | 404805358.5333 | 404805358.5333 | [8 empty] | 100% | 100% | 100% | 100% | 100% | 100% | 100% | 100% | 100% | 100% | 100% | 100% | 100% | 100% | 100% | 100% | 100% | 2014 | 0 | 0 | 1
1 | 147 | 2013 T-24 | Std B35 | NRA-Lighting-Alterations-Existing Measures | 316.5487 | 122.7659 | -0.89261 | 2014-07-01 | 15 | 83% | 0 | 100 | 1.8414 | 0.00071416 | -0.0051926 | 1 | 1 | 0 | [8 empty] | 171902246.6667 | 171902246.6667 | 171902246.6667 | 171902246.6667 | 171902246.6667 | 171902246.6667 | 171902246.6667 | 171902246.6667 | 171902246.6667 | 171902246.6667 | 171902246.6667 | 171902246.6667 | 171902246.6667 | 171902246.6667 | 171902246.6667 | 171902246.6667 | 171902246.6667 | [8 empty] | 100% | 100% | 100% | 100% | 100% | 100% | 100% | 100% | 100% | 100% | 100% | 100% | 100% | 100% | 100% | 100% | 100% | [8 empty] | 100% | 100% | 100% | 100% | 100% | 100% | 100% | 100% | 100% | 100% | 100% | 100% | 100% | 100% | 100% | 100% | 100% | [8 empty] | 100% | 100% | 100% | 100% | 100% | 100% | 100% | 100% | 100% | 100% | 100% | 100% | 100% | 100% | 100% | 100% | 100% | 12 | 48.64% | 2005 | 0.025914 | 0.25776 |  | 71% | 13 | 0 | 0 | 0 | 0 | 0 | 0 | 0 | 0 | 0 | 0 | 0 | 0 | 1 | 0 | 1 | 1 |  | 9 | 2017 | [14 empty] | 171902246.6667 | 171902246.6667 | 171902246.6667 | 171902246.6667 | 171902246.6667 | 171902246.6667 | 171902246.6667 | 171902246.6667 | 171902246.6667 | 171902246.6667 | 171902246.6667 | 171902246.6667 | 171902246.6667 | 171902246.6667 | 171902246.6667 | 171902246.6667 | 171902246.6667 | [8 empty] | 100% | 100% | 100% | 100% | 100% | 100% | 100% | 100% | 100% | 100% | 100% | 100% | 100% | 100% | 100% | 100% | 100% | 2014 | 0 | 0 | 1
1 | 148 | 2013 T-24 | Std B36 | NRA-Lighting-Egress Lighting Control | 75.2838 | 0 | 0 | 2014-07-01 | 15 | 83% | 0 | 100 | 0.18771 | 0 | 0 | 1.1 | 1.32 | 0 | [8 empty] | 401060000 | 401060000 | 401060000 | 401060000 | 401060000 | 401060000 | 401060000 | 401060000 | 401060000 | 401060000 | 401060000 | 401060000 | 401060000 | 401060000 | 401060000 | 401060000 | 401060000 | [8 empty] | 100% | 100% | 100% | 100% | 100% | 100% | 100% | 100% | 100% | 100% | 100% | 100% | 100% | 100% | 100% | 100% | 100% | [8 empty] | 100% | 100% | 100% | 100% | 100% | 100% | 100% | 100% | 100% | 100% | 100% | 100% | 100% | 100% | 100% | 100% | 100% | [8 empty] | 100% | 100% | 100% | 100% | 100% | 100% | 100% | 100% | 100% | 100% | 100% | 100% | 100% | 100% | 100% | 100% | 100% | 12 | 48.64% | 2005 | 0.025914 | 0.25776 |  | 71% | 13 | 0 | 0 | 0 | 0 | 0 | 0 | 0 | 0 | 0 | 0 | 0 | 0 | 1 | 0 | 1 | 1 |  | 9 | 2017 | [14 empty] | 401060000 | 401060000 | 401060000 | 401060000 | 401060000 | 401060000 | 401060000 | 401060000 | 401060000 | 401060000 | 401060000 | 401060000 | 401060000 | 401060000 | 401060000 | 401060000 | 401060000 | [8 empty] | 100% | 100% | 100% | 100% | 100% | 100% | 100% | 100% | 100% | 100% | 100% | 100% | 100% | 100% | 100% | 100% | 100% | 2014 | 0 | 0 | 1
1 | 149 | 2013 T-24 | Std B37 | NRA-Lighting-MF Building Corridors | 5.1088 | 0.513 | 0 | 2014-07-01 | 15 | 83% | 0 | 100 | 0.085147 | 8.55e-06 | 0 | 1.1 | 1.32 | -0.0041 | [8 empty] | 60000000 | 60000000 | 60000000 | 60000000 | 60000000 | 60000000 | 60000000 | 60000000 | 60000000 | 60000000 | 60000000 | 60000000 | 60000000 | 60000000 | 60000000 | 60000000 | 60000000 | [8 empty] | 100% | 100% | 100% | 100% | 100% | 100% | 100% | 100% | 100% | 100% | 100% | 100% | 100% | 100% | 100% | 100% | 100% | [8 empty] | 100% | 100% | 100% | 100% | 100% | 100% | 100% | 100% | 100% | 100% | 100% | 100% | 100% | 100% | 100% | 100% | 100% | [8 empty] | 100% | 100% | 100% | 100% | 100% | 100% | 100% | 100% | 100% | 100% | 100% | 100% | 100% | 100% | 100% | 100% | 100% | 12 | 48.64% | 2005 | 0.025914 | 0.25776 |  | 71% | 13 | 0 | 0 | 0 | 0 | 0 | 0 | 0 | 0 | 0 | 0 | 0 | 0 | 1 | 0 | 1 | 1 |  | 9 | 2017 | [14 empty] | 60000000 | 60000000 | 60000000 | 60000000 | 60000000 | 60000000 | 60000000 | 60000000 | 60000000 | 60000000 | 60000000 | 60000000 | 60000000 | 60000000 | 60000000 | 60000000 | 60000000 | [8 empty] | 100% | 100% | 100% | 100% | 100% | 100% | 100% | 100% | 100% | 100% | 100% | 100% | 100% | 100% | 100% | 100% | 100% | 2014 | 0 | 0 | 1
0 | 150 |  | Std B38 | NRA-Lighting-Hotel Corridors | 1.8783 | 0.18861 | 0 | 2014-07-01 | 15 | 100% | 0 | 100 | 0.085147 | 8.55e-06 | 0 | 1.1 | 1.32 | -0.0041 | [8 empty] | 22060000 | 22060000 | 22060000 | 22060000 | 22060000 | 22060000 | 22060000 | 22060000 | 22060000 | 22060000 | 22060000 | 22060000 | 22060000 | 22060000 | 22060000 | 22060000 | 22060000 | [8 empty] | 100% | 100% | 100% | 100% | 100% | 100% | 100% | 100% | 100% | 100% | 100% | 100% | 100% | 100% | 100% | 100% | 100% | [8 empty] | 100% | 100% | 100% | 100% | 100% | 100% | 100% | 100% | 100% | 100% | 100% | 100% | 100% | 100% | 100% | 100% | 100% | [8 empty] | 100% | 100% | 100% | 100% | 100% | 100% | 100% | 100% | 100% | 100% | 100% | 100% | 100% | 100% | 100% | 100% | 100% | 12 | 48.64% | 2005 | 0.025914 | 0.25776 |  | 71% | 0 | 0 | 0 | 0 | 0 | 0 | 0 | 0 | 0 | 0 | 0 | 0 | 0 | 0 | 0 | 0 | 0 |  | 9 | 2017 | [14 empty] | 22060000 | 22060000 | 22060000 | 22060000 | 22060000 | 22060000 | 22060000 | 22060000 | 22060000 | 22060000 | 22060000 | 22060000 | 22060000 | 22060000 | 22060000 | 22060000 | 22060000 | [8 empty] | 100% | 100% | 100% | 100% | 100% | 100% | 100% | 100% | 100% | 100% | 100% | 100% | 100% | 100% | 100% | 100% | 100% | 0 | 0 | 0 | 0
0 | 151 |  | Std B39 | NRA-Lighting-Warehouses and Libraries | 54.8151 | 5.218 | 0 | 2014-07-01 | 15 | 100% | 0 | 100 | 0.80891 | 7.7002e-05 | 0 | 1.1 | 1.32 | -0.0041 | [8 empty] | 67764323.3863 | 67764323.3863 | 67764323.3863 | 67764323.3863 | 67764323.3863 | 67764323.3863 | 67764323.3863 | 67764323.3863 | 67764323.3863 | 67764323.3863 | 67764323.3863 | 67764323.3863 | 67764323.3863 | 67764323.3863 | 67764323.3863 | 67764323.3863 | 67764323.3863 | [8 empty] | 100% | 100% | 100% | 100% | 100% | 100% | 100% | 100% | 100% | 100% | 100% | 100% | 100% | 100% | 100% | 100% | 100% | [8 empty] | 100% | 100% | 100% | 100% | 100% | 100% | 100% | 100% | 100% | 100% | 100% | 100% | 100% | 100% | 100% | 100% | 100% | [8 empty] | 100% | 100% | 100% | 100% | 100% | 100% | 100% | 100% | 100% | 100% | 100% | 100% | 100% | 100% | 100% | 100% | 100% | 12 | 48.64% | 2005 | 0.025914 | 0.25776 |  | 71% | 0 | 0 | 0 | 0 | 0 | 0 | 0 | 0 | 0 | 0 | 0 | 0 | 0 | 0 | 0 | 0 | 0 |  | 9 | 2017 | [14 empty] | 67764323.3863 | 67764323.3863 | 67764323.3863 | 67764323.3863 | 67764323.3863 | 67764323.3863 | 67764323.3863 | 67764323.3863 | 67764323.3863 | 67764323.3863 | 67764323.3863 | 67764323.3863 | 67764323.3863 | 67764323.3863 | 67764323.3863 | 67764323.3863 | 67764323.3863 | [8 empty] | 100% | 100% | 100% | 100% | 100% | 100% | 100% | 100% | 100% | 100% | 100% | 100% | 100% | 100% | 100% | 100% | 100% | 0 | 0 | 0 | 0
1 | 152 | 2013 T-24 | Std B40 | NRA-Envelope-Cool Roofs | 17.6614 | 6.1608 | -0.09905 | 2014-07-01 | 15 | 100% | 0 | 100 | 0.051681 | 1.8028e-05 | -0.00028984 | 1 | 1 | 0 | [8 empty] | 341738666.6667 | 341738666.6667 | 341738666.6667 | 341738666.6667 | 341738666.6667 | 341738666.6667 | 341738666.6667 | 341738666.6667 | 341738666.6667 | 341738666.6667 | 341738666.6667 | 341738666.6667 | 341738666.6667 | 341738666.6667 | 341738666.6667 | 341738666.6667 | 341738666.6667 | [8 empty] | 100% | 100% | 100% | 100% | 100% | 100% | 100% | 100% | 100% | 100% | 100% | 100% | 100% | 100% | 100% | 100% | 100% | [8 empty] | 100% | 100% | 100% | 100% | 100% | 100% | 100% | 100% | 100% | 100% | 100% | 100% | 100% | 100% | 100% | 100% | 100% | [8 empty] | 100% | 100% | 100% | 100% | 100% | 100% | 100% | 100% | 100% | 100% | 100% | 100% | 100% | 100% | 100% | 100% | 100% | 12 | 35.87% | 2005 | 0.021707 | 0.31464 |  | 71% | 13 | 0 | 0 | 0 | 0 | 0 | 0 | 0 | 0 | 0 | 0 | 0 | 0 | 1 | 0 | 1 | 1 |  | 9 | 2017 | [14 empty] | 341738666.6667 | 341738666.6667 | 341738666.6667 | 341738666.6667 | 341738666.6667 | 341738666.6667 | 341738666.6667 | 341738666.6667 | 341738666.6667 | 341738666.6667 | 341738666.6667 | 341738666.6667 | 341738666.6667 | 341738666.6667 | 341738666.6667 | 341738666.6667 | 341738666.6667 | [8 empty] | 100% | 100% | 100% | 100% | 100% | 100% | 100% | 100% | 100% | 100% | 100% | 100% | 100% | 100% | 100% | 100% | 100% | 2014 | 0 | 0 | 1
1 | 153 | 2013 T-24 | Std B41 | NRA-HVAC-Equipment Efficiency | 95.9705 | 33.6712 | 3.689 | 2014-07-01 | 20 | 100% | 0 | 100 | 0.3131 | 0.00010985 | 0.012035 | 1 | 1 | 0 | [8 empty] | 306519000 | 306519000 | 306519000 | 306519000 | 306519000 | 306519000 | 306519000 | 306519000 | 306519000 | 306519000 | 306519000 | 306519000 | 306519000 | 306519000 | 306519000 | 306519000 | 306519000 | [8 empty] | 100% | 100% | 100% | 100% | 100% | 100% | 100% | 100% | 100% | 100% | 100% | 100% | 100% | 100% | 100% | 100% | 100% | [8 empty] | 100% | 100% | 100% | 100% | 100% | 100% | 100% | 100% | 100% | 100% | 100% | 100% | 100% | 100% | 100% | 100% | 100% | [8 empty] | 100% | 100% | 100% | 100% | 100% | 100% | 100% | 100% | 100% | 100% | 100% | 100% | 100% | 100% | 100% | 100% | 100% | 12 | 48.64% | 2005 | 0.025914 | 0.25776 |  | 30.07% | 13 | 0 | 0 | 0 | 0 | 0 | 0 | 0 | 0 | 0 | 0 | 0 | 0 | 1 | 0 | 1 | 1 |  | 9 | 2017 | [14 empty] | 306519000 | 306519000 | 306519000 | 306519000 | 306519000 | 306519000 | 306519000 | 306519000 | 306519000 | 306519000 | 306519000 | 306519000 | 306519000 | 306519000 | 306519000 | 306519000 | 306519000 | [8 empty] | 100% | 100% | 100% | 100% | 100% | 100% | 100% | 100% | 100% | 100% | 100% | 100% | 100% | 100% | 100% | 100% | 100% | 2014 | 0 | 0 | 1
1 | 154 | 2013 T-24 | Std B42 | NRA-Process-Air Compressors | 12.6878 | 0 | 0 | 2014-07-01 | 15 | 100% | 0 | 100 | 325.6501 | 0 | 0 | 1 | 1 | 0 | [8 empty] | 38961.349 | 38961.349 | 38961.349 | 38961.349 | 38961.349 | 38961.349 | 38961.349 | 38961.349 | 38961.349 | 38961.349 | 38961.349 | 38961.349 | 38961.349 | 38961.349 | 38961.349 | 38961.349 | 38961.349 | [8 empty] | 100% | 100% | 100% | 100% | 100% | 100% | 100% | 100% | 100% | 100% | 100% | 100% | 100% | 100% | 100% | 100% | 100% | [8 empty] | 100% | 100% | 100% | 100% | 100% | 100% | 100% | 100% | 100% | 100% | 100% | 100% | 100% | 100% | 100% | 100% | 100% | [8 empty] | 100% | 100% | 100% | 100% | 100% | 100% | 100% | 100% | 100% | 100% | 100% | 100% | 100% | 100% | 100% | 100% | 100% | 12 | 41.4% | 2005 | 0.013173 | 0.2576 |  | 71% | 13 | 0 | 0 | 0 | 0 | 0 | 0 | 0 | 0 | 0 | 0 | 0 | 0 | 1 | 0 | 1 | 1 |  | 9 | 2017 | [14 empty] | 38961.349 | 38961.349 | 38961.349 | 38961.349 | 38961.349 | 38961.349 | 38961.349 | 38961.349 | 38961.349 | 38961.349 | 38961.349 | 38961.349 | 38961.349 | 38961.349 | 38961.349 | 38961.349 | 38961.349 | [8 empty] | 100% | 100% | 100% | 100% | 100% | 100% | 100% | 100% | 100% | 100% | 100% | 100% | 100% | 100% | 100% | 100% | 100% | 2014 | 0 | 0 | 1
0 | 155 |  | Std B43 | NRNC-Lighting-Daylighting | 95.1921 | 41.6593 | -0.090302 | 2015-05-01 | 15 | 100% | 0 | 100 | 1.273 | 0.00055711 | -0.0012076 | 1.1 | 1.32 | -0.0041 | [8 empty] | 0 | 74777688.4076 | 74777688.4076 | 74777688.4076 | 74777688.4076 | 74777688.4076 | 74777688.4076 | 74777688.4076 | 74777688.4076 | 74777688.4076 | 74777688.4076 | 74777688.4076 | 74777688.4076 | 74777688.4076 | 74777688.4076 | 74777688.4076 | 74777688.4076 | [9 empty] | 100% | 100% | 100% | 100% | 100% | 100% | 100% | 100% | 100% | 100% | 100% | 100% | 100% | 100% | 100% | 100% | [9 empty] | 100% | 100% | 100% | 100% | 100% | 100% | 100% | 100% | 100% | 100% | 100% | 100% | 100% | 100% | 100% | 100% | [9 empty] | 100% | 100% | 100% | 100% | 100% | 100% | 100% | 100% | 100% | 100% | 100% | 100% | 100% | 100% | 100% | 100% | 12 | 20.66% | 2005 | 0.0041817 | 0.31058 |  | 71% | 0 | 0 | 0 | 0 | 0 | 0 | 0 | 0 | 0 | 0 | 0 | 0 | 0 | 0 | 0 | 0 | 0 |  | 9 | 2017 | [15 empty] | 74777688.4076 | 74777688.4076 | 74777688.4076 | 74777688.4076 | 74777688.4076 | 74777688.4076 | 74777688.4076 | 74777688.4076 | 74777688.4076 | 74777688.4076 | 74777688.4076 | 74777688.4076 | 74777688.4076 | 74777688.4076 | 74777688.4076 | 74777688.4076 | [8 empty] | 100% | 100% | 100% | 100% | 100% | 100% | 100% | 100% | 100% | 100% | 100% | 100% | 100% | 100% | 100% | 100% | 100% | 0 | 0 | 0 | 0
0 | 156 |  | Std B44 | NRNC-Lighting-Indoor Lighting Controls | 9.2476 | 14.5858 | 0 | 2015-05-01 | 15 | 100% | 0 | 100 | 0.35915 | 0.00056647 | 0 | 1.1 | 1.32 | -0.0041 | [8 empty] | 0 | 25748338.2074 | 25748338.2074 | 25748338.2074 | 25748338.2074 | 25748338.2074 | 25748338.2074 | 25748338.2074 | 25748338.2074 | 25748338.2074 | 25748338.2074 | 25748338.2074 | 25748338.2074 | 25748338.2074 | 25748338.2074 | 25748338.2074 | 25748338.2074 | [9 empty] | 100% | 100% | 100% | 100% | 100% | 100% | 100% | 100% | 100% | 100% | 100% | 100% | 100% | 100% | 100% | 100% | [9 empty] | 100% | 100% | 100% | 100% | 100% | 100% | 100% | 100% | 100% | 100% | 100% | 100% | 100% | 100% | 100% | 100% | [9 empty] | 100% | 100% | 100% | 100% | 100% | 100% | 100% | 100% | 100% | 100% | 100% | 100% | 100% | 100% | 100% | 100% | 12 | 48.64% | 2005 | 0.025914 | 0.25776 |  | 71% | 0 | 0 | 0 | 0 | 0 | 0 | 0 | 0 | 0 | 0 | 0 | 0 | 0 | 0 | 0 | 0 | 0 |  | 9 | 2017 | [15 empty] | 25748338.2074 | 25748338.2074 | 25748338.2074 | 25748338.2074 | 25748338.2074 | 25748338.2074 | 25748338.2074 | 25748338.2074 | 25748338.2074 | 25748338.2074 | 25748338.2074 | 25748338.2074 | 25748338.2074 | 25748338.2074 | 25748338.2074 | 25748338.2074 | [8 empty] | 100% | 100% | 100% | 100% | 100% | 100% | 100% | 100% | 100% | 100% | 100% | 100% | 100% | 100% | 100% | 100% | 100% | 0 | 0 | 0 | 0
0 | 157 |  | Std B45 | NRNC-Lighting-Retail | 51.0346 | 12.5891 | 0 | 2015-05-01 | 15 | 100% | 0 | 100 | 1.5732 | 0.00038807 | 0 | 1.1 | 1.32 | -0.0041 | [8 empty] | 0 | 32440792.2739 | 32440792.2739 | 32440792.2739 | 32440792.2739 | 32440792.2739 | 32440792.2739 | 32440792.2739 | 32440792.2739 | 32440792.2739 | 32440792.2739 | 32440792.2739 | 32440792.2739 | 32440792.2739 | 32440792.2739 | 32440792.2739 | 32440792.2739 | [9 empty] | 100% | 100% | 100% | 100% | 100% | 100% | 100% | 100% | 100% | 100% | 100% | 100% | 100% | 100% | 100% | 100% | [9 empty] | 100% | 100% | 100% | 100% | 100% | 100% | 100% | 100% | 100% | 100% | 100% | 100% | 100% | 100% | 100% | 100% | [9 empty] | 100% | 100% | 100% | 100% | 100% | 100% | 100% | 100% | 100% | 100% | 100% | 100% | 100% | 100% | 100% | 100% | 12 | 48.64% | 2005 | 0.025914 | 0.25776 |  | 71% | 0 | 0 | 0 | 0 | 0 | 0 | 0 | 0 | 0 | 0 | 0 | 0 | 0 | 0 | 0 | 0 | 0 |  | 9 | 2017 | [15 empty] | 32440792.2739 | 32440792.2739 | 32440792.2739 | 32440792.2739 | 32440792.2739 | 32440792.2739 | 32440792.2739 | 32440792.2739 | 32440792.2739 | 32440792.2739 | 32440792.2739 | 32440792.2739 | 32440792.2739 | 32440792.2739 | 32440792.2739 | 32440792.2739 | [8 empty] | 100% | 100% | 100% | 100% | 100% | 100% | 100% | 100% | 100% | 100% | 100% | 100% | 100% | 100% | 100% | 100% | 100% | 0 | 0 | 0 | 0
1 | 158 | 2013 T-24 | Std B46 | NRNC-Lighting-Egress Lighting Control | 25.1248 | 0 | 0 | 2015-05-01 | 15 | 83% | 0 | 100 | 0.1677 | 0 | 0 | 1 | 1 | 0 | [8 empty] | 0 | 149818418.4567 | 149818418.4567 | 149818418.4567 | 149818418.4567 | 149818418.4567 | 149818418.4567 | 149818418.4567 | 149818418.4567 | 149818418.4567 | 149818418.4567 | 149818418.4567 | 149818418.4567 | 149818418.4567 | 149818418.4567 | 149818418.4567 | 149818418.4567 | [9 empty] | 100% | 100% | 100% | 100% | 100% | 100% | 100% | 100% | 100% | 100% | 100% | 100% | 100% | 100% | 100% | 100% | [9 empty] | 100% | 100% | 100% | 100% | 100% | 100% | 100% | 100% | 100% | 100% | 100% | 100% | 100% | 100% | 100% | 100% | [9 empty] | 100% | 100% | 100% | 100% | 100% | 100% | 100% | 100% | 100% | 100% | 100% | 100% | 100% | 100% | 100% | 100% | 12 | 48.64% | 2005 | 0.025914 | 0.25776 |  | 71% | 13 | 0 | 0 | 0 | 0 | 0 | 0 | 0 | 0 | 0 | 0 | 0 | 0 | 1 | 0 | 1 | 1 |  | 9 | 2017 | [15 empty] | 149818418.4567 | 149818418.4567 | 149818418.4567 | 149818418.4567 | 149818418.4567 | 149818418.4567 | 149818418.4567 | 149818418.4567 | 149818418.4567 | 149818418.4567 | 149818418.4567 | 149818418.4567 | 149818418.4567 | 149818418.4567 | 149818418.4567 | 149818418.4567 | [8 empty] | 100% | 100% | 100% | 100% | 100% | 100% | 100% | 100% | 100% | 100% | 100% | 100% | 100% | 100% | 100% | 100% | 100% | 2015 | 0 | 0 | 1
1 | 159 | 2013 T-24 | Std B47 | NRNC-Lighting-MF Building Corridors | 4.9385 | 0.4959 | 0 | 2015-05-01 | 15 | 83% | 0 | 100 | 0.085147 | 8.55e-06 | 0 | 1.1 | 1.32 | -0.0041 | [8 empty] | 0 | 58000000 | 58000000 | 58000000 | 58000000 | 58000000 | 58000000 | 58000000 | 58000000 | 58000000 | 58000000 | 58000000 | 58000000 | 58000000 | 58000000 | 58000000 | 58000000 | [9 empty] | 100% | 100% | 100% | 100% | 100% | 100% | 100% | 100% | 100% | 100% | 100% | 100% | 100% | 100% | 100% | 100% | [9 empty] | 100% | 100% | 100% | 100% | 100% | 100% | 100% | 100% | 100% | 100% | 100% | 100% | 100% | 100% | 100% | 100% | [9 empty] | 100% | 100% | 100% | 100% | 100% | 100% | 100% | 100% | 100% | 100% | 100% | 100% | 100% | 100% | 100% | 100% | 12 | 48.64% | 2005 | 0.025914 | 0.25776 |  | 71% | 13 | 0 | 0 | 0 | 0 | 0 | 0 | 0 | 0 | 0 | 0 | 0 | 0 | 1 | 0 | 1 | 1 |  | 9 | 2017 | [15 empty] | 58000000 | 58000000 | 58000000 | 58000000 | 58000000 | 58000000 | 58000000 | 58000000 | 58000000 | 58000000 | 58000000 | 58000000 | 58000000 | 58000000 | 58000000 | 58000000 | [8 empty] | 100% | 100% | 100% | 100% | 100% | 100% | 100% | 100% | 100% | 100% | 100% | 100% | 100% | 100% | 100% | 100% | 100% | 2015 | 0 | 0 | 1
0 | 160 |  | Std B48 | NRNC-Lighting-Hotel Corridors | 0.77469 | 0.07779 | 0 | 2015-05-01 | 15 | 100% | 0 | 100 | 0.085147 | 8.55e-06 | 0 | 1.1 | 1.32 | -0.0041 | [8 empty] | 0 | 9098190.8311 | 9098190.8311 | 9098190.8311 | 9098190.8311 | 9098190.8311 | 9098190.8311 | 9098190.8311 | 9098190.8311 | 9098190.8311 | 9098190.8311 | 9098190.8311 | 9098190.8311 | 9098190.8311 | 9098190.8311 | 9098190.8311 | 9098190.8311 | [9 empty] | 100% | 100% | 100% | 100% | 100% | 100% | 100% | 100% | 100% | 100% | 100% | 100% | 100% | 100% | 100% | 100% | [9 empty] | 100% | 100% | 100% | 100% | 100% | 100% | 100% | 100% | 100% | 100% | 100% | 100% | 100% | 100% | 100% | 100% | [9 empty] | 100% | 100% | 100% | 100% | 100% | 100% | 100% | 100% | 100% | 100% | 100% | 100% | 100% | 100% | 100% | 100% | 12 | 48.64% | 2005 | 0.025914 | 0.25776 |  | 71% | 0 | 0 | 0 | 0 | 0 | 0 | 0 | 0 | 0 | 0 | 0 | 0 | 0 | 0 | 0 | 0 | 0 |  | 9 | 2017 | [15 empty] | 9098190.8311 | 9098190.8311 | 9098190.8311 | 9098190.8311 | 9098190.8311 | 9098190.8311 | 9098190.8311 | 9098190.8311 | 9098190.8311 | 9098190.8311 | 9098190.8311 | 9098190.8311 | 9098190.8311 | 9098190.8311 | 9098190.8311 | 9098190.8311 | [8 empty] | 100% | 100% | 100% | 100% | 100% | 100% | 100% | 100% | 100% | 100% | 100% | 100% | 100% | 100% | 100% | 100% | 100% | 0 | 0 | 0 | 0
0 | 161 |  | Std B49 | NRNC-Lighting-Warehouses and Libraries | 27.3965 | 2.608 | 0 | 2015-05-01 | 15 | 100% | 0 | 100 | 0.80891 | 7.7002e-05 | 0 | 1.1 | 1.32 | -0.0041 | [8 empty] | 0 | 33868561.9626 | 33868561.9626 | 33868561.9626 | 33868561.9626 | 33868561.9626 | 33868561.9626 | 33868561.9626 | 33868561.9626 | 33868561.9626 | 33868561.9626 | 33868561.9626 | 33868561.9626 | 33868561.9626 | 33868561.9626 | 33868561.9626 | 33868561.9626 | [9 empty] | 100% | 100% | 100% | 100% | 100% | 100% | 100% | 100% | 100% | 100% | 100% | 100% | 100% | 100% | 100% | 100% | [9 empty] | 100% | 100% | 100% | 100% | 100% | 100% | 100% | 100% | 100% | 100% | 100% | 100% | 100% | 100% | 100% | 100% | [9 empty] | 100% | 100% | 100% | 100% | 100% | 100% | 100% | 100% | 100% | 100% | 100% | 100% | 100% | 100% | 100% | 100% | 12 | 48.64% | 2005 | 0.025914 | 0.25776 |  | 71% | 0 | 0 | 0 | 0 | 0 | 0 | 0 | 0 | 0 | 0 | 0 | 0 | 0 | 0 | 0 | 0 | 0 |  | 9 | 2017 | [15 empty] | 33868561.9626 | 33868561.9626 | 33868561.9626 | 33868561.9626 | 33868561.9626 | 33868561.9626 | 33868561.9626 | 33868561.9626 | 33868561.9626 | 33868561.9626 | 33868561.9626 | 33868561.9626 | 33868561.9626 | 33868561.9626 | 33868561.9626 | 33868561.9626 | [8 empty] | 100% | 100% | 100% | 100% | 100% | 100% | 100% | 100% | 100% | 100% | 100% | 100% | 100% | 100% | 100% | 100% | 100% | 0 | 0 | 0 | 0
1 | 162 | 2013 T-24 | Std B50 | NRNC-Lighting-Parking Garage | 27.3701 | 5.4114 | 0 | 2015-05-01 | 15 | 83% | 0 | 100 | 1.1106 | 0.00021958 | 0 | 1 | 1 | 0 | [8 empty] | 0 | 24644400 | 24644400 | 24644400 | 24644400 | 24644400 | 24644400 | 24644400 | 24644400 | 24644400 | 24644400 | 24644400 | 24644400 | 24644400 | 24644400 | 24644400 | 24644400 | [9 empty] | 100% | 100% | 100% | 100% | 100% | 100% | 100% | 100% | 100% | 100% | 100% | 100% | 100% | 100% | 100% | 100% | [9 empty] | 100% | 100% | 100% | 100% | 100% | 100% | 100% | 100% | 100% | 100% | 100% | 100% | 100% | 100% | 100% | 100% | [9 empty] | 100% | 100% | 100% | 100% | 100% | 100% | 100% | 100% | 100% | 100% | 100% | 100% | 100% | 100% | 100% | 100% | 12 | 48.64% | 2005 | 0.025914 | 0.25776 |  | 71% | 13 | 0 | 0 | 0 | 0 | 0 | 0 | 0 | 0 | 0 | 0 | 0 | 0 | 1 | 0 | 1 | 1 |  | 9 | 2017 | [15 empty] | 24644400 | 24644400 | 24644400 | 24644400 | 24644400 | 24644400 | 24644400 | 24644400 | 24644400 | 24644400 | 24644400 | 24644400 | 24644400 | 24644400 | 24644400 | 24644400 | [8 empty] | 100% | 100% | 100% | 100% | 100% | 100% | 100% | 100% | 100% | 100% | 100% | 100% | 100% | 100% | 100% | 100% | 100% | 2015 | 0 | 0 | 1
0 | 163 |  | Std B51 | NRNC-Lighting-Controllable Lighting | 68.2442 | 0 | 0 | 2015-05-01 | 15 | 83% | 0 | 100 | 0.57459 | 0 | 0 | 1.1 | 1.32 | -0.0041 | [8 empty] | 0 | 118769999.7587 | 118769999.7587 | 118769999.7587 | 118769999.7587 | 118769999.7587 | 118769999.7587 | 118769999.7587 | 118769999.7587 | 118769999.7587 | 118769999.7587 | 118769999.7587 | 118769999.7587 | 118769999.7587 | 118769999.7587 | 118769999.7587 | 118769999.7587 | [9 empty] | 100% | 100% | 100% | 100% | 100% | 100% | 100% | 100% | 100% | 100% | 100% | 100% | 100% | 100% | 100% | 100% | [9 empty] | 100% | 100% | 100% | 100% | 100% | 100% | 100% | 100% | 100% | 100% | 100% | 100% | 100% | 100% | 100% | 100% | [9 empty] | 100% | 100% | 100% | 100% | 100% | 100% | 100% | 100% | 100% | 100% | 100% | 100% | 100% | 100% | 100% | 100% | 12 | 18% | 2005 | 0.00037 | 0.5 |  | 71% | 0 | 0 | 0 | 0 | 0 | 0 | 0 | 0 | 0 | 0 | 0 | 0 | 0 | 0 | 0 | 0 | 0 |  | 9 | 2017 | [15 empty] | 118769999.7587 | 118769999.7587 | 118769999.7587 | 118769999.7587 | 118769999.7587 | 118769999.7587 | 118769999.7587 | 118769999.7587 | 118769999.7587 | 118769999.7587 | 118769999.7587 | 118769999.7587 | 118769999.7587 | 118769999.7587 | 118769999.7587 | 118769999.7587 | [8 empty] | 100% | 100% | 100% | 100% | 100% | 100% | 100% | 100% | 100% | 100% | 100% | 100% | 100% | 100% | 100% | 100% | 100% | 0 | 0 | 0 | 0
1 | 164 | 2013 T-24 | Std B52 | NRNC-Lighting-DR Lighting Controls | 0.73674 | 1.2057 | 0 | 2015-05-01 | 15 | 83% | 0 | 100 | 0.0075803 | 1.2405e-05 | 0 | 1.1 | 1.32 | -0.0041 | [8 empty] | 0 | 97191540 | 97191540 | 97191540 | 97191540 | 97191540 | 97191540 | 97191540 | 97191540 | 97191540 | 97191540 | 97191540 | 97191540 | 97191540 | 97191540 | 97191540 | 97191540 | [9 empty] | 100% | 100% | 100% | 100% | 100% | 100% | 100% | 100% | 100% | 100% | 100% | 100% | 100% | 100% | 100% | 100% | [9 empty] | 100% | 100% | 100% | 100% | 100% | 100% | 100% | 100% | 100% | 100% | 100% | 100% | 100% | 100% | 100% | 100% | [9 empty] | 100% | 100% | 100% | 100% | 100% | 100% | 100% | 100% | 100% | 100% | 100% | 100% | 100% | 100% | 100% | 100% | 12 | 18% | 2005 | 0.00037 | 0.5 |  | 71% | 13 | 0 | 0 | 0 | 0 | 0 | 0 | 0 | 0 | 0 | 0 | 0 | 0 | 1 | 0 | 1 | 1 |  | 9 | 2017 | [15 empty] | 97191540 | 97191540 | 97191540 | 97191540 | 97191540 | 97191540 | 97191540 | 97191540 | 97191540 | 97191540 | 97191540 | 97191540 | 97191540 | 97191540 | 97191540 | 97191540 | [8 empty] | 100% | 100% | 100% | 100% | 100% | 100% | 100% | 100% | 100% | 100% | 100% | 100% | 100% | 100% | 100% | 100% | 100% | 2015 | 0 | 0 | 1
1 | 165 | 2013 T-24 | Std B53 | NRNC-Lighting-Outdoor Lighting & Controls | 8.7564 | 1.7312 | 0 | 2015-05-01 | 15 | 100% | 0 | 100 | 1.9667 | 0.00038883 | 0 | 1 | 1 | 0 | [8 empty] | 0 | 4452397 | 4452397 | 4452397 | 4452397 | 4452397 | 4452397 | 4452397 | 4452397 | 4452397 | 4452397 | 4452397 | 4452397 | 4452397 | 4452397 | 4452397 | 4452397 | [9 empty] | 100% | 100% | 100% | 100% | 100% | 100% | 100% | 100% | 100% | 100% | 100% | 100% | 100% | 100% | 100% | 100% | [9 empty] | 100% | 100% | 100% | 100% | 100% | 100% | 100% | 100% | 100% | 100% | 100% | 100% | 100% | 100% | 100% | 100% | [9 empty] | 100% | 100% | 100% | 100% | 100% | 100% | 100% | 100% | 100% | 100% | 100% | 100% | 100% | 100% | 100% | 100% | 12 | 48.64% | 2005 | 0.025914 | 0.25776 |  | 71% | 13 | 0 | 0 | 0 | 0 | 0 | 0 | 0 | 0 | 0 | 0 | 0 | 0 | 1 | 0 | 1 | 1 |  | 9 | 2017 | [15 empty] | 4452397 | 4452397 | 4452397 | 4452397 | 4452397 | 4452397 | 4452397 | 4452397 | 4452397 | 4452397 | 4452397 | 4452397 | 4452397 | 4452397 | 4452397 | 4452397 | [8 empty] | 100% | 100% | 100% | 100% | 100% | 100% | 100% | 100% | 100% | 100% | 100% | 100% | 100% | 100% | 100% | 100% | 100% | 2015 | 0 | 0 | 1
1 | 166 | 2013 T-24 | Std B54 | NRNC-Lighting-Office Plug Load Control | 15.6096 | 1.1274 | 0 | 2015-05-01 | 15 | 83% | 0 | 100 | 0.085147 | 6.1495e-06 | 0 | 1.1 | 1.32 | -0.0041 | [8 empty] | 0 | 183326066.0272 | 183326066.0272 | 183326066.0272 | 183326066.0272 | 183326066.0272 | 183326066.0272 | 183326066.0272 | 183326066.0272 | 183326066.0272 | 183326066.0272 | 183326066.0272 | 183326066.0272 | 183326066.0272 | 183326066.0272 | 183326066.0272 | 183326066.0272 | [9 empty] | 100% | 100% | 100% | 100% | 100% | 100% | 100% | 100% | 100% | 100% | 100% | 100% | 100% | 100% | 100% | 100% | [9 empty] | 100% | 100% | 100% | 100% | 100% | 100% | 100% | 100% | 100% | 100% | 100% | 100% | 100% | 100% | 100% | 100% | [9 empty] | 100% | 100% | 100% | 100% | 100% | 100% | 100% | 100% | 100% | 100% | 100% | 100% | 100% | 100% | 100% | 100% | 12 | 18% | 2005 | 0.00037 | 0.5 |  | 71% | 13 | 0 | 0 | 0 | 0 | 0 | 0 | 0 | 0 | 0 | 0 | 0 | 0 | 1 | 0 | 1 | 1 |  | 9 | 2017 | [15 empty] | 183326066.0272 | 183326066.0272 | 183326066.0272 | 183326066.0272 | 183326066.0272 | 183326066.0272 | 183326066.0272 | 183326066.0272 | 183326066.0272 | 183326066.0272 | 183326066.0272 | 183326066.0272 | 183326066.0272 | 183326066.0272 | 183326066.0272 | 183326066.0272 | [8 empty] | 100% | 100% | 100% | 100% | 100% | 100% | 100% | 100% | 100% | 100% | 100% | 100% | 100% | 100% | 100% | 100% | 100% | 2015 | 0 | 0 | 1
0 | 167 |  | Std B55 | NRNC-Envelope-Cool Roofs | 6.1738 | 1.4477 | -0.0067063 | 2015-05-01 | 15 | 100% | 0 | 100 | 0.039219 | 9.1966e-06 | -4.2602e-05 | 1 | 1 | 0 | [8 empty] | 0 | 157418000 | 157418000 | 157418000 | 157418000 | 157418000 | 157418000 | 157418000 | 157418000 | 157418000 | 157418000 | 157418000 | 157418000 | 157418000 | 157418000 | 157418000 | 157418000 | [9 empty] | 100% | 100% | 100% | 100% | 100% | 100% | 100% | 100% | 100% | 100% | 100% | 100% | 100% | 100% | 100% | 100% | [9 empty] | 100% | 100% | 100% | 100% | 100% | 100% | 100% | 100% | 100% | 100% | 100% | 100% | 100% | 100% | 100% | 100% | [9 empty] | 100% | 100% | 100% | 100% | 100% | 100% | 100% | 100% | 100% | 100% | 100% | 100% | 100% | 100% | 100% | 100% | 12 | 35.87% | 2005 | 0.021707 | 0.31464 |  | 71% | 0 | 0 | 0 | 0 | 0 | 0 | 0 | 0 | 0 | 0 | 0 | 0 | 0 | 0 | 0 | 0 | 0 |  | 9 | 2017 | [15 empty] | 157418000 | 157418000 | 157418000 | 157418000 | 157418000 | 157418000 | 157418000 | 157418000 | 157418000 | 157418000 | 157418000 | 157418000 | 157418000 | 157418000 | 157418000 | 157418000 | [8 empty] | 100% | 100% | 100% | 100% | 100% | 100% | 100% | 100% | 100% | 100% | 100% | 100% | 100% | 100% | 100% | 100% | 100% | 0 | 0 | 0 | 0
0 | 168 |  | Std B56 | NRNC-Envelope-Fenestration | 85.5863 | 23.9488 | -0.12959 | 2015-05-01 | 30 | 100% | 0 | 100 | 0.46235 | 0.00012938 | -0.00070007 | 1 | 1 | 0 | [8 empty] | 0 | 185109586.7697 | 185109586.7697 | 185109586.7697 | 185109586.7697 | 185109586.7697 | 185109586.7697 | 185109586.7697 | 185109586.7697 | 185109586.7697 | 185109586.7697 | 185109586.7697 | 185109586.7697 | 185109586.7697 | 185109586.7697 | 185109586.7697 | 185109586.7697 | [9 empty] | 100% | 100% | 100% | 100% | 100% | 100% | 100% | 100% | 100% | 100% | 100% | 100% | 100% | 100% | 100% | 100% | [9 empty] | 100% | 100% | 100% | 100% | 100% | 100% | 100% | 100% | 100% | 100% | 100% | 100% | 100% | 100% | 100% | 100% | [9 empty] | 100% | 100% | 100% | 100% | 100% | 100% | 100% | 100% | 100% | 100% | 100% | 100% | 100% | 100% | 100% | 100% | 12 | 35.87% | 2005 | 0.021707 | 0.31464 |  | 71% | 0 | 0 | 0 | 0 | 0 | 0 | 0 | 0 | 0 | 0 | 0 | 0 | 0 | 0 | 0 | 0 | 0 |  | 9 | 2017 | [15 empty] | 185109586.7697 | 185109586.7697 | 185109586.7697 | 185109586.7697 | 185109586.7697 | 185109586.7697 | 185109586.7697 | 185109586.7697 | 185109586.7697 | 185109586.7697 | 185109586.7697 | 185109586.7697 | 185109586.7697 | 185109586.7697 | 185109586.7697 | 185109586.7697 | [8 empty] | 100% | 100% | 100% | 100% | 100% | 100% | 100% | 100% | 100% | 100% | 100% | 100% | 100% | 100% | 100% | 100% | 100% | 0 | 0 | 0 | 0
0 | 169 |  | Std B57 | NRNC-HVAC-HVAC Controls and Economizers | 68.2 | 0 | 0 | 2015-05-01 | 15 | 100% | 0 | 100 | 0.37201 | 0 | 0 | 1 | 1 | 0 | [8 empty] | 0 | 183326066.0272 | 183326066.0272 | 183326066.0272 | 183326066.0272 | 183326066.0272 | 183326066.0272 | 183326066.0272 | 183326066.0272 | 183326066.0272 | 183326066.0272 | 183326066.0272 | 183326066.0272 | 183326066.0272 | 183326066.0272 | 183326066.0272 | 183326066.0272 | [9 empty] | 100% | 100% | 100% | 100% | 100% | 100% | 100% | 100% | 100% | 100% | 100% | 100% | 100% | 100% | 100% | 100% | [9 empty] | 100% | 100% | 100% | 100% | 100% | 100% | 100% | 100% | 100% | 100% | 100% | 100% | 100% | 100% | 100% | 100% | [9 empty] | 100% | 100% | 100% | 100% | 100% | 100% | 100% | 100% | 100% | 100% | 100% | 100% | 100% | 100% | 100% | 100% | 12 | 41.4% | 2005 | 0.013173 | 0.2576 |  | 71% | 0 | 0 | 0 | 0 | 0 | 0 | 0 | 0 | 0 | 0 | 0 | 0 | 0 | 0 | 0 | 0 | 0 |  | 9 | 2017 | [15 empty] | 183326066.0272 | 183326066.0272 | 183326066.0272 | 183326066.0272 | 183326066.0272 | 183326066.0272 | 183326066.0272 | 183326066.0272 | 183326066.0272 | 183326066.0272 | 183326066.0272 | 183326066.0272 | 183326066.0272 | 183326066.0272 | 183326066.0272 | 183326066.0272 | [8 empty] | 100% | 100% | 100% | 100% | 100% | 100% | 100% | 100% | 100% | 100% | 100% | 100% | 100% | 100% | 100% | 100% | 100% | 0 | 0 | 0 | 0
0 | 170 |  | Std B58 | NRNC-HVAC-Fan Control & Economizers | 33.6733 | 0 | -0.019352 | 2015-05-01 | 15 | 100% | 0 | 100 | 2.61 | 0 | -0.0015 | 1 | 1 | 0 | [8 empty] | 0 | 12901658.7907 | 12901658.7907 | 12901658.7907 | 12901658.7907 | 12901658.7907 | 12901658.7907 | 12901658.7907 | 12901658.7907 | 12901658.7907 | 12901658.7907 | 12901658.7907 | 12901658.7907 | 12901658.7907 | 12901658.7907 | 12901658.7907 | 12901658.7907 | [9 empty] | 100% | 100% | 100% | 100% | 100% | 100% | 100% | 100% | 100% | 100% | 100% | 100% | 100% | 100% | 100% | 100% | [9 empty] | 100% | 100% | 100% | 100% | 100% | 100% | 100% | 100% | 100% | 100% | 100% | 100% | 100% | 100% | 100% | 100% | [9 empty] | 100% | 100% | 100% | 100% | 100% | 100% | 100% | 100% | 100% | 100% | 100% | 100% | 100% | 100% | 100% | 100% | 12 | 41.4% | 2005 | 0.013173 | 0.2576 |  | 71% | 0 | 0 | 0 | 0 | 0 | 0 | 0 | 0 | 0 | 0 | 0 | 0 | 0 | 0 | 0 | 0 | 0 |  | 9 | 2017 | [15 empty] | 12901658.7907 | 12901658.7907 | 12901658.7907 | 12901658.7907 | 12901658.7907 | 12901658.7907 | 12901658.7907 | 12901658.7907 | 12901658.7907 | 12901658.7907 | 12901658.7907 | 12901658.7907 | 12901658.7907 | 12901658.7907 | 12901658.7907 | 12901658.7907 | [8 empty] | 100% | 100% | 100% | 100% | 100% | 100% | 100% | 100% | 100% | 100% | 100% | 100% | 100% | 100% | 100% | 100% | 100% | 0 | 0 | 0 | 0
0 | 171 |  | Std B59 | NRNC-HVAC-Reduced Reheat | 0.038887 | 0 | 0.13019 | 2015-05-01 | 15 | 100% | 0 | 100 | 0.0014041 | 0 | 0.0047008 | 1 | 1 | 0 | [8 empty] | 0 | 27694523.3328 | 27694523.3328 | 27694523.3328 | 27694523.3328 | 27694523.3328 | 27694523.3328 | 27694523.3328 | 27694523.3328 | 27694523.3328 | 27694523.3328 | 27694523.3328 | 27694523.3328 | 27694523.3328 | 27694523.3328 | 27694523.3328 | 27694523.3328 | [9 empty] | 100% | 100% | 100% | 100% | 100% | 100% | 100% | 100% | 100% | 100% | 100% | 100% | 100% | 100% | 100% | 100% | [9 empty] | 100% | 100% | 100% | 100% | 100% | 100% | 100% | 100% | 100% | 100% | 100% | 100% | 100% | 100% | 100% | 100% | [9 empty] | 100% | 100% | 100% | 100% | 100% | 100% | 100% | 100% | 100% | 100% | 100% | 100% | 100% | 100% | 100% | 100% | 12 | 41.4% | 2005 | 0.013173 | 0.2576 |  | 71% | 0 | 0 | 0 | 0 | 0 | 0 | 0 | 0 | 0 | 0 | 0 | 0 | 0 | 0 | 0 | 0 | 0 |  | 9 | 2017 | [15 empty] | 27694523.3328 | 27694523.3328 | 27694523.3328 | 27694523.3328 | 27694523.3328 | 27694523.3328 | 27694523.3328 | 27694523.3328 | 27694523.3328 | 27694523.3328 | 27694523.3328 | 27694523.3328 | 27694523.3328 | 27694523.3328 | 27694523.3328 | 27694523.3328 | [8 empty] | 100% | 100% | 100% | 100% | 100% | 100% | 100% | 100% | 100% | 100% | 100% | 100% | 100% | 100% | 100% | 100% | 100% | 0 | 0 | 0 | 0
0 | 172 |  | Std B60 | NRNC-HVAC-Guest Room OC Controls | 4.523 | 2.6772 | 0 | 2015-05-01 | 15 | 100% | 0 | 100 | 0.49713 | 0.00029426 | 0 | 1 | 1 | 0 | [8 empty] | 0 | 9098190.8311 | 9098190.8311 | 9098190.8311 | 9098190.8311 | 9098190.8311 | 9098190.8311 | 9098190.8311 | 9098190.8311 | 9098190.8311 | 9098190.8311 | 9098190.8311 | 9098190.8311 | 9098190.8311 | 9098190.8311 | 9098190.8311 | 9098190.8311 | [9 empty] | 100% | 100% | 100% | 100% | 100% | 100% | 100% | 100% | 100% | 100% | 100% | 100% | 100% | 100% | 100% | 100% | [9 empty] | 100% | 100% | 100% | 100% | 100% | 100% | 100% | 100% | 100% | 100% | 100% | 100% | 100% | 100% | 100% | 100% | [9 empty] | 100% | 100% | 100% | 100% | 100% | 100% | 100% | 100% | 100% | 100% | 100% | 100% | 100% | 100% | 100% | 100% | 12 | 18% | 2005 | 0.00037 | 0.5 |  | 71% | 0 | 0 | 0 | 0 | 0 | 0 | 0 | 0 | 0 | 0 | 0 | 0 | 0 | 0 | 0 | 0 | 0 |  | 9 | 2017 | [15 empty] | 9098190.8311 | 9098190.8311 | 9098190.8311 | 9098190.8311 | 9098190.8311 | 9098190.8311 | 9098190.8311 | 9098190.8311 | 9098190.8311 | 9098190.8311 | 9098190.8311 | 9098190.8311 | 9098190.8311 | 9098190.8311 | 9098190.8311 | 9098190.8311 | [8 empty] | 100% | 100% | 100% | 100% | 100% | 100% | 100% | 100% | 100% | 100% | 100% | 100% | 100% | 100% | 100% | 100% | 100% | 0 | 0 | 0 | 0
0 | 173 |  | Std B61 | NRNC-HVAC-Kitchen Ventilation | 30.1 | 5.2151 | 0.2778 | 2015-05-01 | 15 | 100% | 0 | 100 | 43.34 | 0.007509 | 0.4 | 1 | 1 | 0 | [8 empty] | 0 | 694508.5371 | 694508.5371 | 694508.5371 | 694508.5371 | 694508.5371 | 694508.5371 | 694508.5371 | 694508.5371 | 694508.5371 | 694508.5371 | 694508.5371 | 694508.5371 | 694508.5371 | 694508.5371 | 694508.5371 | 694508.5371 | [9 empty] | 100% | 100% | 100% | 100% | 100% | 100% | 100% | 100% | 100% | 100% | 100% | 100% | 100% | 100% | 100% | 100% | [9 empty] | 100% | 100% | 100% | 100% | 100% | 100% | 100% | 100% | 100% | 100% | 100% | 100% | 100% | 100% | 100% | 100% | [9 empty] | 100% | 100% | 100% | 100% | 100% | 100% | 100% | 100% | 100% | 100% | 100% | 100% | 100% | 100% | 100% | 100% | 12 | 18% | 2005 | 0.00037 | 0.5 |  | 71% | 0 | 0 | 0 | 0 | 0 | 0 | 0 | 0 | 0 | 0 | 0 | 0 | 0 | 0 | 0 | 0 | 0 |  | 9 | 2017 | [15 empty] | 694508.5371 | 694508.5371 | 694508.5371 | 694508.5371 | 694508.5371 | 694508.5371 | 694508.5371 | 694508.5371 | 694508.5371 | 694508.5371 | 694508.5371 | 694508.5371 | 694508.5371 | 694508.5371 | 694508.5371 | 694508.5371 | [8 empty] | 100% | 100% | 100% | 100% | 100% | 100% | 100% | 100% | 100% | 100% | 100% | 100% | 100% | 100% | 100% | 100% | 100% | 0 | 0 | 0 | 0
0 | 174 |  | Std B62 | NRNC-HVAC-Commercial Boilers | 0.37894 | 0 | 0.28292 | 2015-05-01 | 15 | 100% | 0 | 100 | 211.2252 | 0 | 157.7027 | 1 | 1 | 0 | [8 empty] | 0 | 1794 | 1794 | 1794 | 1794 | 1794 | 1794 | 1794 | 1794 | 1794 | 1794 | 1794 | 1794 | 1794 | 1794 | 1794 | 1794 | [9 empty] | 100% | 100% | 100% | 100% | 100% | 100% | 100% | 100% | 100% | 100% | 100% | 100% | 100% | 100% | 100% | 100% | [9 empty] | 100% | 100% | 100% | 100% | 100% | 100% | 100% | 100% | 100% | 100% | 100% | 100% | 100% | 100% | 100% | 100% | [9 empty] | 100% | 100% | 100% | 100% | 100% | 100% | 100% | 100% | 100% | 100% | 100% | 100% | 100% | 100% | 100% | 100% | 12 | 18% | 2005 | 0.00037 | 0.5 |  | 71% | 0 | 0 | 0 | 0 | 0 | 0 | 0 | 0 | 0 | 0 | 0 | 0 | 0 | 0 | 0 | 0 | 0 |  | 9 | 2017 | [15 empty] | 1794 | 1794 | 1794 | 1794 | 1794 | 1794 | 1794 | 1794 | 1794 | 1794 | 1794 | 1794 | 1794 | 1794 | 1794 | 1794 | [8 empty] | 100% | 100% | 100% | 100% | 100% | 100% | 100% | 100% | 100% | 100% | 100% | 100% | 100% | 100% | 100% | 100% | 100% | 0 | 0 | 0 | 0
0 | 175 |  | Std B63 | NRNC-HVAC-Chiller Min Efficiency | 28.8894 | 0 | 0 | 2015-05-01 | 15 | 100% | 0 | 100 | 2.2773 | 0 | 0 | 1 | 1 | 0 | [8 empty] | 0 | 12685781.4732 | 12685781.4732 | 12685781.4732 | 12685781.4732 | 12685781.4732 | 12685781.4732 | 12685781.4732 | 12685781.4732 | 12685781.4732 | 12685781.4732 | 12685781.4732 | 12685781.4732 | 12685781.4732 | 12685781.4732 | 12685781.4732 | 12685781.4732 | [9 empty] | 100% | 100% | 100% | 100% | 100% | 100% | 100% | 100% | 100% | 100% | 100% | 100% | 100% | 100% | 100% | 100% | [9 empty] | 100% | 100% | 100% | 100% | 100% | 100% | 100% | 100% | 100% | 100% | 100% | 100% | 100% | 100% | 100% | 100% | [9 empty] | 100% | 100% | 100% | 100% | 100% | 100% | 100% | 100% | 100% | 100% | 100% | 100% | 100% | 100% | 100% | 100% | 12 | 41.4% | 2005 | 0.013173 | 0.2576 |  | 71% | 0 | 0 | 0 | 0 | 0 | 0 | 0 | 0 | 0 | 0 | 0 | 0 | 0 | 0 | 0 | 0 | 0 |  | 9 | 2017 | [15 empty] | 12685781.4732 | 12685781.4732 | 12685781.4732 | 12685781.4732 | 12685781.4732 | 12685781.4732 | 12685781.4732 | 12685781.4732 | 12685781.4732 | 12685781.4732 | 12685781.4732 | 12685781.4732 | 12685781.4732 | 12685781.4732 | 12685781.4732 | 12685781.4732 | [8 empty] | 100% | 100% | 100% | 100% | 100% | 100% | 100% | 100% | 100% | 100% | 100% | 100% | 100% | 100% | 100% | 100% | 100% | 0 | 0 | 0 | 0
1 | 176 | 2013 T-24 | Std B64 | NRNC-HVAC-Garage Exhaust | 13.875 | 3.1665 | 0 | 2015-05-01 | 15 | 100% | 0 | 100 | 0.925 | 0.0002111 | 0 | 1 | 1 | 0 | [8 empty] | 0 | 15000000 | 15000000 | 15000000 | 15000000 | 15000000 | 15000000 | 15000000 | 15000000 | 15000000 | 15000000 | 15000000 | 15000000 | 15000000 | 15000000 | 15000000 | 15000000 | [9 empty] | 100% | 100% | 100% | 100% | 100% | 100% | 100% | 100% | 100% | 100% | 100% | 100% | 100% | 100% | 100% | 100% | [9 empty] | 100% | 100% | 100% | 100% | 100% | 100% | 100% | 100% | 100% | 100% | 100% | 100% | 100% | 100% | 100% | 100% | [9 empty] | 100% | 100% | 100% | 100% | 100% | 100% | 100% | 100% | 100% | 100% | 100% | 100% | 100% | 100% | 100% | 100% | 12 | 18% | 2005 | 0.00037 | 0.5 |  | 71% | 13 | 0 | 0 | 0 | 0 | 0 | 0 | 0 | 0 | 0 | 0 | 0 | 0 | 1 | 0 | 1 | 1 |  | 9 | 2017 | [15 empty] | 15000000 | 15000000 | 15000000 | 15000000 | 15000000 | 15000000 | 15000000 | 15000000 | 15000000 | 15000000 | 15000000 | 15000000 | 15000000 | 15000000 | 15000000 | 15000000 | [8 empty] | 100% | 100% | 100% | 100% | 100% | 100% | 100% | 100% | 100% | 100% | 100% | 100% | 100% | 100% | 100% | 100% | 100% | 2015 | 0 | 0 | 1
1 | 177 | 2013 T-24 | Std B65 | NRNC-HVAC-Laboratory Exhaust | 57.0475 | 14.153 | 2.259 | 2015-05-01 | 15 | 83% | 0 | 100 | 41.92 | 0.0104 | 1.66 | 1 | 1 | 0 | [8 empty] | 0 | 1360864.8596 | 1360864.8596 | 1360864.8596 | 1360864.8596 | 1360864.8596 | 1360864.8596 | 1360864.8596 | 1360864.8596 | 1360864.8596 | 1360864.8596 | 1360864.8596 | 1360864.8596 | 1360864.8596 | 1360864.8596 | 1360864.8596 | 1360864.8596 | [9 empty] | 100% | 100% | 100% | 100% | 100% | 100% | 100% | 100% | 100% | 100% | 100% | 100% | 100% | 100% | 100% | 100% | [9 empty] | 100% | 100% | 100% | 100% | 100% | 100% | 100% | 100% | 100% | 100% | 100% | 100% | 100% | 100% | 100% | 100% | [9 empty] | 100% | 100% | 100% | 100% | 100% | 100% | 100% | 100% | 100% | 100% | 100% | 100% | 100% | 100% | 100% | 100% | 12 | 18% | 2005 | 0.00037 | 0.5 |  | 71% | 13 | 0 | 0 | 0 | 0 | 0 | 0 | 0 | 0 | 0 | 0 | 0 | 0 | 1 | 0 | 1 | 1 |  | 9 | 2017 | [15 empty] | 1360864.8596 | 1360864.8596 | 1360864.8596 | 1360864.8596 | 1360864.8596 | 1360864.8596 | 1360864.8596 | 1360864.8596 | 1360864.8596 | 1360864.8596 | 1360864.8596 | 1360864.8596 | 1360864.8596 | 1360864.8596 | 1360864.8596 | 1360864.8596 | [8 empty] | 100% | 100% | 100% | 100% | 100% | 100% | 100% | 100% | 100% | 100% | 100% | 100% | 100% | 100% | 100% | 100% | 100% | 2015 | 0 | 0 | 1
1 | 178 | 2013 T-24 | Std B66 | NRNC-HVAC-Small ECM Motor | 55.2 | 0 | 0 | 2015-05-01 | 15 | 100% | 0 | 100 | 200.833 | 0 | 0 | 1 | 1 | 0 | [8 empty] | 0 | 274855.228 | 274855.228 | 274855.228 | 274855.228 | 274855.228 | 274855.228 | 274855.228 | 274855.228 | 274855.228 | 274855.228 | 274855.228 | 274855.228 | 274855.228 | 274855.228 | 274855.228 | 274855.228 | [9 empty] | 100% | 100% | 100% | 100% | 100% | 100% | 100% | 100% | 100% | 100% | 100% | 100% | 100% | 100% | 100% | 100% | [9 empty] | 100% | 100% | 100% | 100% | 100% | 100% | 100% | 100% | 100% | 100% | 100% | 100% | 100% | 100% | 100% | 100% | [9 empty] | 100% | 100% | 100% | 100% | 100% | 100% | 100% | 100% | 100% | 100% | 100% | 100% | 100% | 100% | 100% | 100% | 12 | 41.4% | 2005 | 0.013173 | 0.2576 |  | 71% | 13 | 0 | 0 | 0 | 0 | 0 | 0 | 0 | 0 | 0 | 0 | 0 | 0 | 1 | 0 | 1 | 1 |  | 9 | 2017 | [15 empty] | 274855.228 | 274855.228 | 274855.228 | 274855.228 | 274855.228 | 274855.228 | 274855.228 | 274855.228 | 274855.228 | 274855.228 | 274855.228 | 274855.228 | 274855.228 | 274855.228 | 274855.228 | 274855.228 | [8 empty] | 100% | 100% | 100% | 100% | 100% | 100% | 100% | 100% | 100% | 100% | 100% | 100% | 100% | 100% | 100% | 100% | 100% | 2015 | 0 | 0 | 1
1 | 179 | 2013 T-24 | Std B67 | NRNC-HVAC-Water & Space Heating ACM | 0.11948 | 0.19537 | 0.25603 | 2015-05-01 | 30 | 83% | 0 | 100 | 3.6659 | 0.0059945 | 7.8557 | 1 | 1 | 0 | [8 empty] | 0 | 32592.1118 | 32592.1118 | 32592.1118 | 32592.1118 | 32592.1118 | 32592.1118 | 32592.1118 | 32592.1118 | 32592.1118 | 32592.1118 | 32592.1118 | 32592.1118 | 32592.1118 | 32592.1118 | 32592.1118 | 32592.1118 | [9 empty] | 100% | 100% | 100% | 100% | 100% | 100% | 100% | 100% | 100% | 100% | 100% | 100% | 100% | 100% | 100% | 100% | [9 empty] | 100% | 100% | 100% | 100% | 100% | 100% | 100% | 100% | 100% | 100% | 100% | 100% | 100% | 100% | 100% | 100% | [9 empty] | 100% | 100% | 100% | 100% | 100% | 100% | 100% | 100% | 100% | 100% | 100% | 100% | 100% | 100% | 100% | 100% | 12 | 41.4% | 2005 | 0.013173 | 0.2576 |  | 71% | 13 | 0 | 0 | 0 | 0 | 0 | 0 | 0 | 0 | 0 | 0 | 0 | 0 | 1 | 0 | 1 | 1 |  | 9 | 2017 | [15 empty] | 32592.1118 | 32592.1118 | 32592.1118 | 32592.1118 | 32592.1118 | 32592.1118 | 32592.1118 | 32592.1118 | 32592.1118 | 32592.1118 | 32592.1118 | 32592.1118 | 32592.1118 | 32592.1118 | 32592.1118 | 32592.1118 | [8 empty] | 100% | 100% | 100% | 100% | 100% | 100% | 100% | 100% | 100% | 100% | 100% | 100% | 100% | 100% | 100% | 100% | 100% | 2015 | 0 | 0 | 1
1 | 180 | 2013 T-24 | Std B68 | NRNC-HVAC-Cooling Towers Water | 0.32272 | 0 | 0 | 2015-05-01 | 15 | 83% | 0 | 100 | 3.0638 | 0 | 0 | 1 | 1 | 0 | [8 empty] | 0 | 105334.936 | 105334.936 | 105334.936 | 105334.936 | 105334.936 | 105334.936 | 105334.936 | 105334.936 | 105334.936 | 105334.936 | 105334.936 | 105334.936 | 105334.936 | 105334.936 | 105334.936 | 105334.936 | [9 empty] | 100% | 100% | 100% | 100% | 100% | 100% | 100% | 100% | 100% | 100% | 100% | 100% | 100% | 100% | 100% | 100% | [9 empty] | 100% | 100% | 100% | 100% | 100% | 100% | 100% | 100% | 100% | 100% | 100% | 100% | 100% | 100% | 100% | 100% | [9 empty] | 100% | 100% | 100% | 100% | 100% | 100% | 100% | 100% | 100% | 100% | 100% | 100% | 100% | 100% | 100% | 100% | 12 | 41.4% | 2005 | 0.013173 | 0.2576 |  | 71% | 13 | 0 | 0 | 0 | 0 | 0 | 0 | 0 | 0 | 0 | 0 | 0 | 0 | 1 | 0 | 1 | 1 |  | 9 | 2017 | [15 empty] | 105334.936 | 105334.936 | 105334.936 | 105334.936 | 105334.936 | 105334.936 | 105334.936 | 105334.936 | 105334.936 | 105334.936 | 105334.936 | 105334.936 | 105334.936 | 105334.936 | 105334.936 | 105334.936 | [8 empty] | 100% | 100% | 100% | 100% | 100% | 100% | 100% | 100% | 100% | 100% | 100% | 100% | 100% | 100% | 100% | 100% | 100% | 2015 | 0 | 0 | 1
1 | 181 | 2013 T-24 | Std B69 | NRNC-HVAC-Occupant Controlled Smart Thermostats | 0.16129 | 2.1193 | 0 | 2015-05-01 | 15 | 83% | 0 | 100 | 0.018079 | 0.00023755 | 0 | 1 | 1 | 0 | [8 empty] | 0 | 8921401.3591 | 8921401.3591 | 8921401.3591 | 8921401.3591 | 8921401.3591 | 8921401.3591 | 8921401.3591 | 8921401.3591 | 8921401.3591 | 8921401.3591 | 8921401.3591 | 8921401.3591 | 8921401.3591 | 8921401.3591 | 8921401.3591 | 8921401.3591 | [9 empty] | 100% | 100% | 100% | 100% | 100% | 100% | 100% | 100% | 100% | 100% | 100% | 100% | 100% | 100% | 100% | 100% | [9 empty] | 100% | 100% | 100% | 100% | 100% | 100% | 100% | 100% | 100% | 100% | 100% | 100% | 100% | 100% | 100% | 100% | [9 empty] | 100% | 100% | 100% | 100% | 100% | 100% | 100% | 100% | 100% | 100% | 100% | 100% | 100% | 100% | 100% | 100% | 12 | 41.4% | 2005 | 0.013173 | 0.2576 |  | 71% | 13 | 0 | 0 | 0 | 0 | 0 | 0 | 0 | 0 | 0 | 0 | 0 | 0 | 1 | 0 | 1 | 1 |  | 9 | 2017 | [15 empty] | 8921401.3591 | 8921401.3591 | 8921401.3591 | 8921401.3591 | 8921401.3591 | 8921401.3591 | 8921401.3591 | 8921401.3591 | 8921401.3591 | 8921401.3591 | 8921401.3591 | 8921401.3591 | 8921401.3591 | 8921401.3591 | 8921401.3591 | 8921401.3591 | [8 empty] | 100% | 100% | 100% | 100% | 100% | 100% | 100% | 100% | 100% | 100% | 100% | 100% | 100% | 100% | 100% | 100% | 100% | 2015 | 0 | 0 | 1
0 | 182 |  | Std B70 | NRNC-HVAC-Low-Temp Radiant Cooling | 0 | 0 | 0 | 2015-05-01 | 15 | 83% | 0 | 100 | 0 | 0 | 0 | 1 | 1 | 0 | [8 empty] | 0 | 0 | 0 | 0 | 0 | 0 | 0 | 0 | 0 | 0 | 0 | 0 | 0 | 0 | 0 | 0 | 0 | [9 empty] | 100% | 100% | 100% | 100% | 100% | 100% | 100% | 100% | 100% | 100% | 100% | 100% | 100% | 100% | 100% | 100% | [9 empty] | 100% | 100% | 100% | 100% | 100% | 100% | 100% | 100% | 100% | 100% | 100% | 100% | 100% | 100% | 100% | 100% | [9 empty] | 100% | 100% | 100% | 100% | 100% | 100% | 100% | 100% | 100% | 100% | 100% | 100% | 100% | 100% | 100% | 100% | 12 | 41.4% | 2005 | 0.013173 | 0.2576 |  | 71% | 0 | 0 | 0 | 0 | 0 | 0 | 0 | 0 | 0 | 0 | 0 | 0 | 0 | 0 | 0 | 0 | 0 |  | 9 | 2017 | [15 empty] | 0 | 0 | 0 | 0 | 0 | 0 | 0 | 0 | 0 | 0 | 0 | 0 | 0 | 0 | 0 | 0 | [8 empty] | 100% | 100% | 100% | 100% | 100% | 100% | 100% | 100% | 100% | 100% | 100% | 100% | 100% | 100% | 100% | 100% | 100% | 0 | 0 | 0 | 0
0 | 183 |  | Std B71 | NRNC-HVAC-Evap Cooling Credit | 0 | 0 | 0 | 2015-05-01 | 15 | 83% | 0 | 100 | 0 | 0 | 0 | 1 | 1 | 0 | [8 empty] | 0 | 0 | 0 | 0 | 0 | 0 | 0 | 0 | 0 | 0 | 0 | 0 | 0 | 0 | 0 | 0 | 0 | [9 empty] | 100% | 100% | 100% | 100% | 100% | 100% | 100% | 100% | 100% | 100% | 100% | 100% | 100% | 100% | 100% | 100% | [9 empty] | 100% | 100% | 100% | 100% | 100% | 100% | 100% | 100% | 100% | 100% | 100% | 100% | 100% | 100% | 100% | 100% | [9 empty] | 100% | 100% | 100% | 100% | 100% | 100% | 100% | 100% | 100% | 100% | 100% | 100% | 100% | 100% | 100% | 100% | 12 | 41.4% | 2005 | 0.013173 | 0.2576 |  | 71% | 0 | 0 | 0 | 0 | 0 | 0 | 0 | 0 | 0 | 0 | 0 | 0 | 0 | 0 | 0 | 0 | 0 |  | 9 | 2017 | [15 empty] | 0 | 0 | 0 | 0 | 0 | 0 | 0 | 0 | 0 | 0 | 0 | 0 | 0 | 0 | 0 | 0 | [8 empty] | 100% | 100% | 100% | 100% | 100% | 100% | 100% | 100% | 100% | 100% | 100% | 100% | 100% | 100% | 100% | 100% | 100% | 0 | 0 | 0 | 0
0 | 184 |  | Std B72 | NRNC-HVAC-Outside Air | 0 | 0 | 0 | 2015-05-01 | 15 | 83% | 0 | 100 | 0 | 0 | 0 | 1 | 1 | 0 | [8 empty] | 0 | 0 | 0 | 0 | 0 | 0 | 0 | 0 | 0 | 0 | 0 | 0 | 0 | 0 | 0 | 0 | 0 | [9 empty] | 100% | 100% | 100% | 100% | 100% | 100% | 100% | 100% | 100% | 100% | 100% | 100% | 100% | 100% | 100% | 100% | [9 empty] | 100% | 100% | 100% | 100% | 100% | 100% | 100% | 100% | 100% | 100% | 100% | 100% | 100% | 100% | 100% | 100% | [9 empty] | 100% | 100% | 100% | 100% | 100% | 100% | 100% | 100% | 100% | 100% | 100% | 100% | 100% | 100% | 100% | 100% | 12 | 41.4% | 2005 | 0.013173 | 0.2576 |  | 71% | 0 | 0 | 0 | 0 | 0 | 0 | 0 | 0 | 0 | 0 | 0 | 0 | 0 | 0 | 0 | 0 | 0 |  | 9 | 2017 | [15 empty] | 0 | 0 | 0 | 0 | 0 | 0 | 0 | 0 | 0 | 0 | 0 | 0 | 0 | 0 | 0 | 0 | [8 empty] | 100% | 100% | 100% | 100% | 100% | 100% | 100% | 100% | 100% | 100% | 100% | 100% | 100% | 100% | 100% | 100% | 100% | 0 | 0 | 0 | 0
1 | 185 | 2013 T-24 | Std B73 | NRNC-HVAC-Acceptance Requirements | 1.1626 | 0 | 0 | 2015-05-01 | 15 | 100% | 0 | 100 | 0.058 | 0 | 0 | 1 | 1 | 0 | [8 empty] | 0 | 20044844.82 | 20044844.82 | 20044844.82 | 20044844.82 | 20044844.82 | 20044844.82 | 20044844.82 | 20044844.82 | 20044844.82 | 20044844.82 | 20044844.82 | 20044844.82 | 20044844.82 | 20044844.82 | 20044844.82 | 20044844.82 | [9 empty] | 100% | 100% | 100% | 100% | 100% | 100% | 100% | 100% | 100% | 100% | 100% | 100% | 100% | 100% | 100% | 100% | [9 empty] | 100% | 100% | 100% | 100% | 100% | 100% | 100% | 100% | 100% | 100% | 100% | 100% | 100% | 100% | 100% | 100% | [9 empty] | 100% | 100% | 100% | 100% | 100% | 100% | 100% | 100% | 100% | 100% | 100% | 100% | 100% | 100% | 100% | 100% | 12 | 41.4% | 2005 | 0.013173 | 0.2576 |  | 71% | 13 | 0 | 0 | 0 | 0 | 0 | 0 | 0 | 0 | 0 | 0 | 0 | 0 | 1 | 0 | 1 | 1 |  | 9 | 2017 | [15 empty] | 20044844.82 | 20044844.82 | 20044844.82 | 20044844.82 | 20044844.82 | 20044844.82 | 20044844.82 | 20044844.82 | 20044844.82 | 20044844.82 | 20044844.82 | 20044844.82 | 20044844.82 | 20044844.82 | 20044844.82 | 20044844.82 | [8 empty] | 100% | 100% | 100% | 100% | 100% | 100% | 100% | 100% | 100% | 100% | 100% | 100% | 100% | 100% | 100% | 100% | 100% | 2015 | 0 | 0 | 1
1 | 186 | 2013 T-24 | Std B74 | NRNC-Refrigeration-Warehouse | 1.1165 | 0.18409 | 0 | 2015-05-01 | 30 | 100% | 0 | 100 | 0.63798 | 0.00010519 | 0 | 1 | 1 | 0 | [8 empty] | 0 | 1750000 | 1750000 | 1750000 | 1750000 | 1750000 | 1750000 | 1750000 | 1750000 | 1750000 | 1750000 | 1750000 | 1750000 | 1750000 | 1750000 | 1750000 | 1750000 | [9 empty] | 100% | 100% | 100% | 100% | 100% | 100% | 100% | 100% | 100% | 100% | 100% | 100% | 100% | 100% | 100% | 100% | [9 empty] | 100% | 100% | 100% | 100% | 100% | 100% | 100% | 100% | 100% | 100% | 100% | 100% | 100% | 100% | 100% | 100% | [9 empty] | 100% | 100% | 100% | 100% | 100% | 100% | 100% | 100% | 100% | 100% | 100% | 100% | 100% | 100% | 100% | 100% | 12 | 30% | 2005 | 0.00011 | 0.3 |  | 71% | 13 | 0 | 0 | 0 | 0 | 0 | 0 | 0 | 0 | 0 | 0 | 0 | 0 | 1 | 0 | 1 | 1 |  | 9 | 2017 | [15 empty] | 1750000 | 1750000 | 1750000 | 1750000 | 1750000 | 1750000 | 1750000 | 1750000 | 1750000 | 1750000 | 1750000 | 1750000 | 1750000 | 1750000 | 1750000 | 1750000 | [8 empty] | 100% | 100% | 100% | 100% | 100% | 100% | 100% | 100% | 100% | 100% | 100% | 100% | 100% | 100% | 100% | 100% | 100% | 2015 | 0 | 0 | 1
1 | 187 | 2013 T-24 | Std B75 | NRNC-Refrigeration-Supermarket | 18.022 | 1.5408 | 1.886 | 2015-05-01 | 20 | 100% | 0 | 100 | 2.118 | 0.00018108 | 0.22165 | 1 | 1 | 0 | [8 empty] | 0 | 8509163 | 8509163 | 8509163 | 8509163 | 8509163 | 8509163 | 8509163 | 8509163 | 8509163 | 8509163 | 8509163 | 8509163 | 8509163 | 8509163 | 8509163 | 8509163 | [9 empty] | 100% | 100% | 100% | 100% | 100% | 100% | 100% | 100% | 100% | 100% | 100% | 100% | 100% | 100% | 100% | 100% | [9 empty] | 100% | 100% | 100% | 100% | 100% | 100% | 100% | 100% | 100% | 100% | 100% | 100% | 100% | 100% | 100% | 100% | [9 empty] | 100% | 100% | 100% | 100% | 100% | 100% | 100% | 100% | 100% | 100% | 100% | 100% | 100% | 100% | 100% | 100% | 12 | 30% | 2005 | 0.00011 | 0.3 |  | 71% | 13 | 0 | 0 | 0 | 0 | 0 | 0 | 0 | 0 | 0 | 0 | 0 | 0 | 1 | 0 | 1 | 1 |  | 9 | 2017 | [15 empty] | 8509163 | 8509163 | 8509163 | 8509163 | 8509163 | 8509163 | 8509163 | 8509163 | 8509163 | 8509163 | 8509163 | 8509163 | 8509163 | 8509163 | 8509163 | 8509163 | [8 empty] | 100% | 100% | 100% | 100% | 100% | 100% | 100% | 100% | 100% | 100% | 100% | 100% | 100% | 100% | 100% | 100% | 100% | 2015 | 0 | 0 | 1
1 | 188 | 2013 T-24 | Std B76 | NRNC-Process-Process Boilers | 0.67954 | 0 | 1.0986 | 2015-05-01 | 15 | 100% | 0 | 100 | 144.3058 | 0 | 233.2877 | 1 | 1 | 0 | [8 empty] | 0 | 4709 | 4709 | 4709 | 4709 | 4709 | 4709 | 4709 | 4709 | 4709 | 4709 | 4709 | 4709 | 4709 | 4709 | 4709 | 4709 | [9 empty] | 100% | 100% | 100% | 100% | 100% | 100% | 100% | 100% | 100% | 100% | 100% | 100% | 100% | 100% | 100% | 100% | [9 empty] | 100% | 100% | 100% | 100% | 100% | 100% | 100% | 100% | 100% | 100% | 100% | 100% | 100% | 100% | 100% | 100% | [9 empty] | 100% | 100% | 100% | 100% | 100% | 100% | 100% | 100% | 100% | 100% | 100% | 100% | 100% | 100% | 100% | 100% | 12 | 18% | 2005 | 0.00037 | 0.5 |  | 71% | 13 | 0 | 0 | 0 | 0 | 0 | 0 | 0 | 0 | 0 | 0 | 0 | 0 | 1 | 0 | 1 | 1 |  | 9 | 2017 | [15 empty] | 4709 | 4709 | 4709 | 4709 | 4709 | 4709 | 4709 | 4709 | 4709 | 4709 | 4709 | 4709 | 4709 | 4709 | 4709 | 4709 | [8 empty] | 100% | 100% | 100% | 100% | 100% | 100% | 100% | 100% | 100% | 100% | 100% | 100% | 100% | 100% | 100% | 100% | 100% | 2015 | 0 | 0 | 1
1 | 189 | 2013 T-24 | Std B77 | NRNC-Process-Air Compressors | 10.5319 | 0 | 0 | 2015-05-01 | 15 | 100% | 0 | 100 | 226.2725 | 0 | 0 | 1 | 1 | 0 | [8 empty] | 0 | 46545.2191 | 46545.2191 | 46545.2191 | 46545.2191 | 46545.2191 | 46545.2191 | 46545.2191 | 46545.2191 | 46545.2191 | 46545.2191 | 46545.2191 | 46545.2191 | 46545.2191 | 46545.2191 | 46545.2191 | 46545.2191 | [9 empty] | 100% | 100% | 100% | 100% | 100% | 100% | 100% | 100% | 100% | 100% | 100% | 100% | 100% | 100% | 100% | 100% | [9 empty] | 100% | 100% | 100% | 100% | 100% | 100% | 100% | 100% | 100% | 100% | 100% | 100% | 100% | 100% | 100% | 100% | [9 empty] | 100% | 100% | 100% | 100% | 100% | 100% | 100% | 100% | 100% | 100% | 100% | 100% | 100% | 100% | 100% | 100% | 12 | 41.4% | 2005 | 0.013173 | 0.2576 |  | 71% | 13 | 0 | 0 | 0 | 0 | 0 | 0 | 0 | 0 | 0 | 0 | 0 | 0 | 1 | 0 | 1 | 1 |  | 9 | 2017 | [15 empty] | 46545.2191 | 46545.2191 | 46545.2191 | 46545.2191 | 46545.2191 | 46545.2191 | 46545.2191 | 46545.2191 | 46545.2191 | 46545.2191 | 46545.2191 | 46545.2191 | 46545.2191 | 46545.2191 | 46545.2191 | 46545.2191 | [8 empty] | 100% | 100% | 100% | 100% | 100% | 100% | 100% | 100% | 100% | 100% | 100% | 100% | 100% | 100% | 100% | 100% | 100% | 2015 | 0 | 0 | 1
1 | 190 | 2013 T-24 | Std B78 | NRNC-Process-Data Centers | 27.5 | 0.8 | 0 | 2015-05-01 | 15 | 100% | 0 | 100 | 275 | 0.008 | 0 | 1 | 1 | 0 | [8 empty] | 0 | 100000 | 100000 | 100000 | 100000 | 100000 | 100000 | 100000 | 100000 | 100000 | 100000 | 100000 | 100000 | 100000 | 100000 | 100000 | 100000 | [9 empty] | 100% | 100% | 100% | 100% | 100% | 100% | 100% | 100% | 100% | 100% | 100% | 100% | 100% | 100% | 100% | 100% | [9 empty] | 100% | 100% | 100% | 100% | 100% | 100% | 100% | 100% | 100% | 100% | 100% | 100% | 100% | 100% | 100% | 100% | [9 empty] | 100% | 100% | 100% | 100% | 100% | 100% | 100% | 100% | 100% | 100% | 100% | 100% | 100% | 100% | 100% | 100% | 12 | 41.4% | 2005 | 0.013173 | 0.2576 |  | 71% | 13 | 0 | 0 | 0 | 0 | 0 | 0 | 0 | 0 | 0 | 0 | 0 | 0 | 1 | 0 | 1 | 1 |  | 9 | 2017 | [15 empty] | 100000 | 100000 | 100000 | 100000 | 100000 | 100000 | 100000 | 100000 | 100000 | 100000 | 100000 | 100000 | 100000 | 100000 | 100000 | 100000 | [8 empty] | 100% | 100% | 100% | 100% | 100% | 100% | 100% | 100% | 100% | 100% | 100% | 100% | 100% | 100% | 100% | 100% | 100% | 2015 | 0 | 0 | 1
1 | 191 | 2013 T-24 | Std B79 | NRNC-DHW - Hotel DHW Control and Solar | -0.15718 | 0 | 0.51593 | 2015-05-01 | 30 | 100% | 0 | 100 | -0.017276 | 0 | 0.056707 | 1 | 1 | 0 | [8 empty] | 0 | 9098190.8311 | 9098190.8311 | 9098190.8311 | 9098190.8311 | 9098190.8311 | 9098190.8311 | 9098190.8311 | 9098190.8311 | 9098190.8311 | 9098190.8311 | 9098190.8311 | 9098190.8311 | 9098190.8311 | 9098190.8311 | 9098190.8311 | 9098190.8311 | [9 empty] | 100% | 100% | 100% | 100% | 100% | 100% | 100% | 100% | 100% | 100% | 100% | 100% | 100% | 100% | 100% | 100% | [9 empty] | 100% | 100% | 100% | 100% | 100% | 100% | 100% | 100% | 100% | 100% | 100% | 100% | 100% | 100% | 100% | 100% | [9 empty] | 100% | 100% | 100% | 100% | 100% | 100% | 100% | 100% | 100% | 100% | 100% | 100% | 100% | 100% | 100% | 100% | 12 | 5.35% | 2005 | 0.008276 | 0.27251 |  | 71% | 13 | 0 | 0 | 0 | 0 | 0 | 0 | 0 | 0 | 0 | 0 | 0 | 0 | 1 | 0 | 1 | 1 |  | 9 | 2017 | [15 empty] | 9098190.8311 | 9098190.8311 | 9098190.8311 | 9098190.8311 | 9098190.8311 | 9098190.8311 | 9098190.8311 | 9098190.8311 | 9098190.8311 | 9098190.8311 | 9098190.8311 | 9098190.8311 | 9098190.8311 | 9098190.8311 | 9098190.8311 | 9098190.8311 | [8 empty] | 100% | 100% | 100% | 100% | 100% | 100% | 100% | 100% | 100% | 100% | 100% | 100% | 100% | 100% | 100% | 100% | 100% | 2015 | 0 | 0 | 1
1 | 192 | 2013 T-24 | Std B80 | NRNC-DHW-Solar Water Heating | 1.2362 | 0.14481 | 0.33535 | 2015-05-01 | 15 | 100% | 0 | 100 | 0.44724 | 5.239e-05 | 0.12132 | 1 | 1 | 0 | [8 empty] | 0 | 2764064 | 2764064 | 2764064 | 2764064 | 2764064 | 2764064 | 2764064 | 2764064 | 2764064 | 2764064 | 2764064 | 2764064 | 2764064 | 2764064 | 2764064 | 2764064 | [9 empty] | 100% | 100% | 100% | 100% | 100% | 100% | 100% | 100% | 100% | 100% | 100% | 100% | 100% | 100% | 100% | 100% | [9 empty] | 100% | 100% | 100% | 100% | 100% | 100% | 100% | 100% | 100% | 100% | 100% | 100% | 100% | 100% | 100% | 100% | [9 empty] | 100% | 100% | 100% | 100% | 100% | 100% | 100% | 100% | 100% | 100% | 100% | 100% | 100% | 100% | 100% | 100% | 12 | 5.35% | 2005 | 0.008276 | 0.27251 |  | 71% | 13 | 0 | 0 | 0 | 0 | 0 | 0 | 0 | 0 | 0 | 0 | 0 | 0 | 1 | 0 | 1 | 1 |  | 9 | 2017 | [15 empty] | 2764064 | 2764064 | 2764064 | 2764064 | 2764064 | 2764064 | 2764064 | 2764064 | 2764064 | 2764064 | 2764064 | 2764064 | 2764064 | 2764064 | 2764064 | 2764064 | [8 empty] | 100% | 100% | 100% | 100% | 100% | 100% | 100% | 100% | 100% | 100% | 100% | 100% | 100% | 100% | 100% | 100% | 100% | 2015 | 0 | 0 | 1
1 | 193 | 2013 T-24 | Std B81 | NRNC-Solar-Solar Ready | 12.5974 | 0 | 0 | 2015-05-01 | 15 | 100% | 0 | 100 | 0.068716 | 0 | 0 | 1 | 1 | 0 | [8 empty] | 0 | 183326066.0272 | 183326066.0272 | 183326066.0272 | 183326066.0272 | 183326066.0272 | 183326066.0272 | 183326066.0272 | 183326066.0272 | 183326066.0272 | 183326066.0272 | 183326066.0272 | 183326066.0272 | 183326066.0272 | 183326066.0272 | 183326066.0272 | 183326066.0272 | [9 empty] | 100% | 100% | 100% | 100% | 100% | 100% | 100% | 100% | 100% | 100% | 100% | 100% | 100% | 100% | 100% | 100% | [9 empty] | 100% | 100% | 100% | 100% | 100% | 100% | 100% | 100% | 100% | 100% | 100% | 100% | 100% | 100% | 100% | 100% | [9 empty] | 100% | 100% | 100% | 100% | 100% | 100% | 100% | 100% | 100% | 100% | 100% | 100% | 100% | 100% | 100% | 100% | 12 | 5.35% | 2005 | 0.008276 | 0.27251 |  | 71% | 13 | 0 | 0 | 0 | 0 | 0 | 0 | 0 | 0 | 0 | 0 | 0 | 0 | 1 | 0 | 1 | 1 |  | 9 | 2017 | [15 empty] | 183326066.0272 | 183326066.0272 | 183326066.0272 | 183326066.0272 | 183326066.0272 | 183326066.0272 | 183326066.0272 | 183326066.0272 | 183326066.0272 | 183326066.0272 | 183326066.0272 | 183326066.0272 | 183326066.0272 | 183326066.0272 | 183326066.0272 | 183326066.0272 | [8 empty] | 100% | 100% | 100% | 100% | 100% | 100% | 100% | 100% | 100% | 100% | 100% | 100% | 100% | 100% | 100% | 100% | 100% | 2015 | 0 | 0 | 1
1 | 194 | 2013 T-24 | Std B82 | NRNC-Whole Building | 179.2 | 46.78 | 1.01 | 2015-05-01 | 15 | 100% | 0 | 100 | 0.97749 | 0.00025517 | 0.0055093 | 1 | 1 | 0 | [8 empty] | 0 | 183326066.0272 | 183326066.0272 | 183326066.0272 | 183326066.0272 | 183326066.0272 | 183326066.0272 | 183326066.0272 | 183326066.0272 | 183326066.0272 | 183326066.0272 | 183326066.0272 | 183326066.0272 | 183326066.0272 | 183326066.0272 | 183326066.0272 | 183326066.0272 | [9 empty] | 100% | 100% | 100% | 100% | 100% | 100% | 100% | 100% | 100% | 100% | 100% | 100% | 100% | 100% | 100% | 100% | [9 empty] | 100% | 100% | 100% | 100% | 100% | 100% | 100% | 100% | 100% | 100% | 100% | 100% | 100% | 100% | 100% | 100% | [9 empty] | 100% | 100% | 100% | 100% | 100% | 100% | 100% | 100% | 100% | 100% | 100% | 100% | 100% | 100% | 100% | 100% | 12 | 30% | 2005 | 0.025914 | 0.25776 |  | 71% | 13 | 0 | 0 | 0 | 0 | 0 | 0 | 0 | 0 | 0 | 0 | 0 | 0 | 1 | 0 | 1 | 1 |  | 9 | 2017 | [15 empty] | 183326066.0272 | 183326066.0272 | 183326066.0272 | 183326066.0272 | 183326066.0272 | 183326066.0272 | 183326066.0272 | 183326066.0272 | 183326066.0272 | 183326066.0272 | 183326066.0272 | 183326066.0272 | 183326066.0272 | 183326066.0272 | 183326066.0272 | 183326066.0272 | [8 empty] | 100% | 100% | 100% | 100% | 100% | 100% | 100% | 100% | 100% | 100% | 100% | 100% | 100% | 100% | 100% | 100% | 100% | 2015 | 0 | 0 | 1
1 | 195 | 2013 T-24 | Std B83 | RNC-Lighting | 2.2939 | 0 | 0 | 2015-01-01 | 15 | 100% | 0 | 100 | 100.6287 | 0 | 0 | 1.04 | 1.32 | -0.020667 | [8 empty] | 0 | 22796 | 22796 | 22796 | 22796 | 22796 | 22796 | 22796 | 22796 | 22796 | 22796 | 22796 | 22796 | 22796 | 22796 | 22796 | 22796 | [9 empty] | 100% | 100% | 100% | 100% | 100% | 100% | 100% | 100% | 100% | 100% | 100% | 100% | 100% | 100% | 100% | 100% | [9 empty] | 100% | 100% | 100% | 100% | 100% | 100% | 100% | 100% | 100% | 100% | 100% | 100% | 100% | 100% | 100% | 100% | [9 empty] | 100% | 100% | 100% | 100% | 100% | 100% | 100% | 100% | 100% | 100% | 100% | 100% | 100% | 100% | 100% | 100% | 12 | 30% | 2005 | 0.01801 | 0.35594 |  | 71% | 13 | 0 | 0 | 0 | 0 | 0 | 0 | 0 | 0 | 0 | 0 | 0 | 0 | 1 | 0 | 1 | 1 |  | 9 | 2017 | [15 empty] | 22796 | 22796 | 22796 | 22796 | 22796 | 22796 | 22796 | 22796 | 22796 | 22796 | 22796 | 22796 | 22796 | 22796 | 22796 | 22796 | [8 empty] | 100% | 100% | 100% | 100% | 100% | 100% | 100% | 100% | 100% | 100% | 100% | 100% | 100% | 100% | 100% | 100% | 100% | 2015 | 0 | 0 | 1
0 | 196 |  | Std B84 | RNC-Envelope-Wall Insulation | 2.6931 | 2.9816 | 0.67327 | 2015-01-01 | 30 | 100% | 0 | 100 | 118.1385 | 0.1308 | 29.5346 | 1 | 1 | 0 | [8 empty] | 0 | 22796 | 22796 | 22796 | 22796 | 22796 | 22796 | 22796 | 22796 | 22796 | 22796 | 22796 | 22796 | 22796 | 22796 | 22796 | 22796 | [9 empty] | 100% | 100% | 100% | 100% | 100% | 100% | 100% | 100% | 100% | 100% | 100% | 100% | 100% | 100% | 100% | 100% | [9 empty] | 100% | 100% | 100% | 100% | 100% | 100% | 100% | 100% | 100% | 100% | 100% | 100% | 100% | 100% | 100% | 100% | [9 empty] | 100% | 100% | 100% | 100% | 100% | 100% | 100% | 100% | 100% | 100% | 100% | 100% | 100% | 100% | 100% | 100% | 12 | 30% | 2005 | 0.01801 | 0.35594 |  | 71% | 0 | 0 | 0 | 0 | 0 | 0 | 0 | 0 | 0 | 0 | 0 | 0 | 0 | 0 | 0 | 0 | 0 |  | 9 | 2017 | [15 empty] | 22796 | 22796 | 22796 | 22796 | 22796 | 22796 | 22796 | 22796 | 22796 | 22796 | 22796 | 22796 | 22796 | 22796 | 22796 | 22796 | [8 empty] | 100% | 100% | 100% | 100% | 100% | 100% | 100% | 100% | 100% | 100% | 100% | 100% | 100% | 100% | 100% | 100% | 100% | 0 | 0 | 0 | 0
0 | 197 |  | Std B85 | RNC-Envelope-Fenestration | 14.5715 | 34.8177 | -0.33664 | 2015-01-01 | 30 | 100% | 0 | 100 | 639.2135 | 1.5274 | -14.7673 | 1 | 1 | 0 | [8 empty] | 0 | 22796 | 22796 | 22796 | 22796 | 22796 | 22796 | 22796 | 22796 | 22796 | 22796 | 22796 | 22796 | 22796 | 22796 | 22796 | 22796 | [9 empty] | 100% | 100% | 100% | 100% | 100% | 100% | 100% | 100% | 100% | 100% | 100% | 100% | 100% | 100% | 100% | 100% | [9 empty] | 100% | 100% | 100% | 100% | 100% | 100% | 100% | 100% | 100% | 100% | 100% | 100% | 100% | 100% | 100% | 100% | [9 empty] | 100% | 100% | 100% | 100% | 100% | 100% | 100% | 100% | 100% | 100% | 100% | 100% | 100% | 100% | 100% | 100% | 12 | 73.19% | 2005 | 0.031554 | 0.2704 |  | 71% | 0 | 0 | 0 | 0 | 0 | 0 | 0 | 0 | 0 | 0 | 0 | 0 | 0 | 0 | 0 | 0 | 0 |  | 9 | 2017 | [15 empty] | 22796 | 22796 | 22796 | 22796 | 22796 | 22796 | 22796 | 22796 | 22796 | 22796 | 22796 | 22796 | 22796 | 22796 | 22796 | 22796 | [8 empty] | 100% | 100% | 100% | 100% | 100% | 100% | 100% | 100% | 100% | 100% | 100% | 100% | 100% | 100% | 100% | 100% | 100% | 0 | 0 | 0 | 0
0 | 198 |  | Std B86 | RNC-Envelope-Roof Envelope | 0.48091 | 0.86563 | 0.00086563 | 2015-01-01 | 15 | 100% | 0 | 100 | 21.0962 | 0.037973 | 0.037973 | 1 | 1 | 0 | [8 empty] | 0 | 22796 | 22796 | 22796 | 22796 | 22796 | 22796 | 22796 | 22796 | 22796 | 22796 | 22796 | 22796 | 22796 | 22796 | 22796 | 22796 | [9 empty] | 100% | 100% | 100% | 100% | 100% | 100% | 100% | 100% | 100% | 100% | 100% | 100% | 100% | 100% | 100% | 100% | [9 empty] | 100% | 100% | 100% | 100% | 100% | 100% | 100% | 100% | 100% | 100% | 100% | 100% | 100% | 100% | 100% | 100% | [9 empty] | 100% | 100% | 100% | 100% | 100% | 100% | 100% | 100% | 100% | 100% | 100% | 100% | 100% | 100% | 100% | 100% | 12 | 30% | 2005 | 0.01801 | 0.35594 |  | 71% | 0 | 0 | 0 | 0 | 0 | 0 | 0 | 0 | 0 | 0 | 0 | 0 | 0 | 0 | 0 | 0 | 0 |  | 9 | 2017 | [15 empty] | 22796 | 22796 | 22796 | 22796 | 22796 | 22796 | 22796 | 22796 | 22796 | 22796 | 22796 | 22796 | 22796 | 22796 | 22796 | 22796 | [8 empty] | 100% | 100% | 100% | 100% | 100% | 100% | 100% | 100% | 100% | 100% | 100% | 100% | 100% | 100% | 100% | 100% | 100% | 0 | 0 | 0 | 0
0 | 199 |  | Std B87 | RNC-Envelope-Advanced Envelope | 0 | 0 | 0 | 2015-01-01 | 30 | 100% | 0 | 100 | 0 | 0 | 0 | 1 | 1 | 0 | [8 empty] | 0 | 0 | 0 | 0 | 0 | 0 | 0 | 0 | 0 | 0 | 0 | 0 | 0 | 0 | 0 | 0 | 0 | [9 empty] | 100% | 100% | 100% | 100% | 100% | 100% | 100% | 100% | 100% | 100% | 100% | 100% | 100% | 100% | 100% | 100% | [9 empty] | 100% | 100% | 100% | 100% | 100% | 100% | 100% | 100% | 100% | 100% | 100% | 100% | 100% | 100% | 100% | 100% | [9 empty] | 100% | 100% | 100% | 100% | 100% | 100% | 100% | 100% | 100% | 100% | 100% | 100% | 100% | 100% | 100% | 100% | 12 | 30% | 2005 | 0.01801 | 0.35594 |  | 71% | 0 | 0 | 0 | 0 | 0 | 0 | 0 | 0 | 0 | 0 | 0 | 0 | 0 | 0 | 0 | 0 | 0 |  | 9 | 2017 | [15 empty] | 0 | 0 | 0 | 0 | 0 | 0 | 0 | 0 | 0 | 0 | 0 | 0 | 0 | 0 | 0 | 0 | [8 empty] | 100% | 100% | 100% | 100% | 100% | 100% | 100% | 100% | 100% | 100% | 100% | 100% | 100% | 100% | 100% | 100% | 100% | 0 | 0 | 0 | 0
0 | 200 |  | Std B88 | RNC-HVAC-Whole House Fans | 8.8154 | 0 | -0.080733 | 2015-01-01 | 30 | 100% | 0 | 100 | 386.7093 | 0 | -3.5415 | 1 | 1 | 0 | [8 empty] | 0 | 22796 | 22796 | 22796 | 22796 | 22796 | 22796 | 22796 | 22796 | 22796 | 22796 | 22796 | 22796 | 22796 | 22796 | 22796 | 22796 | [9 empty] | 100% | 100% | 100% | 100% | 100% | 100% | 100% | 100% | 100% | 100% | 100% | 100% | 100% | 100% | 100% | 100% | [9 empty] | 100% | 100% | 100% | 100% | 100% | 100% | 100% | 100% | 100% | 100% | 100% | 100% | 100% | 100% | 100% | 100% | [9 empty] | 100% | 100% | 100% | 100% | 100% | 100% | 100% | 100% | 100% | 100% | 100% | 100% | 100% | 100% | 100% | 100% | 12 | 30% | 2005 | 0.01801 | 0.35594 |  | 71% | 0 | 0 | 0 | 0 | 0 | 0 | 0 | 0 | 0 | 0 | 0 | 0 | 0 | 0 | 0 | 0 | 0 |  | 9 | 2017 | [15 empty] | 22796 | 22796 | 22796 | 22796 | 22796 | 22796 | 22796 | 22796 | 22796 | 22796 | 22796 | 22796 | 22796 | 22796 | 22796 | 22796 | [8 empty] | 100% | 100% | 100% | 100% | 100% | 100% | 100% | 100% | 100% | 100% | 100% | 100% | 100% | 100% | 100% | 100% | 100% | 0 | 0 | 0 | 0
0 | 201 |  | Std B89 | RNC-HVAC-Zoned AC | 10.051 | 13.9223 | 0.22603 | 2015-01-01 | 30 | 100% | 0 | 100 | 440.9097 | 0.61073 | 9.9152 | 1 | 1 | 0 | [8 empty] | 0 | 22796 | 22796 | 22796 | 22796 | 22796 | 22796 | 22796 | 22796 | 22796 | 22796 | 22796 | 22796 | 22796 | 22796 | 22796 | 22796 | [9 empty] | 100% | 100% | 100% | 100% | 100% | 100% | 100% | 100% | 100% | 100% | 100% | 100% | 100% | 100% | 100% | 100% | [9 empty] | 100% | 100% | 100% | 100% | 100% | 100% | 100% | 100% | 100% | 100% | 100% | 100% | 100% | 100% | 100% | 100% | [9 empty] | 100% | 100% | 100% | 100% | 100% | 100% | 100% | 100% | 100% | 100% | 100% | 100% | 100% | 100% | 100% | 100% | 12 | 30% | 2005 | 0.01801 | 0.35594 |  | 71% | 0 | 0 | 0 | 0 | 0 | 0 | 0 | 0 | 0 | 0 | 0 | 0 | 0 | 0 | 0 | 0 | 0 |  | 9 | 2017 | [15 empty] | 22796 | 22796 | 22796 | 22796 | 22796 | 22796 | 22796 | 22796 | 22796 | 22796 | 22796 | 22796 | 22796 | 22796 | 22796 | 22796 | [8 empty] | 100% | 100% | 100% | 100% | 100% | 100% | 100% | 100% | 100% | 100% | 100% | 100% | 100% | 100% | 100% | 100% | 100% | 0 | 0 | 0 | 0
0 | 202 |  | Std B90 | RNC-HVAC-Duct | 10.1856 | 0 | 1.0628 | 2015-01-01 | 30 | 100% | 0 | 100 | 446.8166 | 0 | 46.6225 | 1 | 1 | 0 | [8 empty] | 0 | 22796 | 22796 | 22796 | 22796 | 22796 | 22796 | 22796 | 22796 | 22796 | 22796 | 22796 | 22796 | 22796 | 22796 | 22796 | 22796 | [9 empty] | 100% | 100% | 100% | 100% | 100% | 100% | 100% | 100% | 100% | 100% | 100% | 100% | 100% | 100% | 100% | 100% | [9 empty] | 100% | 100% | 100% | 100% | 100% | 100% | 100% | 100% | 100% | 100% | 100% | 100% | 100% | 100% | 100% | 100% | [9 empty] | 100% | 100% | 100% | 100% | 100% | 100% | 100% | 100% | 100% | 100% | 100% | 100% | 100% | 100% | 100% | 100% | 12 | 30% | 2005 | 0.01801 | 0.35594 |  | 71% | 0 | 0 | 0 | 0 | 0 | 0 | 0 | 0 | 0 | 0 | 0 | 0 | 0 | 0 | 0 | 0 | 0 |  | 9 | 2017 | [15 empty] | 22796 | 22796 | 22796 | 22796 | 22796 | 22796 | 22796 | 22796 | 22796 | 22796 | 22796 | 22796 | 22796 | 22796 | 22796 | 22796 | [8 empty] | 100% | 100% | 100% | 100% | 100% | 100% | 100% | 100% | 100% | 100% | 100% | 100% | 100% | 100% | 100% | 100% | 100% | 0 | 0 | 0 | 0
0 | 203 |  | Std B91 | RNC-HVAC - Refrigerant Charge | 0 | 0 | 0 | 2015-01-01 | 15 | 100% | 0 | 100 | 0 | 0 | 0 | 1 | 1 | 0 | [8 empty] | 0 | 0 | 0 | 0 | 0 | 0 | 0 | 0 | 0 | 0 | 0 | 0 | 0 | 0 | 0 | 0 | 0 | [9 empty] | 100% | 100% | 100% | 100% | 100% | 100% | 100% | 100% | 100% | 100% | 100% | 100% | 100% | 100% | 100% | 100% | [9 empty] | 100% | 100% | 100% | 100% | 100% | 100% | 100% | 100% | 100% | 100% | 100% | 100% | 100% | 100% | 100% | 100% | [9 empty] | 100% | 100% | 100% | 100% | 100% | 100% | 100% | 100% | 100% | 100% | 100% | 100% | 100% | 100% | 100% | 100% | 12 | 30% | 2005 | 0.01801 | 0.35594 |  | 71% | 0 | 0 | 0 | 0 | 0 | 0 | 0 | 0 | 0 | 0 | 0 | 0 | 0 | 0 | 0 | 0 | 0 |  | 9 | 2017 | [15 empty] | 0 | 0 | 0 | 0 | 0 | 0 | 0 | 0 | 0 | 0 | 0 | 0 | 0 | 0 | 0 | 0 | [8 empty] | 100% | 100% | 100% | 100% | 100% | 100% | 100% | 100% | 100% | 100% | 100% | 100% | 100% | 100% | 100% | 100% | 100% | 0 | 0 | 0 | 0
0 | 204 |  | Std B92 | RNC-DHW-SF DHW | 0 | 0 | 0.25076 | 2015-01-01 | 30 | 100% | 0 | 100 | 0 | 0 | 11 | 1 | 1 | 0 | [8 empty] | 0 | 22796 | 22796 | 22796 | 22796 | 22796 | 22796 | 22796 | 22796 | 22796 | 22796 | 22796 | 22796 | 22796 | 22796 | 22796 | 22796 | [9 empty] | 100% | 100% | 100% | 100% | 100% | 100% | 100% | 100% | 100% | 100% | 100% | 100% | 100% | 100% | 100% | 100% | [9 empty] | 100% | 100% | 100% | 100% | 100% | 100% | 100% | 100% | 100% | 100% | 100% | 100% | 100% | 100% | 100% | 100% | [9 empty] | 100% | 100% | 100% | 100% | 100% | 100% | 100% | 100% | 100% | 100% | 100% | 100% | 100% | 100% | 100% | 100% | 12 | 30% | 2005 | 0.01801 | 0.35594 |  | 71% | 0 | 0 | 0 | 0 | 0 | 0 | 0 | 0 | 0 | 0 | 0 | 0 | 0 | 0 | 0 | 0 | 0 |  | 9 | 2017 | [15 empty] | 22796 | 22796 | 22796 | 22796 | 22796 | 22796 | 22796 | 22796 | 22796 | 22796 | 22796 | 22796 | 22796 | 22796 | 22796 | 22796 | [8 empty] | 100% | 100% | 100% | 100% | 100% | 100% | 100% | 100% | 100% | 100% | 100% | 100% | 100% | 100% | 100% | 100% | 100% | 0 | 0 | 0 | 0
1 | 205 | 2013 T-24 | Std B93 | RNC-DHW - MF DHW Control and Solar | -0.4308 | 0 | 1.4691 | 2015-04-01 | 30 | 100% | 0 | 100 | -13.218 | 0 | 45.0758 | 1 | 1 | 0 | [8 empty] | 0 | 32592.1118 | 32592.1118 | 32592.1118 | 32592.1118 | 32592.1118 | 32592.1118 | 32592.1118 | 32592.1118 | 32592.1118 | 32592.1118 | 32592.1118 | 32592.1118 | 32592.1118 | 32592.1118 | 32592.1118 | 32592.1118 | [9 empty] | 100% | 100% | 100% | 100% | 100% | 100% | 100% | 100% | 100% | 100% | 100% | 100% | 100% | 100% | 100% | 100% | [9 empty] | 100% | 100% | 100% | 100% | 100% | 100% | 100% | 100% | 100% | 100% | 100% | 100% | 100% | 100% | 100% | 100% | [9 empty] | 100% | 100% | 100% | 100% | 100% | 100% | 100% | 100% | 100% | 100% | 100% | 100% | 100% | 100% | 100% | 100% | 12 | 5.35% | 2005 | 0.008276 | 0.27251 |  | 71% | 13 | 0 | 0 | 0 | 0 | 0 | 0 | 0 | 0 | 0 | 0 | 0 | 0 | 1 | 0 | 1 | 1 |  | 9 | 2017 | [15 empty] | 32592.1118 | 32592.1118 | 32592.1118 | 32592.1118 | 32592.1118 | 32592.1118 | 32592.1118 | 32592.1118 | 32592.1118 | 32592.1118 | 32592.1118 | 32592.1118 | 32592.1118 | 32592.1118 | 32592.1118 | 32592.1118 | [8 empty] | 100% | 100% | 100% | 100% | 100% | 100% | 100% | 100% | 100% | 100% | 100% | 100% | 100% | 100% | 100% | 100% | 100% | 2015 | 0 | 0 | 1
1 | 206 | 2013 T-24 | Std B94 | RNC-DHW - High Efficiency Water Heater Ready | 0 | 0 | 0.072136 | 2015-01-01 | 16.5 | 100% | 0 | 100 | 0 | 0 | 31.6442 | 1 | 1 | 0 | [8 empty] | 0 | 2279.6 | 2279.6 | 2279.6 | 2279.6 | 2279.6 | 2279.6 | 2279.6 | 2279.6 | 2279.6 | 2279.6 | 2279.6 | 2279.6 | 2279.6 | 2279.6 | 2279.6 | 2279.6 | [9 empty] | 100% | 100% | 100% | 100% | 100% | 100% | 100% | 100% | 100% | 100% | 100% | 100% | 100% | 100% | 100% | 100% | [9 empty] | 100% | 100% | 100% | 100% | 100% | 100% | 100% | 100% | 100% | 100% | 100% | 100% | 100% | 100% | 100% | 100% | [9 empty] | 100% | 100% | 100% | 100% | 100% | 100% | 100% | 100% | 100% | 100% | 100% | 100% | 100% | 100% | 100% | 100% | 12 | 30% | 2005 | 0.01801 | 0.35594 |  | 71% | 13 | 0 | 0 | 0 | 0 | 0 | 0 | 0 | 0 | 0 | 0 | 0 | 0 | 1 | 0 | 1 | 1 |  | 9 | 2017 | [15 empty] | 2279.6 | 2279.6 | 2279.6 | 2279.6 | 2279.6 | 2279.6 | 2279.6 | 2279.6 | 2279.6 | 2279.6 | 2279.6 | 2279.6 | 2279.6 | 2279.6 | 2279.6 | 2279.6 | [8 empty] | 100% | 100% | 100% | 100% | 100% | 100% | 100% | 100% | 100% | 100% | 100% | 100% | 100% | 100% | 100% | 100% | 100% | 2015 | 0 | 0 | 1
1 | 207 | 2013 T-24 | Std B95 | RNC-DHW - Solar for Electrically Heated Homes | 0.076937 | 0.0085485 | 0 | 2015-01-01 | 30 | 100% | 0 | 100 | 2700 | 0.3 | 0 | 1 | 1 | 0 | [8 empty] | 0 | 28.495 | 28.495 | 28.495 | 28.495 | 28.495 | 28.495 | 28.495 | 28.495 | 28.495 | 28.495 | 28.495 | 28.495 | 28.495 | 28.495 | 28.495 | 28.495 | [9 empty] | 100% | 100% | 100% | 100% | 100% | 100% | 100% | 100% | 100% | 100% | 100% | 100% | 100% | 100% | 100% | 100% | [9 empty] | 100% | 100% | 100% | 100% | 100% | 100% | 100% | 100% | 100% | 100% | 100% | 100% | 100% | 100% | 100% | 100% | [9 empty] | 100% | 100% | 100% | 100% | 100% | 100% | 100% | 100% | 100% | 100% | 100% | 100% | 100% | 100% | 100% | 100% | 12 | 5.35% | 2005 | 0.008276 | 0.27251 |  | 71% | 13 | 0 | 0 | 0 | 0 | 0 | 0 | 0 | 0 | 0 | 0 | 0 | 0 | 1 | 0 | 1 | 1 |  | 9 | 2017 | [15 empty] | 28.495 | 28.495 | 28.495 | 28.495 | 28.495 | 28.495 | 28.495 | 28.495 | 28.495 | 28.495 | 28.495 | 28.495 | 28.495 | 28.495 | 28.495 | 28.495 | [8 empty] | 100% | 100% | 100% | 100% | 100% | 100% | 100% | 100% | 100% | 100% | 100% | 100% | 100% | 100% | 100% | 100% | 100% | 2015 | 0 | 0 | 1
1 | 208 | 2013 T-24 | Std B96 | RNC-Solar - Solar Ready & Oriented Homes | 0.07992 | 0.111 | 0.007363 | 2015-01-01 | 30 | 100% | 0 | 100 | 216 | 0.3 | 19.9 | 1 | 1 | 0 | [8 empty] | 0 | 370 | 370 | 370 | 370 | 370 | 370 | 370 | 370 | 370 | 370 | 370 | 370 | 370 | 370 | 370 | 370 | [9 empty] | 100% | 100% | 100% | 100% | 100% | 100% | 100% | 100% | 100% | 100% | 100% | 100% | 100% | 100% | 100% | 100% | [9 empty] | 100% | 100% | 100% | 100% | 100% | 100% | 100% | 100% | 100% | 100% | 100% | 100% | 100% | 100% | 100% | 100% | [9 empty] | 100% | 100% | 100% | 100% | 100% | 100% | 100% | 100% | 100% | 100% | 100% | 100% | 100% | 100% | 100% | 100% | 12 | 5.35% | 2005 | 0.008276 | 0.27251 |  | 71% | 13 | 0 | 0 | 0 | 0 | 0 | 0 | 0 | 0 | 0 | 0 | 0 | 0 | 1 | 0 | 1 | 1 |  | 9 | 2017 | [15 empty] | 370 | 370 | 370 | 370 | 370 | 370 | 370 | 370 | 370 | 370 | 370 | 370 | 370 | 370 | 370 | 370 | [8 empty] | 100% | 100% | 100% | 100% | 100% | 100% | 100% | 100% | 100% | 100% | 100% | 100% | 100% | 100% | 100% | 100% | 100% | 2015 | 0 | 0 | 1
1 | 209 | 2013 T-24 | Std B97 | RNC-SF Whole Building | 15.2713 | 20.2657 | 0.53034 | 2015-01-01 | 30 | 100% | 0 | 100 | 669.9126 | 0.889 | 23.2644 | 1 | 1 | 0 | [8 empty] | 0 | 22796 | 22796 | 22796 | 22796 | 22796 | 22796 | 22796 | 22796 | 22796 | 22796 | 22796 | 22796 | 22796 | 22796 | 22796 | 22796 | [9 empty] | 100% | 100% | 100% | 100% | 100% | 100% | 100% | 100% | 100% | 100% | 100% | 100% | 100% | 100% | 100% | 100% | [9 empty] | 100% | 100% | 100% | 100% | 100% | 100% | 100% | 100% | 100% | 100% | 100% | 100% | 100% | 100% | 100% | 100% | [9 empty] | 100% | 100% | 100% | 100% | 100% | 100% | 100% | 100% | 100% | 100% | 100% | 100% | 100% | 100% | 100% | 100% | 12 | 30% | 2005 | 0.01801 | 0.35594 |  | 71% | 13 | 0 | 0 | 0 | 0 | 0 | 0 | 0 | 0 | 0 | 0 | 0 | 0 | 1 | 0 | 1 | 1 |  | 9 | 2017 | [15 empty] | 22796 | 22796 | 22796 | 22796 | 22796 | 22796 | 22796 | 22796 | 22796 | 22796 | 22796 | 22796 | 22796 | 22796 | 22796 | 22796 | [8 empty] | 100% | 100% | 100% | 100% | 100% | 100% | 100% | 100% | 100% | 100% | 100% | 100% | 100% | 100% | 100% | 100% | 100% | 2015 | 0 | 0 | 1
1 | 210 | 2013 T-24 | Std B98 | RNC-MF Whole Building | 4.149 | 4.1748 | 0.12238 | 2015-04-01 | 30 | 100% | 0 | 100 | 221.3128 | 0.22269 | 6.5282 | 1 | 1 | 0 | [8 empty] | 0 | 18747 | 18747 | 18747 | 18747 | 18747 | 18747 | 18747 | 18747 | 18747 | 18747 | 18747 | 18747 | 18747 | 18747 | 18747 | 18747 | [9 empty] | 100% | 100% | 100% | 100% | 100% | 100% | 100% | 100% | 100% | 100% | 100% | 100% | 100% | 100% | 100% | 100% | [9 empty] | 100% | 100% | 100% | 100% | 100% | 100% | 100% | 100% | 100% | 100% | 100% | 100% | 100% | 100% | 100% | 100% | [9 empty] | 100% | 100% | 100% | 100% | 100% | 100% | 100% | 100% | 100% | 100% | 100% | 100% | 100% | 100% | 100% | 100% | 12 | 30% | 2005 | 0.01801 | 0.35594 |  | 71% | 13 | 0 | 0 | 0 | 0 | 0 | 0 | 0 | 0 | 0 | 0 | 0 | 0 | 1 | 0 | 1 | 1 |  | 9 | 2017 | [15 empty] | 18747 | 18747 | 18747 | 18747 | 18747 | 18747 | 18747 | 18747 | 18747 | 18747 | 18747 | 18747 | 18747 | 18747 | 18747 | 18747 | [8 empty] | 100% | 100% | 100% | 100% | 100% | 100% | 100% | 100% | 100% | 100% | 100% | 100% | 100% | 100% | 100% | 100% | 100% | 2015 | 0 | 0 | 1
1 | 211 | 2013 T-24 | Std B99 | RA-SF Whole Building | 6.5667 | 8.7143 | 0.22804 | 2015-01-01 | 30 | 100% | 0 | 100 | 669.9126 | 0.889 | 23.2644 | 1 | 1 | 0 | [8 empty] | 0 | 9802.28 | 9802.28 | 9802.28 | 9802.28 | 9802.28 | 9802.28 | 9802.28 | 9802.28 | 9802.28 | 9802.28 | 9802.28 | 9802.28 | 9802.28 | 9802.28 | 9802.28 | 9802.28 | [9 empty] | 100% | 100% | 100% | 100% | 100% | 100% | 100% | 100% | 100% | 100% | 100% | 100% | 100% | 100% | 100% | 100% | [9 empty] | 100% | 100% | 100% | 100% | 100% | 100% | 100% | 100% | 100% | 100% | 100% | 100% | 100% | 100% | 100% | 100% | [9 empty] | 100% | 100% | 100% | 100% | 100% | 100% | 100% | 100% | 100% | 100% | 100% | 100% | 100% | 100% | 100% | 100% | 12 | 30% | 2005 | 0.01801 | 0.35594 |  | 71% | 13 | 0 | 0 | 0 | 0 | 0 | 0 | 0 | 0 | 0 | 0 | 0 | 0 | 1 | 0 | 1 | 1 |  | 9 | 2017 | [15 empty] | 9802.28 | 9802.28 | 9802.28 | 9802.28 | 9802.28 | 9802.28 | 9802.28 | 9802.28 | 9802.28 | 9802.28 | 9802.28 | 9802.28 | 9802.28 | 9802.28 | 9802.28 | 9802.28 | [8 empty] | 100% | 100% | 100% | 100% | 100% | 100% | 100% | 100% | 100% | 100% | 100% | 100% | 100% | 100% | 100% | 100% | 100% | 2015 | 0 | 0 | 1
1 | 212 | 2013 T-24 | Std B100 | RA-MF Whole Building | 1.784 | 1.7952 | 0.052625 | 2015-04-01 | 30 | 100% | 0 | 100 | 221.3128 | 0.22269 | 6.5282 | 1 | 1 | 0 | [8 empty] | 0 | 8061.21 | 8061.21 | 8061.21 | 8061.21 | 8061.21 | 8061.21 | 8061.21 | 8061.21 | 8061.21 | 8061.21 | 8061.21 | 8061.21 | 8061.21 | 8061.21 | 8061.21 | 8061.21 | [9 empty] | 100% | 100% | 100% | 100% | 100% | 100% | 100% | 100% | 100% | 100% | 100% | 100% | 100% | 100% | 100% | 100% | [9 empty] | 100% | 100% | 100% | 100% | 100% | 100% | 100% | 100% | 100% | 100% | 100% | 100% | 100% | 100% | 100% | 100% | [9 empty] | 100% | 100% | 100% | 100% | 100% | 100% | 100% | 100% | 100% | 100% | 100% | 100% | 100% | 100% | 100% | 100% | 12 | 30% | 2005 | 0.01801 | 0.35594 |  | 71% | 13 | 0 | 0 | 0 | 0 | 0 | 0 | 0 | 0 | 0 | 0 | 0 | 0 | 1 | 0 | 1 | 1 |  | 9 | 2017 | [15 empty] | 8061.21 | 8061.21 | 8061.21 | 8061.21 | 8061.21 | 8061.21 | 8061.21 | 8061.21 | 8061.21 | 8061.21 | 8061.21 | 8061.21 | 8061.21 | 8061.21 | 8061.21 | 8061.21 | [8 empty] | 100% | 100% | 100% | 100% | 100% | 100% | 100% | 100% | 100% | 100% | 100% | 100% | 100% | 100% | 100% | 100% | 100% | 2015 | 0 | 0 | 1
1 | 213 | 2016 T-24 |  | NRA-Lighting-Alterations | 107.0742 | 23.277 | -0.17915 | 2017-02-01 | 20 | 100% | 0 | 100 | 0.23 | 5e-05 | -0.00038482 | 1.1 | 1.32 | -0.0041 | 2017: 465540000; 2018: 465540000; 2019: 465540000; 2020: 465540000; 2021: 465540000; 2022: 465540000; 2023: 465540000; 2024: 465540000; 2025: 465540000; 2026: 465540000; 2027: 465540000; 2028: 465540000; 2029: 465540000; 2030: 465540000 | [11 empty] | 100% | 100% | 100% | 100% | 100% | 100% | 100% | 100% | 100% | 100% | 100% | 100% | 100% | 100% | [11 empty] | 100% | 100% | 100% | 100% | 100% | 100% | 100% | 100% | 100% | 100% | 100% | 100% | 100% | 100% | [11 empty] | 100% | 100% | 100% | 100% | 100% | 100% | 100% | 100% | 100% | 100% | 100% | 100% | 100% | 100% | 12 | 48.64% | 2008 | 0.02 | 0.17 |  | 71% | 14 | 0 | 0 | 0 | 0 | 0 | 0 | 0 | 0 | 0 | 0 | 0 | 0 | 0 | 1 | 1 | 1 |  | 9 | 2018 | [17 empty] | 465540000 | 465540000 | 465540000 | 465540000 | 465540000 | 465540000 | 465540000 | 465540000 | 465540000 | 465540000 | 465540000 | 465540000 | 465540000 | 465540000 | [11 empty] | 100% | 100% | 100% | 100% | 100% | 100% | 100% | 100% | 100% | 100% | 100% | 100% | 100% | 100% | 2017 | 0 | 0 | 1
1 | 214 | 2016 T-24 |  | NRA-Lighting-Outdoor Lighting Controls | 2.5113 | 0 | 0 | 2017-02-01 | 30 | 100% | 0 | 100 | 5516.5294 | 0 | 0 | 1 | 1 | 0 | 2017: 455.232; 2018: 455.232; 2019: 455.232; 2020: 455.232; 2021: 455.232; 2022: 455.232; 2023: 455.232; 2024: 455.232; 2025: 455.232; 2026: 455.232; 2027: 455.232; 2028: 455.232; 2029: 455.232; 2030: 455.232 | [11 empty] | 100% | 100% | 100% | 100% | 100% | 100% | 100% | 100% | 100% | 100% | 100% | 100% | 100% | 100% | [11 empty] | 100% | 100% | 100% | 100% | 100% | 100% | 100% | 100% | 100% | 100% | 100% | 100% | 100% | 100% | [11 empty] | 100% | 100% | 100% | 100% | 100% | 100% | 100% | 100% | 100% | 100% | 100% | 100% | 100% | 100% | 12 | 48.64% | 2008 | 0.02 | 0.17 |  | 71% | 14 | 0 | 0 | 0 | 0 | 0 | 0 | 0 | 0 | 0 | 0 | 0 | 0 | 0 | 1 | 1 | 1 |  | 9 | 2018 | [17 empty] | 455.232 | 455.232 | 455.232 | 455.232 | 455.232 | 455.232 | 455.232 | 455.232 | 455.232 | 455.232 | 455.232 | 455.232 | 455.232 | 455.232 | [11 empty] | 100% | 100% | 100% | 100% | 100% | 100% | 100% | 100% | 100% | 100% | 100% | 100% | 100% | 100% | 2017 | 0 | 0 | 1
1 | 215 | 2016 T-24 |  | NRA-Lighting-ASHARE Measure-Elevator Lighting & Ventilation | 3.649 | 0.13032 | 0 | 2017-02-01 | 20 | 100% | 0 | 100 | 840 | 0.03 | 0 | 1.1 | 1.32 | -0.0041 | 2017: 4344; 2018: 4344; 2019: 4344; 2020: 4344; 2021: 4344; 2022: 4344; 2023: 4344; 2024: 4344; 2025: 4344; 2026: 4344; 2027: 4344; 2028: 4344; 2029: 4344; 2030: 4344 | [11 empty] | 100% | 100% | 100% | 100% | 100% | 100% | 100% | 100% | 100% | 100% | 100% | 100% | 100% | 100% | [11 empty] | 100% | 100% | 100% | 100% | 100% | 100% | 100% | 100% | 100% | 100% | 100% | 100% | 100% | 100% | [11 empty] | 100% | 100% | 100% | 100% | 100% | 100% | 100% | 100% | 100% | 100% | 100% | 100% | 100% | 100% | 12 | 48.64% | 2008 | 0.01 | 0.4 |  | 71% | 14 | 0 | 0 | 0 | 0 | 0 | 0 | 0 | 0 | 0 | 0 | 0 | 0 | 0 | 1 | 1 | 1 |  | 9 | 2018 | [17 empty] | 4344 | 4344 | 4344 | 4344 | 4344 | 4344 | 4344 | 4344 | 4344 | 4344 | 4344 | 4344 | 4344 | 4344 | [11 empty] | 100% | 100% | 100% | 100% | 100% | 100% | 100% | 100% | 100% | 100% | 100% | 100% | 100% | 100% | 2017 | 0 | 0 | 1
1 | 216 | 2016 T-24 |  | NRA-HVAC-ASHARE Measure-DDC | 4.1959 | 0.93074 | 0.53403 | 2017-02-01 | 15 | 100% | 0 | 100 | 0.55 | 0.000122 | 0.07 | 1 | 1 | 0 | 2017: 7628994; 2018: 7628994; 2019: 7628994; 2020: 7628994; 2021: 7628994; 2022: 7628994; 2023: 7628994; 2024: 7628994; 2025: 7628994; 2026: 7628994; 2027: 7628994; 2028: 7628994; 2029: 7628994; 2030: 7628994 | [11 empty] | 100% | 100% | 100% | 100% | 100% | 100% | 100% | 100% | 100% | 100% | 100% | 100% | 100% | 100% | [11 empty] | 100% | 100% | 100% | 100% | 100% | 100% | 100% | 100% | 100% | 100% | 100% | 100% | 100% | 100% | [11 empty] | 100% | 100% | 100% | 100% | 100% | 100% | 100% | 100% | 100% | 100% | 100% | 100% | 100% | 100% | 12 | 48.64% | 2008 | 0.01 | 0.4 |  | 71% | 14 | 0 | 0 | 0 | 0 | 0 | 0 | 0 | 0 | 0 | 0 | 0 | 0 | 0 | 1 | 1 | 1 |  | 9 | 2018 | [17 empty] | 7628994 | 7628994 | 7628994 | 7628994 | 7628994 | 7628994 | 7628994 | 7628994 | 7628994 | 7628994 | 7628994 | 7628994 | 7628994 | 7628994 | [11 empty] | 100% | 100% | 100% | 100% | 100% | 100% | 100% | 100% | 100% | 100% | 100% | 100% | 100% | 100% | 2017 | 0 | 0 | 1
1 | 217 | 2016 T-24 |  | NRA-HVAC-ASHRAE Equipment Efficiency | 14.5 | 19.4 | 0 | 2017-02-01 | 20 | 100% | 0 | 100 | 0.032129 | 4.2987e-05 | 0 | 1 | 1 | 0 | 2017: 451300000; 2018: 451300000; 2019: 451300000; 2020: 451300000; 2021: 451300000; 2022: 451300000; 2023: 451300000; 2024: 451300000; 2025: 451300000; 2026: 451300000; 2027: 451300000; 2028: 451300000; 2029: 451300000; 2030: 451300000 | [11 empty] | 100% | 100% | 100% | 100% | 100% | 100% | 100% | 100% | 100% | 100% | 100% | 100% | 100% | 100% | [11 empty] | 100% | 100% | 100% | 100% | 100% | 100% | 100% | 100% | 100% | 100% | 100% | 100% | 100% | 100% | [11 empty] | 100% | 100% | 100% | 100% | 100% | 100% | 100% | 100% | 100% | 100% | 100% | 100% | 100% | 100% | 12 | 48.64% | 2008 | 0.01 | 0.4 |  | 71% | 14 | 0 | 0 | 0 | 0 | 0 | 0 | 0 | 0 | 0 | 0 | 0 | 0 | 0 | 1 | 1 | 1 |  | 9 | 2018 | [17 empty] | 451300000 | 451300000 | 451300000 | 451300000 | 451300000 | 451300000 | 451300000 | 451300000 | 451300000 | 451300000 | 451300000 | 451300000 | 451300000 | 451300000 | [11 empty] | 100% | 100% | 100% | 100% | 100% | 100% | 100% | 100% | 100% | 100% | 100% | 100% | 100% | 100% | 2017 | 0 | 0 | 1
1 | 218 | 2016 T-24 |  | NRA-Process-ASHARE Measure-Escalator Speed Control | 0.68496 | 0.00296 | 0 | 2017-02-01 | 15 | 100% | 0 | 100 | 17124 | 0.074 | 0 | 1.1 | 1.32 | -0.0041 | 2017: 40; 2018: 40; 2019: 40; 2020: 40; 2021: 40; 2022: 40; 2023: 40; 2024: 40; 2025: 40; 2026: 40; 2027: 40; 2028: 40; 2029: 40; 2030: 40 | [11 empty] | 100% | 100% | 100% | 100% | 100% | 100% | 100% | 100% | 100% | 100% | 100% | 100% | 100% | 100% | [11 empty] | 100% | 100% | 100% | 100% | 100% | 100% | 100% | 100% | 100% | 100% | 100% | 100% | 100% | 100% | [11 empty] | 100% | 100% | 100% | 100% | 100% | 100% | 100% | 100% | 100% | 100% | 100% | 100% | 100% | 100% | 12 | 41.4% | 2008 | 0.01 | 0.4 |  | 71% | 14 | 0 | 0 | 0 | 0 | 0 | 0 | 0 | 0 | 0 | 0 | 0 | 0 | 0 | 1 | 1 | 1 |  | 9 | 2018 | [17 empty] | 40 | 40 | 40 | 40 | 40 | 40 | 40 | 40 | 40 | 40 | 40 | 40 | 40 | 40 | [11 empty] | 100% | 100% | 100% | 100% | 100% | 100% | 100% | 100% | 100% | 100% | 100% | 100% | 100% | 100% | 2017 | 0 | 0 | 1
1 | 219 | 2016 T-24 |  | NRNC-Whole Building | 129.8 | 79.7 | -0.33 | 2017-10-01 | 15 | 100% | 0 | 100 | 0.66495 | 0.00040829 | -0.0016905 | 1 | 1 | 0 | 2017: 195204000; 2018: 183326066.0272; 2019: 183326066.0272; 2020: 183326066.0272; 2021: 183326066.0272; 2022: 183326066.0272; 2023: 183326066.0272; 2024: 183326066.0272; 2025: 183326066.0272; 2026: 183326066.0272; 2027: 183326066.0272; 2028: 183326066.0272; 2029: 183326066.0272; 2030: 183326066.0272 | [11 empty] | 100% | 100% | 100% | 100% | 100% | 100% | 100% | 100% | 100% | 100% | 100% | 100% | 100% | 100% | [11 empty] | 100% | 100% | 100% | 100% | 100% | 100% | 100% | 100% | 100% | 100% | 100% | 100% | 100% | 100% | [11 empty] | 100% | 100% | 100% | 100% | 100% | 100% | 100% | 100% | 100% | 100% | 100% | 100% | 100% | 100% | 12 | 48.64% | 2008 | 0.02 | 0.17 |  | 71% | 14 | 0 | 0 | 0 | 0 | 0 | 0 | 0 | 0 | 0 | 0 | 0 | 0 | 0 | 1 | 1 | 1 |  | 9 | 2018 | [17 empty] | 195204000 | 183326066.0272 | 183326066.0272 | 183326066.0272 | 183326066.0272 | 183326066.0272 | 183326066.0272 | 183326066.0272 | 183326066.0272 | 183326066.0272 | 183326066.0272 | 183326066.0272 | 183326066.0272 | 183326066.0272 | [11 empty] | 100% | 100% | 100% | 100% | 100% | 100% | 100% | 100% | 100% | 100% | 100% | 100% | 100% | 100% | 2017 | 0 | 0 | 1
1 | 220 | 2016 T-24 |  | RNC-Single Family Whole Building | 93.0061 | 48.8807 | 9.1887 | 2017-07-01 | 30 | 100% | 0 | 100 | 860.9128 | 0.45246 | 85.0556 | 1 | 1 | 0 | 2017: 108032; 2018: 108032; 2019: 108032; 2020: 108032; 2021: 108032; 2022: 108032; 2023: 108032; 2024: 108032; 2025: 108032; 2026: 108032; 2027: 108032; 2028: 108032; 2029: 108032; 2030: 108032 | [11 empty] | 100% | 100% | 100% | 100% | 100% | 100% | 100% | 100% | 100% | 100% | 100% | 100% | 100% | 100% | [11 empty] | 100% | 100% | 100% | 100% | 100% | 100% | 100% | 100% | 100% | 100% | 100% | 100% | 100% | 100% | [11 empty] | 100% | 100% | 100% | 100% | 100% | 100% | 100% | 100% | 100% | 100% | 100% | 100% | 100% | 100% | 12 | 18% | 2008 | 0.02 | 0.17 |  | 71% | 14 | 0 | 0 | 0 | 0 | 0 | 0 | 0 | 0 | 0 | 0 | 0 | 0 | 0 | 1 | 1 | 1 |  | 9 | 2018 | [17 empty] | 108032 | 108032 | 108032 | 108032 | 108032 | 108032 | 108032 | 108032 | 108032 | 108032 | 108032 | 108032 | 108032 | 108032 | [11 empty] | 100% | 100% | 100% | 100% | 100% | 100% | 100% | 100% | 100% | 100% | 100% | 100% | 100% | 100% | 2017 | 0 | 0 | 1
1 | 221 | 2016 T-24 |  | RNC-Multifamily Whole Building | 18.5467 | 3.9692 | 1.5912 | 2017-07-01 | 30 | 100% | 0 | 100 | 667.5313 | 0.14286 | 57.2716 | 1 | 1 | 0 | 2017: 27784; 2018: 27784; 2019: 27784; 2020: 27784; 2021: 27784; 2022: 27784; 2023: 27784; 2024: 27784; 2025: 27784; 2026: 27784; 2027: 27784; 2028: 27784; 2029: 27784; 2030: 27784 | [11 empty] | 100% | 100% | 100% | 100% | 100% | 100% | 100% | 100% | 100% | 100% | 100% | 100% | 100% | 100% | [11 empty] | 100% | 100% | 100% | 100% | 100% | 100% | 100% | 100% | 100% | 100% | 100% | 100% | 100% | 100% | [11 empty] | 100% | 100% | 100% | 100% | 100% | 100% | 100% | 100% | 100% | 100% | 100% | 100% | 100% | 100% | 12 | 18% | 2008 | 0.02 | 0.17 |  | 71% | 14 | 0 | 0 | 0 | 0 | 0 | 0 | 0 | 0 | 0 | 0 | 0 | 0 | 0 | 1 | 1 | 1 |  | 9 | 2018 | [17 empty] | 27784 | 27784 | 27784 | 27784 | 27784 | 27784 | 27784 | 27784 | 27784 | 27784 | 27784 | 27784 | 27784 | 27784 | [11 empty] | 100% | 100% | 100% | 100% | 100% | 100% | 100% | 100% | 100% | 100% | 100% | 100% | 100% | 100% | 2017 | 0 | 0 | 1
1 | 222 | 2016 T-24 |  | RA-Single Family Whole Building | 39.9926 | 21.0187 | 3.9512 | 2017-07-01 | 30 | 100% | 0 | 100 | 860.9128 | 0.45246 | 85.0556 | 1 | 1 | 0 | 2017: 46453.76; 2018: 46453.76; 2019: 46453.76; 2020: 46453.76; 2021: 46453.76; 2022: 46453.76; 2023: 46453.76; 2024: 46453.76; 2025: 46453.76; 2026: 46453.76; 2027: 46453.76; 2028: 46453.76; 2029: 46453.76; 2030: 46453.76 | [11 empty] | 100% | 100% | 100% | 100% | 100% | 100% | 100% | 100% | 100% | 100% | 100% | 100% | 100% | 100% | [11 empty] | 100% | 100% | 100% | 100% | 100% | 100% | 100% | 100% | 100% | 100% | 100% | 100% | 100% | 100% | [11 empty] | 100% | 100% | 100% | 100% | 100% | 100% | 100% | 100% | 100% | 100% | 100% | 100% | 100% | 100% | 12 | 18% | 2008 | 0.02 | 0.17 |  | 71% | 14 | 0 | 0 | 0 | 0 | 0 | 0 | 0 | 0 | 0 | 0 | 0 | 0 | 0 | 1 | 1 | 1 |  | 9 | 2018 | [17 empty] | 46453.76 | 46453.76 | 46453.76 | 46453.76 | 46453.76 | 46453.76 | 46453.76 | 46453.76 | 46453.76 | 46453.76 | 46453.76 | 46453.76 | 46453.76 | 46453.76 | [11 empty] | 100% | 100% | 100% | 100% | 100% | 100% | 100% | 100% | 100% | 100% | 100% | 100% | 100% | 100% | 2017 | 0 | 0 | 1
1 | 223 | 2016 T-24 |  | RA-Multifamily Whole Building | 7.9751 | 1.7068 | 0.68423 | 2017-07-01 | 30 | 100% | 0 | 100 | 667.5313 | 0.14286 | 57.2716 | 1 | 1 | 0 | 2017: 11947.12; 2018: 11947.12; 2019: 11947.12; 2020: 11947.12; 2021: 11947.12; 2022: 11947.12; 2023: 11947.12; 2024: 11947.12; 2025: 11947.12; 2026: 11947.12; 2027: 11947.12; 2028: 11947.12; 2029: 11947.12; 2030: 11947.12 | [11 empty] | 100% | 100% | 100% | 100% | 100% | 100% | 100% | 100% | 100% | 100% | 100% | 100% | 100% | 100% | [11 empty] | 100% | 100% | 100% | 100% | 100% | 100% | 100% | 100% | 100% | 100% | 100% | 100% | 100% | 100% | [11 empty] | 100% | 100% | 100% | 100% | 100% | 100% | 100% | 100% | 100% | 100% | 100% | 100% | 100% | 100% | 12 | 18% | 2008 | 0.02 | 0.17 |  | 71% | 14 | 0 | 0 | 0 | 0 | 0 | 0 | 0 | 0 | 0 | 0 | 0 | 0 | 0 | 1 | 1 | 1 |  | 9 | 2018 | [17 empty] | 11947.12 | 11947.12 | 11947.12 | 11947.12 | 11947.12 | 11947.12 | 11947.12 | 11947.12 | 11947.12 | 11947.12 | 11947.12 | 11947.12 | 11947.12 | 11947.12 | [11 empty] | 100% | 100% | 100% | 100% | 100% | 100% | 100% | 100% | 100% | 100% | 100% | 100% | 100% | 100% | 2017 | 0 | 0 | 1

## Std Detail
Index | Start Year | Measure Life | New Installation % | Discount | Federal measure | Assumed Code Update Rate | Utility Programs Effect (units) | CA savings Ratio | 1st Year Potential Energy Savings Per Unit (kWh) | 1st Year Potential Demand Savings Per Unit (kW) | 1st Year Potential Gas Savings Per Unit (therms) | Interactive Energy Savings Factor (kWh/kWh) | Interactive Demand Savings Factor (kW/kW) | Interactive Gas Savings Adjustment Factor (GWh/Therm) | Unit Measure Cost ($) | Natural Market Adoption | Max penetration | Starting year | p | q | Attribution (Wtd Score) | Number of Year to Reach 100% Compliance | Improvement Start Year | Improvement Amount
223 | 2017-07-01 | 30 | 0% | 100% | 0 | 100 | 0 | 100% | 667.5313 | 0.14286 | 57.2716 | 1 | 1 | 0 | 0 | 12 | 18% | 2008 | 0.02 | 0.17 | 71% | 9 | 2018 | 0%
| 50.41% | [6 empty] | UES with IE | 667.5313 | 0.14286 | 57.2716
RA-Multifamily Whole Building
[5 empty] | 2117-06-07 |  |  |  |  | Compliance | GWh | [17 empty] | Compliance | MW | [16 empty] | Compliance | MMT
[5 empty] | 43.29% |  |  |  |  | KWh | [5 empty] | Annual | [7 empty] | Cumulative |  |  |  |  | KW | [5 empty] | Annual | [7 empty] | Cumulative |  |  |  | MMT | [5 empty] | Annual | [7 empty] | Cumulative
Year count | Year | NOMAD | Number of Units in Market | Utility Programs Effect | Normally-Occurring Standards Adoption - Assumes: | Compliance Improvement | Years of Installation | Number of Turnover |  | Compliance Rate | Potential Standards Energy Savings (GWh) | Non-Compliance Adjustment | Naturally-Occurring Market Adoption | Utility Programs Effect Adjustment | Normally-Occurring Standards Adoption | Total Adjustments | Gross Standards Energy Savings (GWh) | Net Standards Energy Savings (GWh) | Gross Standards Energy Savings with EUI Adj. | Net Standards Energy Savings with EUI Adj. | Non-Compliance Adjustment | Naturally-Occurring Market Adoption | Potential Standards Energy Savings | Total Adjustments | Gross Program Energy Savings (GWh) | Net Program Energy Savings (GWh) | Measure Life Adjustment |  | Compliance Rate | Potential Standards Energy Savings (MW) | Non-Compliance Adjustment | Naturally-Occurring Market Adoption | Utility Programs Effect Adjustment | Normally-Occurring Standards Adoption | Total Adjustments | Gross Standards Demand Savings (MW) | Net Standards Demand Savings (MW) | Gross Standards Energy Savings with EUI Adj. | Net Standards Energy Savings with EUI Adj. | Non-Compliance Adjustment | Naturally-Occurring Market Adoption | Potential Standards Energy Savings | Total Adjustments | Gross Standards Energy Savings (MW) | Program Net Standards Demand Savings (MW) | Measure Life Adjustment | Compliance Rate | Potential Standards Energy Savings (MMT) | Non-Compliance Adjustment | Naturally-Occurring Market Adoption | Utility Programs Effect Adjustment | Normally-Occurring Standards Adoption | Total Adjustments | Gross Standards Energy Savings (MMT) | Net Standards Energy Savings (MMT) | Gross Standards Energy Savings with EUI Adj. | Net Standards Energy Savings with EUI Adj. | Non-Compliance Adjustment | Naturally-Occurring Market Adoption | Potential Standards Energy Savings | Total Adjustments | Gross Standards Energy Savings (Mtherms) | Program Net Gas Savings (Mtherms) | Measure Life Adjustment
0 | 2006 | -0.62% | 0 | 0 | 0 | 0% | 0 | 0 |  | 0% | 0 | 0 | 0 | 0 | 0 | 0 | 0 | 0 | 0 | 0 |  |  | 0 |  | 0 | 0 | 0% |  | 0% | 0 | 0 | 0 | 0 | 0 | 0 | 0 | 0 | 0 | 0 |  |  | 0 |  | 0 | 0 |  | 0% | 0 | 0 | 0 | 0 | 0 | 0 | 0 | 0 | 0 | 0 |  |  | 0 |  | 0 | 0
0 | 2007 | -0.33% | 0 | 0 | 0 | 0% | 0 | 0 |  | 0% | 0 | 0 | 0 | 0 | 0 | 0 | 0 | 0 | 0 | 0 |  |  | 0 |  | 0 | 0 | 0% |  | 0% | 0 | 0 | 0 | 0 | 0 | 0 | 0 | 0 | 0 | 0 |  |  | 0 |  | 0 | 0 |  | 0% | 0 | 0 | 0 | 0 | 0 | 0 | 0 | 0 | 0 | 0 |  |  | 0 |  | 0 | 0
0 | 2008 | 0% | 0 | 0 | 0 | 0% | 0 | 0 |  | 0% | 0 | 0 | 0 | 0 | 0 | 0 | 0 | 0 | 0 | 0 |  |  | 0 |  | 0 | 0 | 0% |  | 0% | 0 | 0 | 0 | 0 | 0 | 0 | 0 | 0 | 0 | 0 |  |  | 0 |  | 0 | 0 |  | 0% | 0 | 0 | 0 | 0 | 0 | 0 | 0 | 0 | 0 | 0 |  |  | 0 |  | 0 | 0
0 | 2009 | 0.39% | 0 | 0 | 0 | 0% | 0 | 0 |  | 0% | 0 | 0 | 0 | 0 | 0 | 0 | 0 | 0 | 0 | 0 |  |  | 0 |  | 0 | 0 | 0% |  | 0% | 0 | 0 | 0 | 0 | 0 | 0 | 0 | 0 | 0 | 0 |  |  | 0 |  | 0 | 0 |  | 0% | 0 | 0 | 0 | 0 | 0 | 0 | 0 | 0 | 0 | 0 |  |  | 0 |  | 0 | 0
0 | 2010 | 0.84% | 0 | 0 | 0 | 0% | 0 | 0 |  | 0% | 0 | 0 | 0 | 0 | 0 | 0 | 0 | 0 | 0 | 0 |  |  | 0 |  | 0 | 0 | 0% |  | 0% | 0 | 0 | 0 | 0 | 0 | 0 | 0 | 0 | 0 | 0 |  |  | 0 |  | 0 | 0 |  | 0% | 0 | 0 | 0 | 0 | 0 | 0 | 0 | 0 | 0 | 0 |  |  | 0 |  | 0 | 0
0 | 2011 | 1.35% | 0 | 0 | 0 | 0% | 0 | 0 |  | 0% | 0 | 0 | 0 | 0 | 0 | 0 | 0 | 0 | 0 | 0 |  |  | 0 |  | 0 | 0 | 0% |  | 0% | 0 | 0 | 0 | 0 | 0 | 0 | 0 | 0 | 0 | 0 |  |  | 0 |  | 0 | 0 |  | 0% | 0 | 0 | 0 | 0 | 0 | 0 | 0 | 0 | 0 | 0 |  |  | 0 |  | 0 | 0
0 | 2012 | 1.93% | 0 | 0 | 0 | 0% | 0 | 0 |  | 0% | 0 | 0 | 0 | 0 | 0 | 0 | 0 | 0 | 0 | 0 |  |  | 0 |  | 0 | 0 | 0% |  | 0% | 0 | 0 | 0 | 0 | 0 | 0 | 0 | 0 | 0 | 0 |  |  | 0 |  | 0 | 0 |  | 0% | 0 | 0 | 0 | 0 | 0 | 0 | 0 | 0 | 0 | 0 |  |  | 0 |  | 0 | 0
0 | 2013 | 2.57% | 0 | 0 | 0 | 0% | 0 | 0 |  | 0% | 0 | 0 | 0 | 0 | 0 | 0 | 0 | 0 | 0 | 0 |  |  | 0 |  | 0 | 0 | 0% | 0 | 0% | 0 | 0 | 0 | 0 | 0 | 0 | 0 | 0 | 0 | 0 |  |  | 0 |  | 0 | 0 |  | 0% | 0 | 0 | 0 | 0 | 0 | 0 | 0 | 0 | 0 | 0 |  |  | 0 |  | 0 | 0
0 | 2014 | 3.29% | 0 | 0 | 0 | 0% | 0 | 0 |  | 0% | 0 | 0 | 0 | 0 | 0 | 0 | 0 | 0 | 0 | 0 |  |  | 0 |  | 0 | 0 | 0% | 0 | 0% | 0 | 0 | 0 | 0 | 0 | 0 | 0 | 0 | 0 | 0 |  |  | 0 |  | 0 | 0 |  | 0% | 0 | 0 | 0 | 0 | 0 | 0 | 0 | 0 | 0 | 0 |  |  | 0 |  | 0 | 0
0 | 2015 | 4.08% | 0 | 0 | 0 | 0% | 0 | 0 |  | 0% | 0 | 0 | 0 | 0 | 0 | 0 | 0 | 0 | 0 | 0 |  |  | 0 |  | 0 | 0 | 0% | 0 | 0% | 0 | 0 | 0 | 0 | 0 | 0 | 0 | 0 | 0 | 0 |  |  | 0 |  | 0 | 0 |  | 0% | 0 | 0 | 0 | 0 | 0 | 0 | 0 | 0 | 0 | 0 |  |  | 0 |  | 0 | 0
0 | 2016 | 4.92% | 0 | 0 | 0 | 0% | 0 | 0 |  | 0% | 0 | 0 | 0 | 0 | 0 | 0 | 0 | 0 | 0 | 0 |  |  | 0 |  | 0 | 0 | 0% | 0 | 0% | 0 | 0 | 0 | 0 | 0 | 0 | 0 | 0 | 0 | 0 |  |  | 0 |  | 0 | 0 |  | 0% | 0 | 0 | 0 | 0 | 0 | 0 | 0 | 0 | 0 | 0 |  |  | 0 |  | 0 | 0
1 | 2017 | 5.81% | 11947.12 | 0 | 0 | 0% | 0.50411 | 1 |  | 100% | 4.0203 | 0 | -0.23358 | 0 | 0 | -0.23358 | 4.0203 | 2.6886 | 4.0203 | 2.6886 |  |  | 4.0203 |  | 4.0203 | 2.6886 | 50.41% | 3.7867 | 100% | 0.8604 | 0 | -0.049989 | 0 | 0 | -0.049989 | 0.8604 | 0.57539 | 0.8604 | 0.57539 |  |  | 0.8604 |  | 0.8604 | 0.57539 |  | 100% | 0.34493 | 0 | -0.02004 | 0 | 0 | -0.02004 | 0.34493 | 0.23067 | 0.34493 | 0.23067 |  |  | 0.34493 |  | 0.34493 | 0.23067
2 | 2018 | 6.74% | 11947.12 | 0 | 0 | 0% | 1.5041 | 1 |  | 100% | 7.9751 | 0 | -0.53752 | 0 | 0 | -0.53752 | 7.9751 | 5.2807 | 7.9751 | 5.2807 |  |  | 11.9954 |  | 11.9954 | 7.9692 | 100% | 7.4376 | 100% | 1.7068 | 0 | -0.11504 | 0 | 0 | -0.11504 | 1.7068 | 1.1301 | 1.7068 | 1.1301 |  |  | 2.5672 |  | 2.5672 | 1.7055 |  | 100% | 0.68423 | 0 | -0.046117 | 0 | 0 | -0.046117 | 0.68423 | 0.45306 | 0.68423 | 0.45306 |  |  | 1.0292 |  | 1.0292 | 0.68373
3 | 2019 | 7.69% | 11947.12 | 0 | 0 | 0% | 2.5041 | 1 |  | 100% | 7.9751 | 0 | -0.61328 | 0 | 0 | -0.61328 | 7.9751 | 5.2269 | 7.9751 | 5.2269 |  |  | 19.9705 |  | 19.9705 | 13.1961 | 100% | 7.3618 | 100% | 1.7068 | 0 | -0.13125 | 0 | 0 | -0.13125 | 1.7068 | 1.1186 | 1.7068 | 1.1186 |  |  | 4.2739 |  | 4.2739 | 2.8241 |  | 100% | 0.68423 | 0 | -0.052617 | 0 | 0 | -0.052617 | 0.68423 | 0.44845 | 0.68423 | 0.44845 |  |  | 1.7134 |  | 1.7134 | 1.1322
4 | 2020 | 8.64% | 11947.12 | 0 | 0 | 0% | 3.5041 | 1 |  | 100% | 7.9751 | 0 | -0.68905 | 0 | 0 | -0.68905 | 7.9751 | 5.1731 | 7.9751 | 5.1731 |  |  | 27.9455 |  | 27.9455 | 18.3692 | 100% | 7.286 | 100% | 1.7068 | 0 | -0.14746 | 0 | 0 | -0.14746 | 1.7068 | 1.1071 | 1.7068 | 1.1071 |  |  | 5.9807 |  | 5.9807 | 3.9312 |  | 100% | 0.68423 | 0 | -0.059118 | 0 | 0 | -0.059118 | 0.68423 | 0.44383 | 0.68423 | 0.44383 |  |  | 2.3976 |  | 2.3976 | 1.576
5 | 2021 | 9.59% | 11947.12 | 0 | 0 | 0% | 4.5041 | 1 |  | 100% | 7.9751 | 0 | -0.76481 | 0 | 0 | -0.76481 | 7.9751 | 5.1193 | 7.9751 | 5.1193 |  |  | 35.9206 |  | 35.9206 | 23.4885 | 100% | 7.2103 | 100% | 1.7068 | 0 | -0.16368 | 0 | 0 | -0.16368 | 1.7068 | 1.0956 | 1.7068 | 1.0956 |  |  | 7.6875 |  | 7.6875 | 5.0268 |  | 100% | 0.68423 | 0 | -0.065618 | 0 | 0 | -0.065618 | 0.68423 | 0.43922 | 0.68423 | 0.43922 |  |  | 3.0819 |  | 3.0819 | 2.0152
6 | 2022 | 10.5% | 11947.12 | 0 | 0 | 0% | 5.5041 | 1 |  | 100% | 7.9751 | 0 | -0.83738 | 0 | 0 | -0.83738 | 7.9751 | 5.0678 | 7.9751 | 5.0678 |  |  | 43.8957 |  | 43.8957 | 28.5563 | 100% |  | 100% | 1.7068 | 0 | -0.17921 | 0 | 0 | -0.17921 | 1.7068 | 1.0846 | 1.7068 | 1.0846 |  |  | 9.3942 |  | 9.3942 | 6.1114 |  | 100% | 0.68423 | 0 | -0.071844 | 0 | 0 | -0.071844 | 0.68423 | 0.43479 | 0.68423 | 0.43479 |  |  | 3.7661 |  | 3.7661 | 2.45
7 | 2023 | 11.37% | 11947.12 | 0 | 0 | 0% | 6.5041 | 1 |  | 100% | 7.9751 | 0 | -0.90677 | 0 | 0 | -0.90677 | 7.9751 | 5.0185 | 7.9751 | 5.0185 |  |  | 51.8708 |  | 51.8708 | 33.5748 | 100% |  | 100% | 1.7068 | 0 | -0.19406 | 0 | 0 | -0.19406 | 1.7068 | 1.074 | 1.7068 | 1.074 |  |  | 11.101 |  | 11.101 | 7.1854 |  | 100% | 0.68423 | 0 | -0.077797 | 0 | 0 | -0.077797 | 0.68423 | 0.43057 | 0.68423 | 0.43057 |  |  | 4.4503 |  | 4.4503 | 2.8806
8 | 2024 | 12.18% | 11947.12 | 0 | 0 | 0% | 7.5041 | 1 |  | 100% | 7.9751 | 0 | -0.97136 | 0 | 0 | -0.97136 | 7.9751 | 4.9726 | 7.9751 | 4.9726 |  |  | 59.8458 |  | 59.8458 | 38.5474 | 100% |  | 100% | 1.7068 | 0 | -0.20788 | 0 | 0 | -0.20788 | 1.7068 | 1.0642 | 1.7068 | 1.0642 |  |  | 12.8078 |  | 12.8078 | 8.2496 |  | 100% | 0.68423 | 0 | -0.083339 | 0 | 0 | -0.083339 | 0.68423 | 0.42663 | 0.68423 | 0.42663 |  |  | 5.1345 |  | 5.1345 | 3.3072
9 | 2025 | 12.94% | 11947.12 | 0 | 0 | 0% | 8.5041 | 1 |  | 100% | 7.9751 | 0 | -1.032 | 0 | 0 | -1.032 | 7.9751 | 4.9296 | 7.9751 | 4.9296 |  |  | 67.8209 |  | 67.8209 | 43.477 | 100% |  | 100% | 1.7068 | 0 | -0.22086 | 0 | 0 | -0.22086 | 1.7068 | 1.055 | 1.7068 | 1.055 |  |  | 14.5145 |  | 14.5145 | 9.3046 |  | 100% | 0.68423 | 0 | -0.08854 | 0 | 0 | -0.08854 | 0.68423 | 0.42294 | 0.68423 | 0.42294 |  |  | 5.8188 |  | 5.8188 | 3.7302
10 | 2026 | 13.62% | 11947.12 | 0 | 0 | 0% | 9.5041 | 1 |  | 100% | 7.9751 | 0 | -1.0862 | 0 | 0 | -1.0862 | 7.9751 | 4.8911 | 7.9751 | 4.8911 |  |  | 75.796 |  | 75.796 | 48.3681 | 100% |  | 100% | 1.7068 | 0 | -0.23246 | 0 | 0 | -0.23246 | 1.7068 | 1.0468 | 1.7068 | 1.0468 |  |  | 16.2213 |  | 16.2213 | 10.3514 |  | 100% | 0.68423 | 0 | -0.093192 | 0 | 0 | -0.093192 | 0.68423 | 0.41964 | 0.68423 | 0.41964 |  |  | 6.503 |  | 6.503 | 4.1498
11 | 2027 | 14.24% | 11947.12 | 0 | 0 | 0% | 10.5041 | 1 |  | 100% | 7.9751 | 0 | -1.1357 | 0 | 0 | -1.1357 | 7.9751 | 4.856 | 7.9751 | 4.856 |  |  | 83.7711 |  | 83.7711 | 53.2241 | 100% |  | 100% | 1.7068 | 0 | -0.24304 | 0 | 0 | -0.24304 | 1.7068 | 1.0392 | 1.7068 | 1.0392 |  |  | 17.9281 |  | 17.9281 | 11.3906 |  | 100% | 0.68423 | 0 | -0.097435 | 0 | 0 | -0.097435 | 0.68423 | 0.41663 | 0.68423 | 0.41663 |  |  | 7.1872 |  | 7.1872 | 4.5664
12 | 2028 | 14.79% | 11947.12 | 0 | 0 | 0% | 11.5041 | 1 |  | 100% | 7.9751 | 0 | -1.1795 | 0 | 0 | -1.1795 | 7.9751 | 4.8248 | 7.9751 | 4.8248 |  |  | 91.7462 |  | 91.7462 | 58.0489 | 100% |  | 100% | 1.7068 | 0 | -0.25243 | 0 | 0 | -0.25243 | 1.7068 | 1.0326 | 1.7068 | 1.0326 |  |  | 19.6348 |  | 19.6348 | 12.4232 |  | 100% | 0.68423 | 0 | -0.1012 | 0 | 0 | -0.1012 | 0.68423 | 0.41395 | 0.68423 | 0.41395 |  |  | 7.8715 |  | 7.8715 | 4.9804
13 | 2029 | 15.27% | 11947.12 | 0 | 0 | 0% | 12.5041 | 1 |  | 100% | 7.9751 | 0 | -1.2178 | 0 | 0 | -1.2178 | 7.9751 | 4.7977 | 7.9751 | 4.7977 |  |  | 99.7212 |  | 99.7212 | 62.8466 | 100% |  | 100% | 1.7068 | 0 | -0.26062 | 0 | 0 | -0.26062 | 1.7068 | 1.0268 | 1.7068 | 1.0268 |  |  | 21.3416 |  | 21.3416 | 13.45 |  | 100% | 0.68423 | 0 | -0.10448 | 0 | 0 | -0.10448 | 0.68423 | 0.41162 | 0.68423 | 0.41162 |  |  | 8.5557 |  | 8.5557 | 5.392
14 | 2030 | 15.68% | 11947.12 | 0 | 0 | 0% | 13.5041 | 1 |  | 100% | 7.9751 | 0 | -1.2505 | 0 | 0 | -1.2505 | 7.9751 | 4.7745 | 7.9751 | 4.7745 |  |  | 107.6963 |  | 107.6963 | 67.6211 | 100% |  | 100% | 1.7068 | 0 | -0.26762 | 0 | 0 | -0.26762 | 1.7068 | 1.0218 | 1.7068 | 1.0218 |  |  | 23.0484 |  | 23.0484 | 14.4718 |  | 100% | 0.68423 | 0 | -0.10729 | 0 | 0 | -0.10729 | 0.68423 | 0.40963 | 0.68423 | 0.40963 |  |  | 9.2399 |  | 9.2399 | 5.8016
15 | 2031 | 16.05% | 11947.12 | 0 | 0 | 0% | 14.5041 | 1 |  | 100% | 7.9751 | 0 | -1.28 | 0 | 0 | -1.28 | 7.9751 | 4.7535 | 7.9751 | 4.7535 |  |  | 115.6714 |  | 115.6714 | 72.3746 | 100% |  | 100% | 1.7068 | 0 | -0.27394 | 0 | 0 | -0.27394 | 1.7068 | 1.0173 | 1.7068 | 1.0173 |  |  | 24.7552 |  | 24.7552 | 15.4891 |  | 100% | 0.68423 | 0 | -0.10982 | 0 | 0 | -0.10982 | 0.68423 | 0.40783 | 0.68423 | 0.40783 |  |  | 9.9242 |  | 9.9242 | 6.2095
16 | 2032 | 16.36% | 11947.12 | 0 | 0 | 0% | 15.5041 | 1 |  | 100% | 7.9751 | 0 | -1.3047 | 0 | 0 | -1.3047 | 7.9751 | 4.736 | 7.9751 | 4.736 |  |  | 123.6465 |  | 123.6465 | 77.1105 | 100% |  | 100% | 1.7068 | 0 | -0.27923 | 0 | 0 | -0.27923 | 1.7068 | 1.0136 | 1.7068 | 1.0136 |  |  | 26.4619 |  | 26.4619 | 16.5026 |  | 100% | 0.68423 | 0 | -0.11194 | 0 | 0 | -0.11194 | 0.68423 | 0.40633 | 0.68423 | 0.40633 |  |  | 10.6084 |  | 10.6084 | 6.6158
17 | 2033 | 16.62% | 11947.12 | 0 | 0 | 0% | 16.5041 | 1 |  | 100% | 7.9751 | 0 | -1.3255 | 0 | 0 | -1.3255 | 7.9751 | 4.7212 | 7.9751 | 4.7212 |  |  | 131.6215 |  | 131.6215 | 81.8317 | 100% |  | 100% | 1.7068 | 0 | -0.28366 | 0 | 0 | -0.28366 | 1.7068 | 1.0104 | 1.7068 | 1.0104 |  |  | 28.1687 |  | 28.1687 | 17.513 |  | 100% | 0.68423 | 0 | -0.11372 | 0 | 0 | -0.11372 | 0.68423 | 0.40506 | 0.68423 | 0.40506 |  |  | 11.2926 |  | 11.2926 | 7.0209
18 | 2034 | 16.85% | 11947.12 | 0 | 0 | 0% | 17.5041 | 1 |  | 100% | 7.9751 | 0 | -1.3438 | 0 | 0 | -1.3438 | 7.9751 | 4.7082 | 7.9751 | 4.7082 |  |  | 139.5966 |  | 139.5966 | 86.5399 | 100% |  | 100% | 1.7068 | 0 | -0.28759 | 0 | 0 | -0.28759 | 1.7068 | 1.0076 | 1.7068 | 1.0076 |  |  | 29.8755 |  | 29.8755 | 18.5207 |  | 100% | 0.68423 | 0 | -0.11529 | 0 | 0 | -0.11529 | 0.68423 | 0.40395 | 0.68423 | 0.40395 |  |  | 11.9769 |  | 11.9769 | 7.4248
19 | 2035 | 17.04% | 11947.12 | 0 | 0 | 0% | 18.5041 | 1 |  | 100% | 7.9751 | 0 | -1.359 | 0 | 0 | -1.359 | 7.9751 | 4.6974 | 7.9751 | 4.6974 |  |  | 147.5717 |  | 147.5717 | 91.2374 | 100% |  | 100% | 1.7068 | 0 | -0.29083 | 0 | 0 | -0.29083 | 1.7068 | 1.0053 | 1.7068 | 1.0053 |  |  | 31.5822 |  | 31.5822 | 19.526 |  | 100% | 0.68423 | 0 | -0.11659 | 0 | 0 | -0.11659 | 0.68423 | 0.40302 | 0.68423 | 0.40302 |  |  | 12.6611 |  | 12.6611 | 7.8278
20 | 2036 | 17.2% | 11947.12 | 0 | 0 | 0% | 19.5041 | 1 |  | 100% | 7.9751 | 0 | -1.3717 | 0 | 0 | -1.3717 | 7.9751 | 4.6884 | 7.9751 | 4.6884 |  |  | 155.5468 |  | 155.5468 | 95.9258 | 100% |  | 100% | 1.7068 | 0 | -0.29356 | 0 | 0 | -0.29356 | 1.7068 | 1.0034 | 1.7068 | 1.0034 |  |  | 33.289 |  | 33.289 | 20.5293 |  | 100% | 0.68423 | 0 | -0.11769 | 0 | 0 | -0.11769 | 0.68423 | 0.40225 | 0.68423 | 0.40225 |  |  | 13.3453 |  | 13.3453 | 8.2301
21 | 2037 | 17.33% | 11947.12 | 0 | 0 | 0% | 20.5041 | 1 |  | 100% | 7.9751 | 0 | -1.3821 | 0 | 0 | -1.3821 | 7.9751 | 4.681 | 7.9751 | 4.681 |  |  | 163.5218 |  | 163.5218 | 100.6068 | 100% |  | 100% | 1.7068 | 0 | -0.29578 | 0 | 0 | -0.29578 | 1.7068 | 1.0018 | 1.7068 | 1.0018 |  |  | 34.9958 |  | 34.9958 | 21.5311 |  | 100% | 0.68423 | 0 | -0.11858 | 0 | 0 | -0.11858 | 0.68423 | 0.40161 | 0.68423 | 0.40161 |  |  | 14.0295 |  | 14.0295 | 8.6317
22 | 2038 | 17.44% | 11947.12 | 0 | 0 | 0% | 21.5041 | 1 |  | 100% | 7.9751 | 0 | -1.3909 | 0 | 0 | -1.3909 | 7.9751 | 4.6748 | 7.9751 | 4.6748 |  |  | 171.4969 |  | 171.4969 | 105.2816 | 100% |  | 100% | 1.7068 | 0 | -0.29766 | 0 | 0 | -0.29766 | 1.7068 | 1.0005 | 1.7068 | 1.0005 |  |  | 36.7025 |  | 36.7025 | 22.5316 |  | 100% | 0.68423 | 0 | -0.11933 | 0 | 0 | -0.11933 | 0.68423 | 0.40108 | 0.68423 | 0.40108 |  |  | 14.7138 |  | 14.7138 | 9.0328
23 | 2039 | 17.54% | 11947.12 | 0 | 0 | 0% | 22.5041 | 1 |  | 100% | 7.9751 | 0 | -1.3988 | 0 | 0 | -1.3988 | 7.9751 | 4.6691 | 7.9751 | 4.6691 |  |  | 179.472 |  | 179.472 | 109.9507 | 100% |  | 100% | 1.7068 | 0 | -0.29937 | 0 | 0 | -0.29937 | 1.7068 | 0.99925 | 1.7068 | 0.99925 |  |  | 38.4093 |  | 38.4093 | 23.5309 |  | 100% | 0.68423 | 0 | -0.12001 | 0 | 0 | -0.12001 | 0.68423 | 0.40059 | 0.68423 | 0.40059 |  |  | 15.398 |  | 15.398 | 9.4334
24 | 2040 | 17.62% | 11947.12 | 0 | 0 | 0% | 23.5041 | 1 |  | 100% | 7.9751 | 0 | -1.4052 | 0 | 0 | -1.4052 | 7.9751 | 4.6646 | 7.9751 | 4.6646 |  |  | 187.4471 |  | 187.4471 | 114.6154 | 100% |  | 100% | 1.7068 | 0 | -0.30073 | 0 | 0 | -0.30073 | 1.7068 | 0.99829 | 1.7068 | 0.99829 |  |  | 40.1161 |  | 40.1161 | 24.5291 |  | 100% | 0.68423 | 0 | -0.12056 | 0 | 0 | -0.12056 | 0.68423 | 0.40021 | 0.68423 | 0.40021 |  |  | 16.0822 |  | 16.0822 | 9.8336
25 | 2041 | 17.68% | 11947.12 | 0 | 0 | 0% | 24.5041 | 1 |  | 100% | 7.9751 | 0 | -1.41 | 0 | 0 | -1.41 | 7.9751 | 4.6612 | 7.9751 | 4.6612 |  |  | 195.4222 |  | 195.4222 | 119.2766 | 100% |  | 100% | 1.7068 | 0 | -0.30176 | 0 | 0 | -0.30176 | 1.7068 | 0.99756 | 1.7068 | 0.99756 |  |  | 41.8228 |  | 41.8228 | 25.5267 |  | 100% | 0.68423 | 0 | -0.12097 | 0 | 0 | -0.12097 | 0.68423 | 0.39991 | 0.68423 | 0.39991 |  |  | 16.7665 |  | 16.7665 | 10.2335
26 | 2042 | 17.74% | 11947.12 | 0 | 0 | 0% | 25.5041 | 1 |  | 100% | 7.9751 | 0 | -1.4148 | 0 | 0 | -1.4148 | 7.9751 | 4.6578 | 7.9751 | 4.6578 |  |  | 203.3972 |  | 203.3972 | 123.9344 | 100% |  | 100% | 1.7068 | 0 | -0.30278 | 0 | 0 | -0.30278 | 1.7068 | 0.99683 | 1.7068 | 0.99683 |  |  | 43.5296 |  | 43.5296 | 26.5235 |  | 100% | 0.68423 | 0 | -0.12138 | 0 | 0 | -0.12138 | 0.68423 | 0.39962 | 0.68423 | 0.39962 |  |  | 17.4507 |  | 17.4507 | 10.6331
27 | 2043 | 17.78% | 11947.12 | 0 | 0 | 0% | 26.5041 | 1 |  | 100% | 7.9751 | 0 | -1.418 | 0 | 0 | -1.418 | 7.9751 | 4.6555 | 7.9751 | 4.6555 |  |  | 211.3723 |  | 211.3723 | 128.5899 | 100% |  | 100% | 1.7068 | 0 | -0.30346 | 0 | 0 | -0.30346 | 1.7068 | 0.99635 | 1.7068 | 0.99635 |  |  | 45.2364 |  | 45.2364 | 27.5199 |  | 100% | 0.68423 | 0 | -0.12166 | 0 | 0 | -0.12166 | 0.68423 | 0.39943 | 0.68423 | 0.39943 |  |  | 18.1349 |  | 18.1349 | 11.0325
28 | 2044 | 17.82% | 11947.12 | 0 | 0 | 0% | 27.5041 | 1 |  | 100% | 7.9751 | 0 | -1.4212 | 0 | 0 | -1.4212 | 7.9751 | 4.6533 | 7.9751 | 4.6533 |  |  | 219.3474 |  | 219.3474 | 133.2432 | 100% |  | 100% | 1.7068 | 0 | -0.30415 | 0 | 0 | -0.30415 | 1.7068 | 0.99586 | 1.7068 | 0.99586 |  |  | 46.9431 |  | 46.9431 | 28.5157 |  | 100% | 0.68423 | 0 | -0.12193 | 0 | 0 | -0.12193 | 0.68423 | 0.39923 | 0.68423 | 0.39923 |  |  | 18.8192 |  | 18.8192 | 11.4318
29 | 2045 | 17.85% | 11947.12 | 0 | 0 | 0% | 28.5041 | 1 |  | 100% | 7.9751 | 0 | -1.4236 | 0 | 0 | -1.4236 | 7.9751 | 4.6516 | 7.9751 | 4.6516 |  |  | 227.3225 |  | 227.3225 | 137.8948 | 100% |  | 100% | 1.7068 | 0 | -0.30466 | 0 | 0 | -0.30466 | 1.7068 | 0.9955 | 1.7068 | 0.9955 |  |  | 48.6499 |  | 48.6499 | 29.5112 |  | 100% | 0.68423 | 0 | -0.12214 | 0 | 0 | -0.12214 | 0.68423 | 0.39909 | 0.68423 | 0.39909 |  |  | 19.5034 |  | 19.5034 | 11.8308
30 | 2046 | 17.88% | 11947.12 | 0 | 0 | 0% | 29.5041 | 1 |  | 100% | 7.9751 | 0 | -1.4259 | 0 | 0 | -1.4259 | 7.9751 | 4.6499 | 7.9751 | 4.6499 |  |  | 235.2975 |  | 235.2975 | 142.5447 | 100% |  | 100% | 1.7068 | 0 | -0.30517 | 0 | 0 | -0.30517 | 1.7068 | 0.99513 | 1.7068 | 0.99513 |  |  | 50.3567 |  | 50.3567 | 30.5064 |  | 100% | 0.68423 | 0 | -0.12234 | 0 | 0 | -0.12234 | 0.68423 | 0.39894 | 0.68423 | 0.39894 |  |  | 20.1876 |  | 20.1876 | 12.2298
31 | 2047 | 17.9% | 11947.12 | 0 | 0 | 0% | 30.5041 | 1 |  | 100% | 7.9751 | 0 | -1.4275 | 0 | 0 | -1.4275 | 7.9751 | 4.6488 | 3.9548 | 2.3053 |  |  | 239.2523 |  | 239.2523 | 144.8499 | 49.59% |  | 100% | 1.7068 | 0 | -0.30551 | 0 | 0 | -0.30551 | 1.7068 | 0.99489 | 0.84637 | 0.49336 |  |  | 51.203 |  | 51.203 | 30.9997 |  | 100% | 0.68423 | 0 | -0.12248 | 0 | 0 | -0.12248 | 0.68423 | 0.39885 | 0.3393 | 0.19778 |  |  | 20.5269 |  | 20.5269 | 12.4276
32 | 2048 | 17.91% | 11947.12 | 0 | 0 | 0% | 31.5041 | 1 |  | 100% | 7.9751 | 0 | -1.4283 | 0 | 0 | -1.4283 | 7.9751 | 4.6482 | 0 | 0 |  |  | 239.2523 |  | 239.2523 | 144.8499 | 0% |  | 100% | 1.7068 | 0 | -0.30568 | 0 | 0 | -0.30568 | 1.7068 | 0.99477 | 0 | 0 |  |  | 51.203 |  | 51.203 | 30.9997 |  | 100% | 0.68423 | 0 | -0.12255 | 0 | 0 | -0.12255 | 0.68423 | 0.3988 | 0 | 0 |  |  | 20.5269 |  | 20.5269 | 12.4276
33 | 2049 | 17.93% | 11947.12 | 0 | 0 | 0% | 32.5041 | 1 |  | 100% | 7.9751 | 0 | -1.4299 | 0 | 0 | -1.4299 | 7.9751 | 4.6471 | 0 | 0 |  |  | 239.2523 |  | 239.2523 | 144.8499 | 0% |  | 100% | 1.7068 | 0 | -0.30602 | 0 | 0 | -0.30602 | 1.7068 | 0.99453 | 0 | 0 |  |  | 51.203 |  | 51.203 | 30.9997 |  | 100% | 0.68423 | 0 | -0.12268 | 0 | 0 | -0.12268 | 0.68423 | 0.3987 | 0 | 0 |  |  | 20.5269 |  | 20.5269 | 12.4276
34 | 2050 | 17.94% | 11947.12 | 0 | 0 | 0% | 33.5041 | 1 |  | 100% | 7.9751 | 0 | -1.4307 | 0 | 0 | -1.4307 | 7.9751 | 4.6465 | 0 | 0 |  |  | 239.2523 |  | 239.2523 | 144.8499 | 0% |  | 100% | 1.7068 | 0 | -0.30619 | 0 | 0 | -0.30619 | 1.7068 | 0.99441 | 0 | 0 |  |  | 51.203 |  | 51.203 | 30.9997 |  | 100% | 0.68423 | 0 | -0.12275 | 0 | 0 | -0.12275 | 0.68423 | 0.39865 | 0 | 0 |  |  | 20.5269 |  | 20.5269 | 12.4276

## Savings by Standards
PG&E
|  |  |  | Elec Share |  | 31.58%
|  |  |  | Gas Share |  | 36.47% | [38 empty] | 0.029518 | [118 empty] | 9.3046 | 13.4459
|  |  | RA-Multifamily Whole Building | [40 empty] | 10.8037 | [119 empty] | 0% | 0.6256%
|  |  |  | 0 | 0 | 0 | 0 | 0 | 0 | 0 | 0 | 0 | 0 | 0 | 4.0203 | 7.9751 | 7.9751 | 7.9751 | 7.9751 | 7.9751 | 7.9751 | 7.9751 | 7.9751 | 7.9751 | 7.9751 | 7.9751 | 7.9751 | 7.9751 | 7.9751 | 7.9751 | 7.9751 | 7.9751 | 7.9751 | 0 | 0 | 0 | 0 | 0 | 0 | 0 | 0 | 0 | 0 | 0 | 2.6886 | 5.2807 | 5.2269 | 5.1731 | 5.1193 | 5.0678 | 5.0185 | 4.9726 | 4.9296 | 4.8911 | 4.856 | 4.8248 | 4.7977 | 4.7745 | 4.7535 | 4.736 | 4.7212 | 4.7082 | 4.6974 | 0 | 0 | 0 | 0 | 0 | 0 | 0 | 0 | 0 | 0 | 0 | 0.8604 | 1.7068 | 1.7068 | 1.7068 | 1.7068 | 1.7068 | 1.7068 | 1.7068 | 1.7068 | 1.7068 | 1.7068 | 1.7068 | 1.7068 | 1.7068 | 1.7068 | 1.7068 | 1.7068 | 1.7068 | 1.7068 | 0 | 0 | 0 | 0 | 0 | 0 | 0 | 0 | 0 | 0 | 0 | 0.57539 | 1.1301 | 1.1186 | 1.1071 | 1.0956 | 1.0846 | 1.074 | 1.0642 | 1.055 | 1.0468 | 1.0392 | 1.0326 | 1.0268 | 1.0218 | 1.0173 | 1.0136 | 1.0104 | 1.0076 | 1.0053 | 0 | 0 | 0 | 0 | 0 | 0 | 0 | 0 | 0 | 0 | 0 | 0.34493 | 0.68423 | 0.68423 | 0.68423 | 0.68423 | 0.68423 | 0.68423 | 0.68423 | 0.68423 | 0.68423 | 0.68423 | 0.68423 | 0.68423 | 0.68423 | 0.68423 | 0.68423 | 0.68423 | 0.68423 | 0.68423 | 0 | 0 | 0 | 0 | 0 | 0 | 0 | 0 | 0 | 0 | 0 | 0.23067 | 0.45306 | 0.44845 | 0.44383 | 0.43922 | 0.43479 | 0.43057 | 0.42663 | 0.42294 | 0.41964 | 0.41663 | 0.41395 | 0.41162 | 0.40963 | 0.40783 | 0.40633 | 0.40506 | 0.40395 | 0.40302
|  |  |  | 0 | 0 | 0 | 0 | 0 | 0 | 0 | 0 | 0 | 0 | 0 | 1.2697 | 2.5187 | 2.5187 | 2.5187 | 2.5187 | 2.5187 | 2.5187 | 2.5187 | 2.5187 | 2.5187 | 2.5187 | 2.5187 | 2.5187 | 2.5187 | 2.5187 | 2.5187 | 2.5187 | 2.5187 | 2.5187 | 0 | 0 | 0 | 0 | 0 | 0 | 0 | 0 | 0 | 0 | 0 | 0.84912 | 1.6678 | 1.6508 | 1.6338 | 1.6168 | 1.6005 | 1.585 | 1.5705 | 1.5569 | 1.5447 | 1.5336 | 1.5238 | 1.5152 | 1.5079 | 1.5013 | 1.4957 | 1.4911 | 1.487 | 1.4836 | 0 | 0 | 0 | 0 | 0 | 0 | 0 | 0 | 0 | 0 | 0 | 0.27174 | 0.53904 | 0.53904 | 0.53904 | 0.53904 | 0.53904 | 0.53904 | 0.53904 | 0.53904 | 0.53904 | 0.53904 | 0.53904 | 0.53904 | 0.53904 | 0.53904 | 0.53904 | 0.53904 | 0.53904 | 0.53904 | 0 | 0 | 0 | 0 | 0 | 0 | 0 | 0 | 0 | 0 | 0 | 0.18172 | 0.35692 | 0.35329 | 0.34965 | 0.34602 | 0.34253 | 0.3392 | 0.3361 | 0.3332 | 0.33059 | 0.32822 | 0.32612 | 0.32428 | 0.32271 | 0.32129 | 0.32011 | 0.31911 | 0.31823 | 0.3175 | 0 | 0 | 0 | 0 | 0 | 0 | 0 | 0 | 0 | 0 | 0 | 0.12578 | 0.24952 | 0.24952 | 0.24952 | 0.24952 | 0.24952 | 0.24952 | 0.24952 | 0.24952 | 0.24952 | 0.24952 | 0.24952 | 0.24952 | 0.24952 | 0.24952 | 0.24952 | 0.24952 | 0.24952 | 0.24952 | 0 | 0 | 0 | 0 | 0 | 0 | 0 | 0 | 0 | 0 | 0 | 0.084118 | 0.16522 | 0.16353 | 0.16185 | 0.16017 | 0.15856 | 0.15701 | 0.15558 | 0.15423 | 0.15303 | 0.15193 | 0.15095 | 0.1501 | 0.14938 | 0.14872 | 0.14817 | 0.14771 | 0.14731 | 0.14697
|  |  |  | Gross - GWh | [29 empty] | Net - GWh | [29 empty] | Gross - MW | [29 empty] | Net - MW | [29 empty] | Gross - MMT | [29 empty] | Net - MMT
|  | Index | Standards | 2006 | 2007 | 2008 | 2009 | 2010 | 2011 | 2012 | 2013 | 2014 | 2015 | 2016 | 2017 | 2018 | 2019 | 2020 | 2021 | 2022 | 2023 | 2024 | 2025 | 2026 | 2027 | 2028 | 2029 | 2030 | 2031 | 2032 | 2033 | 2034 | 2035 | 2006 | 2007 | 2008 | 2009 | 2010 | 2011 | 2012 | 2013 | 2014 | 2015 | 2016 | 2017 | 2018 | 2019 | 2020 | 2021 | 2022 | 2023 | 2024 | 2025 | 2026 | 2027 | 2028 | 2029 | 2030 | 2031 | 2032 | 2033 | 2034 | 2035 | 2006 | 2007 | 2008 | 2009 | 2010 | 2011 | 2012 | 2013 | 2014 | 2015 | 2016 | 2017 | 2018 | 2019 | 2020 | 2021 | 2022 | 2023 | 2024 | 2025 | 2026 | 2027 | 2028 | 2029 | 2030 | 2031 | 2032 | 2033 | 2034 | 2035 | 2006 | 2007 | 2008 | 2009 | 2010 | 2011 | 2012 | 2013 | 2014 | 2015 | 2016 | 2017 | 2018 | 2019 | 2020 | 2021 | 2022 | 2023 | 2024 | 2025 | 2026 | 2027 | 2028 | 2029 | 2030 | 2031 | 2032 | 2033 | 2034 | 2035 | 2006 | 2007 | 2008 | 2009 | 2010 | 2011 | 2012 | 2013 | 2014 | 2015 | 2016 | 2017 | 2018 | 2019 | 2020 | 2021 | 2022 | 2023 | 2024 | 2025 | 2026 | 2027 | 2028 | 2029 | 2030 | 2031 | 2032 | 2033 | 2034 | 2035 | 2006 | 2007 | 2008 | 2009 | 2010 | 2011 | 2012 | 2013 | 2014 | 2015 | 2016 | 2017 | 2018 | 2019 | 2020 | 2021 | 2022 | 2023 | 2024 | 2025 | 2026 | 2027 | 2028 | 2029 | 2030 | 2031 | 2032 | 2033 | 2034 | 2035
1 | Std 1 | 1 | 2005 T-20 - Commercial Refrigeration Equipment, Solid Door | 2.1198 | 2.1198 | 2.1198 | 2.1198 | 2.1198 | 2.1198 | 0 | 0 | 0 | 0 | 0 | 0 | 0 | 0 | 0 | 0 | 0 | 0 | 0 | 0 | 0 | 0 | 0 | 0 | 0 | 0 | 0 | 0 | 0 | 0 | 0.73279 | 0.62486 | 0.5424 | 0.48234 | 0.44046 | 0.41198 | 0 | 0 | 0 | 0 | 0 | 0 | 0 | 0 | 0 | 0 | 0 | 0 | 0 | 0 | 0 | 0 | 0 | 0 | 0 | 0 | 0 | 0 | 0 | 0 | 0.35026 | 0.35026 | 0.35026 | 0.35026 | 0.35026 | 0.35026 | 0 | 0 | 0 | 0 | 0 | 0 | 0 | 0 | 0 | 0 | 0 | 0 | 0 | 0 | 0 | 0 | 0 | 0 | 0 | 0 | 0 | 0 | 0 | 0 | 0.12108 | 0.10325 | 0.089621 | 0.079699 | 0.072778 | 0.068073 | 0 | 0 | 0 | 0 | 0 | 0 | 0 | 0 | 0 | 0 | 0 | 0 | 0 | 0 | 0 | 0 | 0 | 0 | 0 | 0 | 0 | 0 | 0 | 0 | -0.048175 | -0.048175 | -0.048175 | -0.048175 | -0.048175 | -0.048175 | 0 | 0 | 0 | 0 | 0 | 0 | 0 | 0 | 0 | 0 | 0 | 0 | 0 | 0 | 0 | 0 | 0 | 0 | 0 | 0 | 0 | 0 | 0 | 0 | -0.016654 | -0.014201 | -0.012327 | -0.010962 | -0.01001 | -0.0093629 | 0 | 0 | 0 | 0 | 0 | 0 | 0 | 0 | 0 | 0 | 0 | 0 | 0 | 0 | 0 | 0 | 0 | 0 | 0 | 0 | 0 | 0 | 0 | 0
2 | Std 2 | 2 | 2005 T-20 - Commercial Refrigeration Equipment, Transparent Door | 0 | 2.822 | 2.822 | 2.822 | 2.822 | 2.822 | 0 | 0 | 0 | 0 | 0 | 0 | 0 | 0 | 0 | 0 | 0 | 0 | 0 | 0 | 0 | 0 | 0 | 0 | 0 | 0 | 0 | 0 | 0 | 0 | 0 | 1.5085 | 1.3932 | 1.3056 | 1.2437 | 1.2023 | 0 | 0 | 0 | 0 | 0 | 0 | 0 | 0 | 0 | 0 | 0 | 0 | 0 | 0 | 0 | 0 | 0 | 0 | 0 | 0 | 0 | 0 | 0 | 0 | 0 | 0.4668 | 0.4668 | 0.4668 | 0.4668 | 0.4668 | 0 | 0 | 0 | 0 | 0 | 0 | 0 | 0 | 0 | 0 | 0 | 0 | 0 | 0 | 0 | 0 | 0 | 0 | 0 | 0 | 0 | 0 | 0 | 0 | 0 | 0.24952 | 0.23046 | 0.21596 | 0.20572 | 0.19888 | 0 | 0 | 0 | 0 | 0 | 0 | 0 | 0 | 0 | 0 | 0 | 0 | 0 | 0 | 0 | 0 | 0 | 0 | 0 | 0 | 0 | 0 | 0 | 0 | 0 | -0.064134 | -0.064134 | -0.064134 | -0.064134 | -0.064134 | 0 | 0 | 0 | 0 | 0 | 0 | 0 | 0 | 0 | 0 | 0 | 0 | 0 | 0 | 0 | 0 | 0 | 0 | 0 | 0 | 0 | 0 | 0 | 0 | 0 | -0.034282 | -0.031663 | -0.029671 | -0.028264 | -0.027324 | 0 | 0 | 0 | 0 | 0 | 0 | 0 | 0 | 0 | 0 | 0 | 0 | 0 | 0 | 0 | 0 | 0 | 0 | 0 | 0 | 0 | 0 | 0 | 0
3 | std 3 | 3 | 2005 T-20 - Commercial Ice Maker Equipment | 0 | 0 | 1.4652 | 1.4652 | 1.4652 | 1.4652 | 0 | 0 | 0 | 0 | 0 | 0 | 0 | 0 | 0 | 0 | 0 | 0 | 0 | 0 | 0 | 0 | 0 | 0 | 0 | 0 | 0 | 0 | 0 | 0 | 0 | 0 | 0.90338 | 0.89358 | 0.88754 | 0.88383 | 0 | 0 | 0 | 0 | 0 | 0 | 0 | 0 | 0 | 0 | 0 | 0 | 0 | 0 | 0 | 0 | 0 | 0 | 0 | 0 | 0 | 0 | 0 | 0 | 0 | 0 | 0.23101 | 0.23101 | 0.23101 | 0.23101 | 0 | 0 | 0 | 0 | 0 | 0 | 0 | 0 | 0 | 0 | 0 | 0 | 0 | 0 | 0 | 0 | 0 | 0 | 0 | 0 | 0 | 0 | 0 | 0 | 0 | 0 | 0.14243 | 0.14089 | 0.13994 | 0.13935 | 0 | 0 | 0 | 0 | 0 | 0 | 0 | 0 | 0 | 0 | 0 | 0 | 0 | 0 | 0 | 0 | 0 | 0 | 0 | 0 | 0 | 0 | 0 | 0 | 0 | 0 | -0.017055 | -0.017055 | -0.017055 | -0.017055 | 0 | 0 | 0 | 0 | 0 | 0 | 0 | 0 | 0 | 0 | 0 | 0 | 0 | 0 | 0 | 0 | 0 | 0 | 0 | 0 | 0 | 0 | 0 | 0 | 0 | 0 | -0.010516 | -0.010402 | -0.010331 | -0.010288 | 0 | 0 | 0 | 0 | 0 | 0 | 0 | 0 | 0 | 0 | 0 | 0 | 0 | 0 | 0 | 0 | 0 | 0 | 0 | 0 | 0 | 0 | 0 | 0
4 | std 4 | 4 | 2005 T-20 - Walk-In Refrigerators / Freezers | 0 | 0 | 0 | 0 | 20.7199 | 20.7199 | 20.7199 | 20.7199 | 20.7199 | 20.7199 | 20.7199 | 20.7199 | 20.7199 | 20.7199 | 20.7199 | 20.7199 | 20.7199 | 20.7199 | 20.7199 | 20.7199 | 20.7199 | 20.7199 | 20.7199 | 20.7199 | 20.7199 | 20.7199 | 20.7199 | 20.7199 | 20.7199 | 20.7199 | 0 | 0 | 0 | 0 | 12.1256 | 11.747 | 11.4119 | 11.1237 | 10.879 | 10.678 | 10.5121 | 10.3781 | 10.2725 | 10.1871 | 10.12 | 10.0681 | 10.0279 | 9.9961 | 9.9709 | 9.9508 | 9.9357 | 9.924 | 9.9156 | 9.9089 | 9.9039 | 9.8989 | 9.8955 | 9.8938 | 9.8922 | 9.8905 | 0 | 0 | 0 | 0 | 2.7301 | 2.7301 | 2.7301 | 2.7301 | 2.7301 | 2.7301 | 2.7301 | 2.7301 | 2.7301 | 2.7301 | 2.7301 | 2.7301 | 2.7301 | 2.7301 | 2.7301 | 2.7301 | 2.7301 | 2.7301 | 2.7301 | 2.7301 | 2.7301 | 2.7301 | 2.7301 | 2.7301 | 2.7301 | 2.7301 | 0 | 0 | 0 | 0 | 1.5977 | 1.5478 | 1.5036 | 1.4657 | 1.4334 | 1.4069 | 1.3851 | 1.3674 | 1.3535 | 1.3423 | 1.3334 | 1.3266 | 1.3213 | 1.3171 | 1.3138 | 1.3111 | 1.3091 | 1.3076 | 1.3065 | 1.3056 | 1.305 | 1.3043 | 1.3038 | 1.3036 | 1.3034 | 1.3032 | 0 | 0 | 0 | 0 | 0 | 0 | 0 | 0 | 0 | 0 | 0 | 0 | 0 | 0 | 0 | 0 | 0 | 0 | 0 | 0 | 0 | 0 | 0 | 0 | 0 | 0 | 0 | 0 | 0 | 0 | 0 | 0 | 0 | 0 | 0 | 0 | 0 | 0 | 0 | 0 | 0 | 0 | 0 | 0 | 0 | 0 | 0 | 0 | 0 | 0 | 0 | 0 | 0 | 0 | 0 | 0 | 0 | 0 | 0 | 0
5 | std 5 | 5 | 2005 T-20 - Refrigerated Beverage Vending Machines | 1.8022 | 1.8022 | 1.8022 | 1.8022 | 1.8022 | 1.1949 | 0 | 0 | 0 | 0 | 0 | 0 | 0 | 0 | 0 | 0 | 0 | 0 | 0 | 0 | 0 | 0 | 0 | 0 | 0 | 0 | 0 | 0 | 0 | 0 | 0.34991 | 0.24043 | 0.16632 | 0.11982 | 0.091563 | 0.052937 | 0 | 0 | 0 | 0 | 0 | 0 | 0 | 0 | 0 | 0 | 0 | 0 | 0 | 0 | 0 | 0 | 0 | 0 | 0 | 0 | 0 | 0 | 0 | 0 | 0.27104 | 0.27104 | 0.27104 | 0.27104 | 0.27104 | 0.1797 | 0 | 0 | 0 | 0 | 0 | 0 | 0 | 0 | 0 | 0 | 0 | 0 | 0 | 0 | 0 | 0 | 0 | 0 | 0 | 0 | 0 | 0 | 0 | 0 | 0.052624 | 0.036158 | 0.025014 | 0.01802 | 0.01377 | 0.0079613 | 0 | 0 | 0 | 0 | 0 | 0 | 0 | 0 | 0 | 0 | 0 | 0 | 0 | 0 | 0 | 0 | 0 | 0 | 0 | 0 | 0 | 0 | 0 | 0 | -0.020978 | -0.020978 | -0.020978 | -0.020978 | -0.020978 | -0.013909 | 0 | 0 | 0 | 0 | 0 | 0 | 0 | 0 | 0 | 0 | 0 | 0 | 0 | 0 | 0 | 0 | 0 | 0 | 0 | 0 | 0 | 0 | 0 | 0 | -0.004073 | -0.0027986 | -0.001936 | -0.0013947 | -0.0010658 | -0.0006162 | 0 | 0 | 0 | 0 | 0 | 0 | 0 | 0 | 0 | 0 | 0 | 0 | 0 | 0 | 0 | 0 | 0 | 0 | 0 | 0 | 0 | 0 | 0 | 0
6 | std 6 | 6 | 2005 T-20 - Large Packaged Commercial Air-Conditioners, Tier 1 | 0.75419 | 2.9922 | 2.9922 | 2.9922 | 0 | 0 | 0 | 0 | 0 | 0 | 0 | 0 | 0 | 0 | 0 | 0 | 0 | 0 | 0 | 0 | 0 | 0 | 0 | 0 | 0 | 0 | 0 | 0 | 0 | 0 | 0.45966 | 1.7323 | 1.6579 | 1.6024 | 0 | 0 | 0 | 0 | 0 | 0 | 0 | 0 | 0 | 0 | 0 | 0 | 0 | 0 | 0 | 0 | 0 | 0 | 0 | 0 | 0 | 0 | 0 | 0 | 0 | 0 | 0.39019 | 1.548 | 1.548 | 1.548 | 0 | 0 | 0 | 0 | 0 | 0 | 0 | 0 | 0 | 0 | 0 | 0 | 0 | 0 | 0 | 0 | 0 | 0 | 0 | 0 | 0 | 0 | 0 | 0 | 0 | 0 | 0.23781 | 0.89624 | 0.85777 | 0.82902 | 0 | 0 | 0 | 0 | 0 | 0 | 0 | 0 | 0 | 0 | 0 | 0 | 0 | 0 | 0 | 0 | 0 | 0 | 0 | 0 | 0 | 0 | 0 | 0 | 0 | 0 | 0 | 0 | 0 | 0 | 0 | 0 | 0 | 0 | 0 | 0 | 0 | 0 | 0 | 0 | 0 | 0 | 0 | 0 | 0 | 0 | 0 | 0 | 0 | 0 | 0 | 0 | 0 | 0 | 0 | 0 | 0 | 0 | 0 | 0 | 0 | 0 | 0 | 0 | 0 | 0 | 0 | 0 | 0 | 0 | 0 | 0 | 0 | 0 | 0 | 0 | 0 | 0 | 0 | 0 | 0 | 0 | 0 | 0 | 0 | 0
7 | std 7 | 7 | 2005 T-20 - Large Packaged Commercial Air-Conditioners, Tier 2 | 0 | 0 | 0 | 0 | 0 | 0 | 0 | 0 | 0 | 0 | 0 | 0 | 0 | 0 | 0 | 0 | 0 | 0 | 0 | 0 | 0 | 0 | 0 | 0 | 0 | 0 | 0 | 0 | 0 | 0 | 0 | 0 | 0 | 0 | 0 | 0 | 0 | 0 | 0 | 0 | 0 | 0 | 0 | 0 | 0 | 0 | 0 | 0 | 0 | 0 | 0 | 0 | 0 | 0 | 0 | 0 | 0 | 0 | 0 | 0 | 0 | 0 | 0 | 0 | 0 | 0 | 0 | 0 | 0 | 0 | 0 | 0 | 0 | 0 | 0 | 0 | 0 | 0 | 0 | 0 | 0 | 0 | 0 | 0 | 0 | 0 | 0 | 0 | 0 | 0 | 0 | 0 | 0 | 0 | 0 | 0 | 0 | 0 | 0 | 0 | 0 | 0 | 0 | 0 | 0 | 0 | 0 | 0 | 0 | 0 | 0 | 0 | 0 | 0 | 0 | 0 | 0 | 0 | 0 | 0 | 0 | 0 | 0 | 0 | 0 | 0 | 0 | 0 | 0 | 0 | 0 | 0 | 0 | 0 | 0 | 0 | 0 | 0 | 0 | 0 | 0 | 0 | 0 | 0 | 0 | 0 | 0 | 0 | 0 | 0 | 0 | 0 | 0 | 0 | 0 | 0 | 0 | 0 | 0 | 0 | 0 | 0 | 0 | 0 | 0 | 0 | 0 | 0 | 0 | 0 | 0 | 0 | 0 | 0 | 0 | 0 | 0 | 0 | 0 | 0
8 | std 8 | 8 | 2005 T-20 - Residential Pool Pumps, High Eff Motor, Tier 1 | 10.8939 | 10.8939 | 10.8939 | 10.8939 | 10.8939 | 10.8939 | 10.8939 | 10.8939 | 10.8939 | 10.8939 | 10.8939 | 10.8939 | 10.8939 | 10.8939 | 10.8939 | 10.8939 | 10.8939 | 10.8939 | 10.8939 | 10.8939 | 10.8939 | 10.8939 | 10.8939 | 10.8939 | 10.8939 | 10.8939 | 10.8939 | 10.8939 | 10.8939 | 10.8939 | 7.8246 | 7.7506 | 7.6748 | 7.5973 | 7.5172 | 7.4353 | 7.3517 | 7.2656 | 7.1776 | 7.088 | 6.9948 | 6.9211 | 6.8457 | 6.7676 | 6.687 | 6.6046 | 6.5196 | 6.432 | 6.3418 | 6.2499 | 6.1545 | 6.0583 | 5.9585 | 5.8571 | 5.753 | 5.6472 | 5.5388 | 5.4278 | 5.3151 | 5.2006 | 2.0867 | 2.0867 | 2.0867 | 2.0867 | 2.0867 | 2.0867 | 2.0867 | 2.0867 | 2.0867 | 2.0867 | 2.0867 | 2.0867 | 2.0867 | 2.0867 | 2.0867 | 2.0867 | 2.0867 | 2.0867 | 2.0867 | 2.0867 | 2.0867 | 2.0867 | 2.0867 | 2.0867 | 2.0867 | 2.0867 | 2.0867 | 2.0867 | 2.0867 | 2.0867 | 1.4988 | 1.4846 | 1.4701 | 1.4553 | 1.4399 | 1.4242 | 1.4082 | 1.3917 | 1.3749 | 1.3577 | 1.3399 | 1.3257 | 1.3113 | 1.2963 | 1.2809 | 1.2651 | 1.2488 | 1.2321 | 1.2148 | 1.1972 | 1.1789 | 1.1605 | 1.1414 | 1.1219 | 1.102 | 1.0817 | 1.061 | 1.0397 | 1.0181 | 0.99617 | 0 | 0 | 0 | 0 | 0 | 0 | 0 | 0 | 0 | 0 | 0 | 0 | 0 | 0 | 0 | 0 | 0 | 0 | 0 | 0 | 0 | 0 | 0 | 0 | 0 | 0 | 0 | 0 | 0 | 0 | 0 | 0 | 0 | 0 | 0 | 0 | 0 | 0 | 0 | 0 | 0 | 0 | 0 | 0 | 0 | 0 | 0 | 0 | 0 | 0 | 0 | 0 | 0 | 0 | 0 | 0 | 0 | 0 | 0 | 0
9 | std 9 | 9 | 2006 T-20 - Residential Pool Pumps, 2-speed Motors, Tier 2 | 0 | 0 | 0 | 0 | 91.4227 | 91.4227 | 91.4227 | 91.4227 | 91.4227 | 91.4227 | 91.4227 | 91.4227 | 91.4227 | 91.4227 | 91.4227 | 91.4227 | 91.4227 | 91.4227 | 91.4227 | 91.4227 | 91.4227 | 91.4227 | 91.4227 | 91.4227 | 91.4227 | 91.4227 | 91.4227 | 91.4227 | 91.4227 | 91.4227 | 0 | 0 | 0 | 0 | 66.8473 | 66.4899 | 66.1685 | 65.8761 | 65.6198 | 65.3851 | 65.1866 | 65.0024 | 64.8472 | 64.7461 | 64.6595 | 64.5873 | 64.5295 | 64.4862 | 64.4428 | 64.414 | 64.3851 | 64.3634 | 64.3418 | 64.3273 | 64.3201 | 64.3057 | 64.2984 | 64.2912 | 64.284 | 64.284 | 0 | 0 | 0 | 0 | 6.6409 | 6.6409 | 6.6409 | 6.6409 | 6.6409 | 6.6409 | 6.6409 | 6.6409 | 6.6409 | 6.6409 | 6.6409 | 6.6409 | 6.6409 | 6.6409 | 6.6409 | 6.6409 | 6.6409 | 6.6409 | 6.6409 | 6.6409 | 6.6409 | 6.6409 | 6.6409 | 6.6409 | 6.6409 | 6.6409 | 0 | 0 | 0 | 0 | 4.8557 | 4.8298 | 4.8064 | 4.7852 | 4.7666 | 4.7495 | 4.7351 | 4.7217 | 4.7104 | 4.7031 | 4.6968 | 4.6916 | 4.6874 | 4.6842 | 4.6811 | 4.679 | 4.6769 | 4.6753 | 4.6737 | 4.6727 | 4.6722 | 4.6711 | 4.6706 | 4.6701 | 4.6695 | 4.6695 | 0 | 0 | 0 | 0 | 0 | 0 | 0 | 0 | 0 | 0 | 0 | 0 | 0 | 0 | 0 | 0 | 0 | 0 | 0 | 0 | 0 | 0 | 0 | 0 | 0 | 0 | 0 | 0 | 0 | 0 | 0 | 0 | 0 | 0 | 0 | 0 | 0 | 0 | 0 | 0 | 0 | 0 | 0 | 0 | 0 | 0 | 0 | 0 | 0 | 0 | 0 | 0 | 0 | 0 | 0 | 0 | 0 | 0 | 0 | 0
10 | std 10 | 10 | 2005 T-20 - Portable Electric Spas | 3.9879 | 3.9879 | 3.9879 | 3.9879 | 3.9879 | 3.9879 | 3.9879 | 3.9879 | 3.9879 | 3.9879 | 3.9879 | 3.9879 | 3.9879 | 3.9879 | 3.9879 | 3.9879 | 3.9879 | 3.9879 | 3.9879 | 3.9879 | 3.9879 | 3.9879 | 3.9879 | 3.9879 | 3.9879 | 3.9879 | 3.9879 | 3.9879 | 3.9879 | 3.9879 | 3.0251 | 2.7499 | 2.475 | 2.2001 | 1.9249 | 1.65 | 1.3751 | 1.0999 | 0.825 | 0.55011 | 0.27489 | 0 | 0 | 0 | 0 | 0 | 0 | 0 | 0 | 0 | 0 | 0 | 0 | 0 | 0 | 0 | 0 | 0 | 0 | 0 | 0.7516 | 0.7516 | 0.7516 | 0.7516 | 0.7516 | 0.7516 | 0.7516 | 0.7516 | 0.7516 | 0.7516 | 0.7516 | 0.7516 | 0.7516 | 0.7516 | 0.7516 | 0.7516 | 0.7516 | 0.7516 | 0.7516 | 0.7516 | 0.7516 | 0.7516 | 0.7516 | 0.7516 | 0.7516 | 0.7516 | 0.7516 | 0.7516 | 0.7516 | 0.7516 | 0.57014 | 0.51827 | 0.46646 | 0.41465 | 0.36278 | 0.31097 | 0.25917 | 0.2073 | 0.15549 | 0.10368 | 0.051808 | 0 | 0 | 0 | 0 | 0 | 0 | 0 | 0 | 0 | 0 | 0 | 0 | 0 | 0 | 0 | 0 | 0 | 0 | 0 | 0 | 0 | 0 | 0 | 0 | 0 | 0 | 0 | 0 | 0 | 0 | 0 | 0 | 0 | 0 | 0 | 0 | 0 | 0 | 0 | 0 | 0 | 0 | 0 | 0 | 0 | 0 | 0 | 0 | 0 | 0 | 0 | 0 | 0 | 0 | 0 | 0 | 0 | 0 | 0 | 0 | 0 | 0 | 0 | 0 | 0 | 0 | 0 | 0 | 0 | 0 | 0 | 0 | 0 | 0 | 0 | 0 | 0 | 0 | 0
11 | std 11a | 11 | 2005 T-20 - General Service Incandescent Lamps, Tier 1 | 0 | 0 | 0 | 0 | 0 | 0 | 0 | 0 | 0 | 0 | 0 | 0 | 0 | 0 | 0 | 0 | 0 | 0 | 0 | 0 | 0 | 0 | 0 | 0 | 0 | 0 | 0 | 0 | 0 | 0 | 0 | 0 | 0 | 0 | 0 | 0 | 0 | 0 | 0 | 0 | 0 | 0 | 0 | 0 | 0 | 0 | 0 | 0 | 0 | 0 | 0 | 0 | 0 | 0 | 0 | 0 | 0 | 0 | 0 | 0 | 0 | 0 | 0 | 0 | 0 | 0 | 0 | 0 | 0 | 0 | 0 | 0 | 0 | 0 | 0 | 0 | 0 | 0 | 0 | 0 | 0 | 0 | 0 | 0 | 0 | 0 | 0 | 0 | 0 | 0 | 0 | 0 | 0 | 0 | 0 | 0 | 0 | 0 | 0 | 0 | 0 | 0 | 0 | 0 | 0 | 0 | 0 | 0 | 0 | 0 | 0 | 0 | 0 | 0 | 0 | 0 | 0 | 0 | 0 | 0 | 0 | 0 | 0 | 0 | 0 | 0 | 0 | 0 | 0 | 0 | 0 | 0 | 0 | 0 | 0 | 0 | 0 | 0 | 0 | 0 | 0 | 0 | 0 | 0 | 0 | 0 | 0 | 0 | 0 | 0 | 0 | 0 | 0 | 0 | 0 | 0 | 0 | 0 | 0 | 0 | 0 | 0 | 0 | 0 | 0 | 0 | 0 | 0 | 0 | 0 | 0 | 0 | 0 | 0 | 0 | 0 | 0 | 0 | 0 | 0
12 | Std 11b_2010 | 12 | 2006 T-20 - General Service Incandescent Lamps, Tier 2 (2010) | 0 | 0 | 0 | 0 | 50.9433 | 0 | 0 | 0 | 0 | 0 | 0 | 0 | 0 | 0 | 0 | 0 | 0 | 0 | 0 | 0 | 0 | 0 | 0 | 0 | 0 | 0 | 0 | 0 | 0 | 0 | 0 | 0 | 0 | 0 | 35.3428 | 0 | 0 | 0 | 0 | 0 | 0 | 0 | 0 | 0 | 0 | 0 | 0 | 0 | 0 | 0 | 0 | 0 | 0 | 0 | 0 | 0 | 0 | 0 | 0 | 0 | 0 | 0 | 0 | 0 | 8.362 | 0 | 0 | 0 | 0 | 0 | 0 | 0 | 0 | 0 | 0 | 0 | 0 | 0 | 0 | 0 | 0 | 0 | 0 | 0 | 0 | 0 | 0 | 0 | 0 | 0 | 0 | 0 | 0 | 0 | 5.8012 | 0 | 0 | 0 | 0 | 0 | 0 | 0 | 0 | 0 | 0 | 0 | 0 | 0 | 0 | 0 | 0 | 0 | 0 | 0 | 0 | 0 | 0 | 0 | 0 | 0 | 0 | 0 | 0 | 0 | -0.67892 | 0 | 0 | 0 | 0 | 0 | 0 | 0 | 0 | 0 | 0 | 0 | 0 | 0 | 0 | 0 | 0 | 0 | 0 | 0 | 0 | 0 | 0 | 0 | 0 | 0 | 0 | 0 | 0 | 0 | -0.47101 | 0 | 0 | 0 | 0 | 0 | 0 | 0 | 0 | 0 | 0 | 0 | 0 | 0 | 0 | 0 | 0 | 0 | 0 | 0 | 0 | 0 | 0 | 0 | 0 | 0
13 | Std 11b_2011 | 13 | 2006 T-20 - General Service Incandescent Lamps, Tier 2 (2011) | 0 | 0 | 0 | 0 | 0 | 30.5915 | 0 | 0 | 0 | 0 | 0 | 0 | 0 | 0 | 0 | 0 | 0 | 0 | 0 | 0 | 0 | 0 | 0 | 0 | 0 | 0 | 0 | 0 | 0 | 0 | 0 | 0 | 0 | 0 | 0 | 21.1244 | 0 | 0 | 0 | 0 | 0 | 0 | 0 | 0 | 0 | 0 | 0 | 0 | 0 | 0 | 0 | 0 | 0 | 0 | 0 | 0 | 0 | 0 | 0 | 0 | 0 | 0 | 0 | 0 | 0 | 5.0327 | 0 | 0 | 0 | 0 | 0 | 0 | 0 | 0 | 0 | 0 | 0 | 0 | 0 | 0 | 0 | 0 | 0 | 0 | 0 | 0 | 0 | 0 | 0 | 0 | 0 | 0 | 0 | 0 | 0 | 3.4753 | 0 | 0 | 0 | 0 | 0 | 0 | 0 | 0 | 0 | 0 | 0 | 0 | 0 | 0 | 0 | 0 | 0 | 0 | 0 | 0 | 0 | 0 | 0 | 0 | 0 | 0 | 0 | 0 | 0 | -0.40769 | 0 | 0 | 0 | 0 | 0 | 0 | 0 | 0 | 0 | 0 | 0 | 0 | 0 | 0 | 0 | 0 | 0 | 0 | 0 | 0 | 0 | 0 | 0 | 0 | 0 | 0 | 0 | 0 | 0 | -0.28152 | 0 | 0 | 0 | 0 | 0 | 0 | 0 | 0 | 0 | 0 | 0 | 0 | 0 | 0 | 0 | 0 | 0 | 0 | 0 | 0 | 0 | 0 | 0 | 0
14 | Std 11b_2012 | 14 | 2006 T-20 - General Service Incandescent Lamps, Tier 2 (2012) | 0 | 0 | 0 | 0 | 0 | 0 | 16.0702 | 16.0702 | 16.0702 | 16.0702 | 16.0702 | 16.0702 | 16.0702 | 16.0702 | 16.0702 | 16.0702 | 16.0702 | 16.0702 | 16.0702 | 16.0702 | 16.0702 | 16.0702 | 16.0702 | 16.0702 | 16.0702 | 16.0702 | 16.0702 | 16.0702 | 16.0702 | 16.0702 | 0 | 0 | 0 | 0 | 0 | 0 | 11.0498 | 11.0049 | 10.9659 | 10.9316 | 10.9021 | 10.8761 | 10.8537 | 10.8348 | 10.8194 | 10.8064 | 10.7958 | 10.7875 | 10.7804 | 10.7745 | 10.7698 | 10.7651 | 10.7627 | 10.7592 | 10.758 | 10.7556 | 10.7545 | 10.7533 | 10.7521 | 10.7521 | 0 | 0 | 0 | 0 | 0 | 0 | 2.6438 | 2.6438 | 2.6438 | 2.6438 | 2.6438 | 2.6438 | 2.6438 | 2.6438 | 2.6438 | 2.6438 | 2.6438 | 2.6438 | 2.6438 | 2.6438 | 2.6438 | 2.6438 | 2.6438 | 2.6438 | 2.6438 | 2.6438 | 2.6438 | 2.6438 | 2.6438 | 2.6438 | 0 | 0 | 0 | 0 | 0 | 0 | 1.8178 | 1.8105 | 1.804 | 1.7984 | 1.7935 | 1.7893 | 1.7856 | 1.7825 | 1.7799 | 1.7778 | 1.7761 | 1.7747 | 1.7735 | 1.7726 | 1.7718 | 1.771 | 1.7706 | 1.77 | 1.7698 | 1.7694 | 1.7693 | 1.7691 | 1.7689 | 1.7689 | 0 | 0 | 0 | 0 | 0 | 0 | -0.21417 | -0.21417 | -0.21417 | -0.21417 | -0.21417 | -0.21417 | -0.21417 | -0.21417 | -0.21417 | -0.21417 | -0.21417 | -0.21417 | -0.21417 | -0.21417 | -0.21417 | -0.21417 | -0.21417 | -0.21417 | -0.21417 | -0.21417 | -0.21417 | -0.21417 | -0.21417 | -0.21417 | 0 | 0 | 0 | 0 | 0 | 0 | -0.14726 | -0.14666 | -0.14614 | -0.14569 | -0.14529 | -0.14495 | -0.14465 | -0.14439 | -0.14419 | -0.14402 | -0.14388 | -0.14377 | -0.14367 | -0.14359 | -0.14353 | -0.14347 | -0.14343 | -0.14339 | -0.14337 | -0.14334 | -0.14332 | -0.14331 | -0.14329 | -0.14329
15 | std 12a | 15 | 2005 T-20 - Pulse Start Metal Halide HID Luminaires, Tier 1 | 40.9991 | 40.9991 | 40.9991 | 40.9991 | 40.9991 | 40.9991 | 40.9991 | 40.9991 | 40.9991 | 40.9991 | 40.9991 | 40.9991 | 40.9991 | 40.9991 | 40.9991 | 40.9991 | 40.9991 | 40.9991 | 40.9991 | 40.9991 | 40.9991 | 40.9991 | 40.9991 | 40.9991 | 40.9991 | 40.9991 | 40.9991 | 40.9991 | 40.9991 | 40.9991 | 29.098 | 27.2477 | 25.1623 | 22.9058 | 20.5791 | 18.3012 | 16.1791 | 14.2831 | 12.6497 | 11.2698 | 10.1251 | 9.5265 | 9.0836 | 8.7598 | 8.5246 | 8.3566 | 8.2345 | 8.1489 | 8.0879 | 8.0451 | 8.0146 | 7.9932 | 7.9779 | 7.9657 | 7.9596 | 7.9535 | 7.9504 | 7.9474 | 7.9443 | 7.9443 | 8.755 | 8.755 | 8.755 | 8.755 | 8.755 | 8.755 | 8.755 | 8.755 | 8.755 | 8.755 | 8.755 | 8.755 | 8.755 | 8.755 | 8.755 | 8.755 | 8.755 | 8.755 | 8.755 | 8.755 | 8.755 | 8.755 | 8.755 | 8.755 | 8.755 | 8.755 | 8.755 | 8.755 | 8.755 | 8.755 | 6.2136 | 5.8185 | 5.3732 | 4.8913 | 4.3945 | 3.9081 | 3.4549 | 3.05 | 2.7012 | 2.4066 | 2.1621 | 2.0343 | 1.9397 | 1.8706 | 1.8204 | 1.7845 | 1.7584 | 1.7401 | 1.7271 | 1.718 | 1.7114 | 1.7069 | 1.7036 | 1.701 | 1.6997 | 1.6984 | 1.6977 | 1.6971 | 1.6964 | 1.6964 | -0.17645 | -0.17645 | -0.17645 | -0.17645 | -0.17645 | -0.17645 | -0.17645 | -0.17645 | -0.17645 | -0.17645 | -0.17645 | -0.17645 | -0.17645 | -0.17645 | -0.17645 | -0.17645 | -0.17645 | -0.17645 | -0.17645 | -0.17645 | -0.17645 | -0.17645 | -0.17645 | -0.17645 | -0.17645 | -0.17645 | -0.17645 | -0.17645 | -0.17645 | -0.17645 | -0.12523 | -0.11727 | -0.10829 | -0.098579 | -0.088566 | -0.078762 | -0.06963 | -0.06147 | -0.05444 | -0.048502 | -0.043575 | -0.040999 | -0.039093 | -0.037699 | -0.036687 | -0.035964 | -0.035438 | -0.03507 | -0.034808 | -0.034623 | -0.034492 | -0.0344 | -0.034334 | -0.034282 | -0.034255 | -0.034229 | -0.034216 | -0.034203 | -0.03419 | -0.03419
16 | std 12b | 16 | 2005 T-20 - Pulse Start Metal Halide HID Luminaires, Tier 2 | 0 | 0 | 8.7659 | 16.89 | 16.89 | 16.89 | 16.89 | 16.89 | 16.89 | 16.89 | 16.89 | 16.89 | 16.89 | 16.89 | 16.89 | 16.89 | 16.89 | 16.89 | 16.89 | 16.89 | 16.89 | 16.89 | 16.89 | 16.89 | 16.89 | 16.89 | 16.89 | 16.89 | 16.89 | 16.89 | 0 | 0 | 5.7462 | 9.2906 | 8.3806 | 7.4908 | 6.6652 | 5.9326 | 5.3083 | 4.7884 | 4.3654 | 4.0216 | 3.7421 | 3.6087 | 3.5118 | 3.4426 | 3.3923 | 3.357 | 3.3319 | 3.3143 | 3.3017 | 3.2929 | 3.2866 | 3.2815 | 3.279 | 3.2765 | 3.2753 | 3.274 | 3.2727 | 3.2727 | 0 | 0 | 1.8773 | 3.6171 | 3.6171 | 3.6171 | 3.6171 | 3.6171 | 3.6171 | 3.6171 | 3.6171 | 3.6171 | 3.6171 | 3.6171 | 3.6171 | 3.6171 | 3.6171 | 3.6171 | 3.6171 | 3.6171 | 3.6171 | 3.6171 | 3.6171 | 3.6171 | 3.6171 | 3.6171 | 3.6171 | 3.6171 | 3.6171 | 3.6171 | 0 | 0 | 1.2306 | 1.9896 | 1.7947 | 1.6042 | 1.4274 | 1.2705 | 1.1368 | 1.0255 | 0.93486 | 0.86125 | 0.80138 | 0.77282 | 0.75207 | 0.73725 | 0.72647 | 0.71892 | 0.71353 | 0.70976 | 0.70707 | 0.70518 | 0.70383 | 0.70276 | 0.70222 | 0.70168 | 0.70141 | 0.70114 | 0.70087 | 0.70087 | 0 | 0 | -0.037726 | -0.072689 | -0.072689 | -0.072689 | -0.072689 | -0.072689 | -0.072689 | -0.072689 | -0.072689 | -0.072689 | -0.072689 | -0.072689 | -0.072689 | -0.072689 | -0.072689 | -0.072689 | -0.072689 | -0.072689 | -0.072689 | -0.072689 | -0.072689 | -0.072689 | -0.072689 | -0.072689 | -0.072689 | -0.072689 | -0.072689 | -0.072689 | 0 | 0 | -0.02473 | -0.039984 | -0.036068 | -0.032238 | -0.028685 | -0.025532 | -0.022845 | -0.020608 | -0.018787 | -0.017308 | -0.016105 | -0.015531 | -0.015114 | -0.014816 | -0.014599 | -0.014448 | -0.014339 | -0.014263 | -0.014209 | -0.014171 | -0.014144 | -0.014123 | -0.014112 | -0.014101 | -0.014096 | -0.01409 | -0.014085 | -0.014085
17 | std 13 | 17 | 2005 T-20 - Modular Furniture Task Lighting Fixtures | 0 | 0 | 1.3541 | 1.3541 | 1.3541 | 1.3541 | 1.3541 | 1.3541 | 1.3541 | 1.3541 | 1.3541 | 1.3541 | 1.3541 | 1.3541 | 1.3541 | 1.3541 | 1.3541 | 1.3541 | 1.3541 | 1.3541 | 1.3541 | 1.3541 | 1.3541 | 1.3541 | 1.3541 | 1.3541 | 1.3541 | 1.3541 | 1.3541 | 1.3541 | 0 | 0 | 0.23721 | 0.19291 | 0.15946 | 0.13451 | 0.11616 | 0.10261 | 0.092872 | 0.085704 | 0.080549 | 0.076736 | 0.074042 | 0.07214 | 0.070686 | 0.06968 | 0.069009 | 0.068449 | 0.068114 | 0.067778 | 0.067555 | 0.067443 | 0.067331 | 0.067331 | 0.067219 | 0.067219 | 0.067219 | 0.067107 | 0.067107 | 0.067107 | 0 | 0 | 0.27109 | 0.27109 | 0.27109 | 0.27109 | 0.27109 | 0.27109 | 0.27109 | 0.27109 | 0.27109 | 0.27109 | 0.27109 | 0.27109 | 0.27109 | 0.27109 | 0.27109 | 0.27109 | 0.27109 | 0.27109 | 0.27109 | 0.27109 | 0.27109 | 0.27109 | 0.27109 | 0.27109 | 0.27109 | 0.27109 | 0.27109 | 0.27109 | 0 | 0 | 0.047492 | 0.038622 | 0.031925 | 0.02693 | 0.023255 | 0.020544 | 0.018594 | 0.017158 | 0.016126 | 0.015363 | 0.014824 | 0.014443 | 0.014152 | 0.01395 | 0.013816 | 0.013704 | 0.013637 | 0.01357 | 0.013525 | 0.013502 | 0.01348 | 0.01348 | 0.013458 | 0.013458 | 0.013458 | 0.013435 | 0.013435 | 0.013435 | 0 | 0 | -0.0057327 | -0.0057327 | -0.0057327 | -0.0057327 | -0.0057327 | -0.0057327 | -0.0057327 | -0.0057327 | -0.0057327 | -0.0057327 | -0.0057327 | -0.0057327 | -0.0057327 | -0.0057327 | -0.0057327 | -0.0057327 | -0.0057327 | -0.0057327 | -0.0057327 | -0.0057327 | -0.0057327 | -0.0057327 | -0.0057327 | -0.0057327 | -0.0057327 | -0.0057327 | -0.0057327 | -0.0057327 | 0 | 0 | -0.0010043 | -0.00081673 | -0.00067511 | -0.00056947 | -0.00049177 | -0.00043443 | -0.00039319 | -0.00036284 | -0.00034102 | -0.00032488 | -0.00031347 | -0.00030542 | -0.00029926 | -0.000295 | -0.00029216 | -0.00028979 | -0.00028837 | -0.00028695 | -0.00028601 | -0.00028553 | -0.00028506 | -0.00028506 | -0.00028458 | -0.00028458 | -0.00028458 | -0.00028411 | -0.00028411 | -0.00028411
18 | std 14 | 18 | 2005 T-20 - Hot Food Holding Cabinets | 1.4958 | 1.4958 | 1.4958 | 1.4958 | 1.4958 | 1.4958 | 1.4958 | 1.4958 | 1.4958 | 1.4958 | 1.4958 | 1.4958 | 1.4958 | 1.4958 | 1.4958 | 1.4958 | 1.4958 | 1.4958 | 1.4958 | 1.4958 | 1.4958 | 1.4958 | 1.4958 | 1.4958 | 1.4958 | 1.4958 | 1.4958 | 1.4958 | 1.4958 | 1.4958 | 0.94605 | 0.84317 | 0.72467 | 0.60191 | 0.48778 | 0.39177 | 0.31729 | 0.26245 | 0.22324 | 0.19528 | 0.17495 | 0.16655 | 0.1613 | 0.15803 | 0.15606 | 0.15486 | 0.1541 | 0.15366 | 0.15333 | 0.15322 | 0.15311 | 0.153 | 0.153 | 0.15289 | 0.15289 | 0.15289 | 0.15289 | 0.15289 | 0.15289 | 0.15289 | 0.2628 | 0.2628 | 0.2628 | 0.2628 | 0.2628 | 0.2628 | 0.2628 | 0.2628 | 0.2628 | 0.2628 | 0.2628 | 0.2628 | 0.2628 | 0.2628 | 0.2628 | 0.2628 | 0.2628 | 0.2628 | 0.2628 | 0.2628 | 0.2628 | 0.2628 | 0.2628 | 0.2628 | 0.2628 | 0.2628 | 0.2628 | 0.2628 | 0.2628 | 0.2628 | 0.16621 | 0.14813 | 0.12732 | 0.10575 | 0.085697 | 0.06883 | 0.055743 | 0.04611 | 0.039221 | 0.034307 | 0.030737 | 0.02926 | 0.028339 | 0.027763 | 0.027418 | 0.027207 | 0.027073 | 0.026996 | 0.026938 | 0.026919 | 0.0269 | 0.026881 | 0.026881 | 0.026862 | 0.026862 | 0.026862 | 0.026862 | 0.026862 | 0.026862 | 0.026862 | -0.033994 | -0.033994 | -0.033994 | -0.033994 | -0.033994 | -0.033994 | -0.033994 | -0.033994 | -0.033994 | -0.033994 | -0.033994 | -0.033994 | -0.033994 | -0.033994 | -0.033994 | -0.033994 | -0.033994 | -0.033994 | -0.033994 | -0.033994 | -0.033994 | -0.033994 | -0.033994 | -0.033994 | -0.033994 | -0.033994 | -0.033994 | -0.033994 | -0.033994 | -0.033994 | -0.0215 | -0.019162 | -0.016469 | -0.013679 | -0.011085 | -0.0089036 | -0.0072107 | -0.0059646 | -0.0050734 | -0.0044379 | -0.0039761 | -0.003785 | -0.0036658 | -0.0035914 | -0.0035467 | -0.0035194 | -0.003502 | -0.0034921 | -0.0034847 | -0.0034822 | -0.0034797 | -0.0034772 | -0.0034772 | -0.0034747 | -0.0034747 | -0.0034747 | -0.0034747 | -0.0034747 | -0.0034747 | -0.0034747
19 | std 15 | 19 | 2005 T-20 - External Power Supplies, Tier 1 | 0 | 34.1645 | 34.1645 | 34.1645 | 34.1645 | 34.1645 | 34.1645 | 34.1645 | 34.1645 | 34.1645 | 3.7338 | 0 | 0 | 0 | 0 | 0 | 0 | 0 | 0 | 0 | 0 | 0 | 0 | 0 | 0 | 0 | 0 | 0 | 0 | 0 | 0 | 13.4718 | 12.1449 | 10.9147 | 9.848 | 8.9727 | 8.2905 | 7.7759 | 7.3993 | 7.1292 | 0.75825 | 0 | 0 | 0 | 0 | 0 | 0 | 0 | 0 | 0 | 0 | 0 | 0 | 0 | 0 | 0 | 0 | 0 | 0 | 0 | 0 | 4.8788 | 4.8788 | 4.8788 | 4.8788 | 4.8788 | 4.8788 | 4.8788 | 4.8788 | 4.8788 | 0.5332 | 0 | 0 | 0 | 0 | 0 | 0 | 0 | 0 | 0 | 0 | 0 | 0 | 0 | 0 | 0 | 0 | 0 | 0 | 0 | 0 | 1.9238 | 1.7343 | 1.5586 | 1.4063 | 1.2813 | 1.1839 | 1.1104 | 1.0566 | 1.0181 | 0.10828 | 0 | 0 | 0 | 0 | 0 | 0 | 0 | 0 | 0 | 0 | 0 | 0 | 0 | 0 | 0 | 0 | 0 | 0 | 0 | 0 | -0.77643 | -0.77643 | -0.77643 | -0.77643 | -0.77643 | -0.77643 | -0.77643 | -0.77643 | -0.77643 | -0.084856 | 0 | 0 | 0 | 0 | 0 | 0 | 0 | 0 | 0 | 0 | 0 | 0 | 0 | 0 | 0 | 0 | 0 | 0 | 0 | 0 | -0.30616 | -0.27601 | -0.24805 | -0.22381 | -0.20392 | -0.18841 | -0.17672 | -0.16816 | -0.16202 | -0.017232 | 0 | 0 | 0 | 0 | 0 | 0 | 0 | 0 | 0 | 0 | 0 | 0 | 0 | 0 | 0 | 0 | 0 | 0 | 0
20 | std 16 | 20 | 2005 T-20 - External Power Supplies, Tier 2 | 0 | 0 | 3.0575 | 6.0984 | 6.0984 | 6.0984 | 6.0984 | 6.0984 | 6.0984 | 6.0984 | 0.66649 | 0 | 0 | 0 | 0 | 0 | 0 | 0 | 0 | 0 | 0 | 0 | 0 | 0 | 0 | 0 | 0 | 0 | 0 | 0 | 0 | 0 | 1.4516 | 2.7408 | 2.5898 | 2.4533 | 2.3375 | 2.2456 | 2.1753 | 2.1239 | 0.22812 | 0 | 0 | 0 | 0 | 0 | 0 | 0 | 0 | 0 | 0 | 0 | 0 | 0 | 0 | 0 | 0 | 0 | 0 | 0 | 0 | 0 | 0.43397 | 0.86558 | 0.86558 | 0.86558 | 0.86558 | 0.86558 | 0.86558 | 0.86558 | 0.094598 | 0 | 0 | 0 | 0 | 0 | 0 | 0 | 0 | 0 | 0 | 0 | 0 | 0 | 0 | 0 | 0 | 0 | 0 | 0 | 0 | 0 | 0.20604 | 0.38902 | 0.36759 | 0.34821 | 0.33177 | 0.31874 | 0.30875 | 0.30145 | 0.032378 | 0 | 0 | 0 | 0 | 0 | 0 | 0 | 0 | 0 | 0 | 0 | 0 | 0 | 0 | 0 | 0 | 0 | 0 | 0 | 0 | 0 | -0.069487 | -0.13859 | -0.13859 | -0.13859 | -0.13859 | -0.13859 | -0.13859 | -0.13859 | -0.015147 | 0 | 0 | 0 | 0 | 0 | 0 | 0 | 0 | 0 | 0 | 0 | 0 | 0 | 0 | 0 | 0 | 0 | 0 | 0 | 0 | 0 | -0.03299 | -0.062288 | -0.058857 | -0.055754 | -0.053123 | -0.051035 | -0.049436 | -0.048268 | -0.0051843 | 0 | 0 | 0 | 0 | 0 | 0 | 0 | 0 | 0 | 0 | 0 | 0 | 0 | 0 | 0 | 0 | 0 | 0 | 0
21 | std 17 | 21 | 2005 T-20 - Consumer Electronics - Audio Players | 0 | 16.1852 | 16.1852 | 16.1852 | 16.1852 | 16.1852 | 16.1852 | 16.1852 | 16.1852 | 16.1852 | 16.1852 | 16.1852 | 16.1852 | 16.1852 | 16.1852 | 16.1852 | 16.1852 | 16.1852 | 16.1852 | 16.1852 | 16.1852 | 16.1852 | 16.1852 | 16.1852 | 16.1852 | 16.1852 | 16.1852 | 16.1852 | 16.1852 | 16.1852 | 0 | 5.9075 | 4.9205 | 4.1773 | 3.6475 | 3.2891 | 3.0519 | 2.899 | 2.8015 | 2.7396 | 2.7001 | 2.6763 | 2.6605 | 2.6513 | 2.646 | 2.6421 | 2.6394 | 2.6381 | 2.6368 | 2.6368 | 2.6355 | 2.6355 | 2.6355 | 2.6355 | 2.6355 | 2.6355 | 2.6355 | 2.6355 | 2.6355 | 2.6355 | 0 | 2.3335 | 2.3335 | 2.3335 | 2.3335 | 2.3335 | 2.3335 | 2.3335 | 2.3335 | 2.3335 | 2.3335 | 2.3335 | 2.3335 | 2.3335 | 2.3335 | 2.3335 | 2.3335 | 2.3335 | 2.3335 | 2.3335 | 2.3335 | 2.3335 | 2.3335 | 2.3335 | 2.3335 | 2.3335 | 2.3335 | 2.3335 | 2.3335 | 2.3335 | 0 | 0.85169 | 0.7094 | 0.60225 | 0.52587 | 0.4742 | 0.44 | 0.41796 | 0.4039 | 0.39497 | 0.38927 | 0.38585 | 0.38358 | 0.38225 | 0.38149 | 0.38092 | 0.38054 | 0.38035 | 0.38016 | 0.38016 | 0.37997 | 0.37997 | 0.37997 | 0.37997 | 0.37997 | 0.37997 | 0.37997 | 0.37997 | 0.37997 | 0.37997 | 0 | -0.37137 | -0.37137 | -0.37137 | -0.37137 | -0.37137 | -0.37137 | -0.37137 | -0.37137 | -0.37137 | -0.37137 | -0.37137 | -0.37137 | -0.37137 | -0.37137 | -0.37137 | -0.37137 | -0.37137 | -0.37137 | -0.37137 | -0.37137 | -0.37137 | -0.37137 | -0.37137 | -0.37137 | -0.37137 | -0.37137 | -0.37137 | -0.37137 | -0.37137 | 0 | -0.13555 | -0.1129 | -0.095847 | -0.083692 | -0.075468 | -0.070025 | -0.066518 | -0.064281 | -0.06286 | -0.061953 | -0.061408 | -0.061046 | -0.060834 | -0.060713 | -0.060622 | -0.060562 | -0.060532 | -0.060501 | -0.060501 | -0.060471 | -0.060471 | -0.060471 | -0.060471 | -0.060471 | -0.060471 | -0.060471 | -0.060471 | -0.060471 | -0.060471
22 | std 18a | 22 | 2005 T-20 - Consumer Electronics - TVs | 19.609 | 19.609 | 19.609 | 19.609 | 19.609 | 0 | 0 | 0 | 0 | 0 | 0 | 0 | 0 | 0 | 0 | 0 | 0 | 0 | 0 | 0 | 0 | 0 | 0 | 0 | 0 | 0 | 0 | 0 | 0 | 0 | 5.907 | 4.5325 | 3.5857 | 2.9791 | 2.6071 | 0 | 0 | 0 | 0 | 0 | 0 | 0 | 0 | 0 | 0 | 0 | 0 | 0 | 0 | 0 | 0 | 0 | 0 | 0 | 0 | 0 | 0 | 0 | 0 | 0 | 2.8455 | 2.8455 | 2.8455 | 2.8455 | 2.8455 | 0 | 0 | 0 | 0 | 0 | 0 | 0 | 0 | 0 | 0 | 0 | 0 | 0 | 0 | 0 | 0 | 0 | 0 | 0 | 0 | 0 | 0 | 0 | 0 | 0 | 0.85719 | 0.65772 | 0.52034 | 0.4323 | 0.37832 | 0 | 0 | 0 | 0 | 0 | 0 | 0 | 0 | 0 | 0 | 0 | 0 | 0 | 0 | 0 | 0 | 0 | 0 | 0 | 0 | 0 | 0 | 0 | 0 | 0 | -0.44992 | -0.44992 | -0.44992 | -0.44992 | -0.44992 | 0 | 0 | 0 | 0 | 0 | 0 | 0 | 0 | 0 | 0 | 0 | 0 | 0 | 0 | 0 | 0 | 0 | 0 | 0 | 0 | 0 | 0 | 0 | 0 | 0 | -0.13554 | -0.104 | -0.082274 | -0.068354 | -0.059819 | 0 | 0 | 0 | 0 | 0 | 0 | 0 | 0 | 0 | 0 | 0 | 0 | 0 | 0 | 0 | 0 | 0 | 0 | 0 | 0 | 0 | 0 | 0 | 0 | 0
23 | std 18b | 23 | 2005 T-20 - Consumer Electronics - DVDs | 1.1992 | 1.1992 | 1.1992 | 1.1992 | 1.1992 | 1.1992 | 1.1992 | 1.1992 | 1.1992 | 1.1992 | 1.1992 | 1.1992 | 1.1992 | 1.1992 | 1.1992 | 1.1992 | 1.1992 | 1.1992 | 1.1992 | 1.1992 | 1.1992 | 1.1992 | 1.1992 | 1.1992 | 1.1992 | 1.1992 | 1.1992 | 1.1992 | 1.1992 | 1.1992 | 0.52598 | 0.47716 | 0.43556 | 0.40061 | 0.37142 | 0.3474 | 0.32758 | 0.31147 | 0.29828 | 0.28764 | 0.27905 | 0.27212 | 0.26655 | 0.26206 | 0.25845 | 0.25562 | 0.25327 | 0.25142 | 0.24995 | 0.24878 | 0.24781 | 0.24712 | 0.24644 | 0.24605 | 0.24566 | 0.24527 | 0.24507 | 0.24488 | 0.24468 | 0.24458 | 0.16769 | 0.16769 | 0.16769 | 0.16769 | 0.16769 | 0.16769 | 0.16769 | 0.16769 | 0.16769 | 0.16769 | 0.16769 | 0.16769 | 0.16769 | 0.16769 | 0.16769 | 0.16769 | 0.16769 | 0.16769 | 0.16769 | 0.16769 | 0.16769 | 0.16769 | 0.16769 | 0.16769 | 0.16769 | 0.16769 | 0.16769 | 0.16769 | 0.16769 | 0.16769 | 0.073548 | 0.066721 | 0.060905 | 0.056017 | 0.051935 | 0.048577 | 0.045805 | 0.043552 | 0.041709 | 0.040221 | 0.03902 | 0.03805 | 0.037272 | 0.036644 | 0.036139 | 0.035743 | 0.035415 | 0.035156 | 0.034951 | 0.034787 | 0.034651 | 0.034555 | 0.03446 | 0.034405 | 0.03435 | 0.034296 | 0.034268 | 0.034241 | 0.034214 | 0.0342 | -0.027516 | -0.027516 | -0.027516 | -0.027516 | -0.027516 | -0.027516 | -0.027516 | -0.027516 | -0.027516 | -0.027516 | -0.027516 | -0.027516 | -0.027516 | -0.027516 | -0.027516 | -0.027516 | -0.027516 | -0.027516 | -0.027516 | -0.027516 | -0.027516 | -0.027516 | -0.027516 | -0.027516 | -0.027516 | -0.027516 | -0.027516 | -0.027516 | -0.027516 | -0.027516 | -0.012068 | -0.010948 | -0.0099939 | -0.0091919 | -0.0085221 | -0.0079709 | -0.0075162 | -0.0071465 | -0.0068441 | -0.0065999 | -0.0064027 | -0.0062437 | -0.006116 | -0.0060129 | -0.00593 | -0.0058651 | -0.0058113 | -0.0057687 | -0.0057351 | -0.0057083 | -0.0056859 | -0.0056702 | -0.0056545 | -0.0056455 | -0.0056366 | -0.0056276 | -0.0056231 | -0.0056186 | -0.0056142 | -0.0056119
24 | std 19 | 24 | 2005 T-20 - Water Dispensers | 1.3948 | 1.3948 | 1.3948 | 1.3948 | 1.3948 | 1.3948 | 1.3948 | 1.3948 | 1.3948 | 1.3948 | 1.3948 | 1.3948 | 1.3948 | 1.3948 | 1.3948 | 1.3948 | 1.3948 | 1.3948 | 1.3948 | 1.3948 | 1.3948 | 1.3948 | 1.3948 | 1.3948 | 1.3948 | 1.3948 | 1.3948 | 1.3948 | 1.3948 | 1.3948 | 0.79913 | 0.72928 | 0.66452 | 0.60853 | 0.56251 | 0.52658 | 0.49953 | 0.47968 | 0.46549 | 0.45529 | 0.4483 | 0.44331 | 0.43998 | 0.43754 | 0.43599 | 0.43488 | 0.43411 | 0.43355 | 0.43322 | 0.433 | 0.43278 | 0.43267 | 0.43267 | 0.43255 | 0.43255 | 0.43244 | 0.43244 | 0.43244 | 0.43244 | 0.43244 | 0.20566 | 0.20566 | 0.20566 | 0.20566 | 0.20566 | 0.20566 | 0.20566 | 0.20566 | 0.20566 | 0.20566 | 0.20566 | 0.20566 | 0.20566 | 0.20566 | 0.20566 | 0.20566 | 0.20566 | 0.20566 | 0.20566 | 0.20566 | 0.20566 | 0.20566 | 0.20566 | 0.20566 | 0.20566 | 0.20566 | 0.20566 | 0.20566 | 0.20566 | 0.20566 | 0.11784 | 0.10753 | 0.097986 | 0.089729 | 0.082944 | 0.077647 | 0.073657 | 0.070731 | 0.068638 | 0.067133 | 0.066103 | 0.065368 | 0.064877 | 0.064517 | 0.064289 | 0.064125 | 0.064011 | 0.063929 | 0.06388 | 0.063847 | 0.063814 | 0.063798 | 0.063798 | 0.063782 | 0.063782 | 0.063765 | 0.063765 | 0.063765 | 0.063765 | 0.063765 | -0.016235 | -0.016235 | -0.016235 | -0.016235 | -0.016235 | -0.016235 | -0.016235 | -0.016235 | -0.016235 | -0.016235 | -0.016235 | -0.016235 | -0.016235 | -0.016235 | -0.016235 | -0.016235 | -0.016235 | -0.016235 | -0.016235 | -0.016235 | -0.016235 | -0.016235 | -0.016235 | -0.016235 | -0.016235 | -0.016235 | -0.016235 | -0.016235 | -0.016235 | -0.016235 | -0.0093022 | -0.008489 | -0.0077352 | -0.0070834 | -0.0065478 | -0.0061296 | -0.0058147 | -0.0055836 | -0.0054184 | -0.0052997 | -0.0052183 | -0.0051603 | -0.0051215 | -0.0050931 | -0.0050751 | -0.0050622 | -0.0050531 | -0.0050467 | -0.0050428 | -0.0050402 | -0.0050376 | -0.0050364 | -0.0050364 | -0.0050351 | -0.0050351 | -0.0050338 | -0.0050338 | -0.0050338 | -0.0050338 | -0.0050338
25 | std 20 | 25 | 2005 T-20 - Unit Heaters and Duct Furnaces | 0 | 0 | 0 | 0 | 0 | 0 | 0 | 0 | 0 | 0 | 0 | 0 | 0 | 0 | 0 | 0 | 0 | 0 | 0 | 0 | 0 | 0 | 0 | 0 | 0 | 0 | 0 | 0 | 0 | 0 | 0 | 0 | 0 | 0 | 0 | 0 | 0 | 0 | 0 | 0 | 0 | 0 | 0 | 0 | 0 | 0 | 0 | 0 | 0 | 0 | 0 | 0 | 0 | 0 | 0 | 0 | 0 | 0 | 0 | 0 | 0 | 0 | 0 | 0 | 0 | 0 | 0 | 0 | 0 | 0 | 0 | 0 | 0 | 0 | 0 | 0 | 0 | 0 | 0 | 0 | 0 | 0 | 0 | 0 | 0 | 0 | 0 | 0 | 0 | 0 | 0 | 0 | 0 | 0 | 0 | 0 | 0 | 0 | 0 | 0 | 0 | 0 | 0 | 0 | 0 | 0 | 0 | 0 | 0 | 0 | 0 | 0 | 0 | 0 | 0 | 0 | 0 | 0 | 0 | 0 | 0.22733 | 0.90189 | 0.90189 | 0.90189 | 0.90189 | 0.90189 | 0.90189 | 0.90189 | 0.90189 | 0.90189 | 0.90189 | 0.90189 | 0.90189 | 0.90189 | 0.90189 | 0.90189 | 0.90189 | 0.90189 | 0.90189 | 0.90189 | 0.90189 | 0.90189 | 0.90189 | 0.90189 | 0.90189 | 0.90189 | 0.90189 | 0.90189 | 0.90189 | 0.90189 | 0.12316 | 0.48559 | 0.48283 | 0.48027 | 0.47791 | 0.47567 | 0.47364 | 0.4718 | 0.47009 | 0.46852 | 0.46708 | 0.46576 | 0.46458 | 0.46346 | 0.46248 | 0.46163 | 0.46077 | 0.46005 | 0.45933 | 0.45874 | 0.45821 | 0.45769 | 0.45723 | 0.45683 | 0.45644 | 0.45611 | 0.45578 | 0.45552 | 0.45526 | 0.45506
26 | std 21 | 26 | 2005 T-20 - Commercial Dishwasher Pre-Rinse Spray Valves | 0 | 0 | 0 | 0 | 0 | 0 | 0 | 0 | 0 | 0 | 0 | 0 | 0 | 0 | 0 | 0 | 0 | 0 | 0 | 0 | 0 | 0 | 0 | 0 | 0 | 0 | 0 | 0 | 0 | 0 | 0 | 0 | 0 | 0 | 0 | 0 | 0 | 0 | 0 | 0 | 0 | 0 | 0 | 0 | 0 | 0 | 0 | 0 | 0 | 0 | 0 | 0 | 0 | 0 | 0 | 0 | 0 | 0 | 0 | 0 | 0 | 0 | 0 | 0 | 0 | 0 | 0 | 0 | 0 | 0 | 0 | 0 | 0 | 0 | 0 | 0 | 0 | 0 | 0 | 0 | 0 | 0 | 0 | 0 | 0 | 0 | 0 | 0 | 0 | 0 | 0 | 0 | 0 | 0 | 0 | 0 | 0 | 0 | 0 | 0 | 0 | 0 | 0 | 0 | 0 | 0 | 0 | 0 | 0 | 0 | 0 | 0 | 0 | 0 | 0 | 0 | 0 | 0 | 0 | 0 | 0 | 0 | 0 | 0 | 0 | 0 | 0 | 0 | 0 | 0 | 0 | 0 | 0 | 0 | 0 | 0 | 0 | 0 | 0 | 0 | 0 | 0 | 0 | 0 | 0 | 0 | 0 | 0 | 0 | 0 | 0 | 0 | 0 | 0 | 0 | 0 | 0 | 0 | 0 | 0 | 0 | 0 | 0 | 0 | 0 | 0 | 0 | 0 | 0 | 0 | 0 | 0 | 0 | 0 | 0 | 0 | 0 | 0 | 0 | 0
27 | std 22a | 27 | 2006 T-20 - BR, ER and R20 Incandescent Reflector Lamps: Residential | 0 | 0 | 0 | 0 | 2.6285 | 2.6285 | 1.4043 | 0 | 0 | 0 | 0 | 0 | 0 | 0 | 0 | 0 | 0 | 0 | 0 | 0 | 0 | 0 | 0 | 0 | 0 | 0 | 0 | 0 | 0 | 0 | 0 | 0 | 0 | 0 | 1.3812 | 1.353 | 0.70772 | 0 | 0 | 0 | 0 | 0 | 0 | 0 | 0 | 0 | 0 | 0 | 0 | 0 | 0 | 0 | 0 | 0 | 0 | 0 | 0 | 0 | 0 | 0 | 0 | 0 | 0 | 0 | 0.59821 | 0.59821 | 0.31959 | 0 | 0 | 0 | 0 | 0 | 0 | 0 | 0 | 0 | 0 | 0 | 0 | 0 | 0 | 0 | 0 | 0 | 0 | 0 | 0 | 0 | 0 | 0 | 0 | 0 | 0 | 0 | 0.31435 | 0.30792 | 0.16107 | 0 | 0 | 0 | 0 | 0 | 0 | 0 | 0 | 0 | 0 | 0 | 0 | 0 | 0 | 0 | 0 | 0 | 0 | 0 | 0 | 0 | 0 | 0 | 0 | 0 | 0 | 0 | -0.06031 | -0.06031 | -0.032221 | 0 | 0 | 0 | 0 | 0 | 0 | 0 | 0 | 0 | 0 | 0 | 0 | 0 | 0 | 0 | 0 | 0 | 0 | 0 | 0 | 0 | 0 | 0 | 0 | 0 | 0 | 0 | -0.031692 | -0.031044 | -0.016239 | 0 | 0 | 0 | 0 | 0 | 0 | 0 | 0 | 0 | 0 | 0 | 0 | 0 | 0 | 0 | 0 | 0 | 0 | 0 | 0 | 0 | 0 | 0
28 | std 22b | 28 | 2006 T-20 - BR, ER and R20 Incandescent Reflector Lamps: Commercial | 0 | 0 | 0 | 0 | 1.0863 | 1.0863 | 0.58033 | 0 | 0 | 0 | 0 | 0 | 0 | 0 | 0 | 0 | 0 | 0 | 0 | 0 | 0 | 0 | 0 | 0 | 0 | 0 | 0 | 0 | 0 | 0 | 0 | 0 | 0 | 0 | 0.57082 | 0.55913 | 0.29248 | 0 | 0 | 0 | 0 | 0 | 0 | 0 | 0 | 0 | 0 | 0 | 0 | 0 | 0 | 0 | 0 | 0 | 0 | 0 | 0 | 0 | 0 | 0 | 0 | 0 | 0 | 0 | 0.30376 | 0.30376 | 0.16229 | 0 | 0 | 0 | 0 | 0 | 0 | 0 | 0 | 0 | 0 | 0 | 0 | 0 | 0 | 0 | 0 | 0 | 0 | 0 | 0 | 0 | 0 | 0 | 0 | 0 | 0 | 0 | 0.15962 | 0.15636 | 0.081789 | 0 | 0 | 0 | 0 | 0 | 0 | 0 | 0 | 0 | 0 | 0 | 0 | 0 | 0 | 0 | 0 | 0 | 0 | 0 | 0 | 0 | 0 | 0 | 0 | 0 | 0 | 0 | -0.0046749 | -0.0046749 | -0.0024975 | 0 | 0 | 0 | 0 | 0 | 0 | 0 | 0 | 0 | 0 | 0 | 0 | 0 | 0 | 0 | 0 | 0 | 0 | 0 | 0 | 0 | 0 | 0 | 0 | 0 | 0 | 0 | -0.0024566 | -0.0024063 | -0.0012587 | 0 | 0 | 0 | 0 | 0 | 0 | 0 | 0 | 0 | 0 | 0 | 0 | 0 | 0 | 0 | 0 | 0 | 0 | 0 | 0 | 0 | 0 | 0
29 | std 23 | 29 | 2008 T-20 - Metal Halide Fixtures | 0 | 0 | 0 | 0 | 13.2525 | 13.2525 | 13.2525 | 13.2525 | 13.2525 | 13.2525 | 13.2525 | 13.2525 | 13.2525 | 13.2525 | 13.2525 | 13.2525 | 13.2525 | 13.2525 | 13.2525 | 13.2525 | 13.2525 | 13.2525 | 13.2525 | 13.2525 | 13.2525 | 13.2525 | 13.2525 | 13.2525 | 13.2525 | 13.2525 | 0 | 0 | 0 | 0 | 9.2424 | 8.8236 | 8.3484 | 7.8357 | 7.3126 | 6.8086 | 6.3477 | 5.9452 | 5.6068 | 5.3278 | 5.0996 | 4.9857 | 4.9043 | 4.8459 | 4.8037 | 4.775 | 4.7549 | 4.7405 | 4.731 | 4.7243 | 4.7195 | 4.7166 | 4.7137 | 4.7128 | 4.7109 | 4.7109 | 0 | 0 | 0 | 0 | 2.7988 | 2.7988 | 2.7988 | 2.7988 | 2.7988 | 2.7988 | 2.7988 | 2.7988 | 2.7988 | 2.7988 | 2.7988 | 2.7988 | 2.7988 | 2.7988 | 2.7988 | 2.7988 | 2.7988 | 2.7988 | 2.7988 | 2.7988 | 2.7988 | 2.7988 | 2.7988 | 2.7988 | 2.7988 | 2.7988 | 0 | 0 | 0 | 0 | 1.9519 | 1.8635 | 1.7631 | 1.6548 | 1.5443 | 1.4379 | 1.3406 | 1.2556 | 1.1841 | 1.1252 | 1.077 | 1.0529 | 1.0357 | 1.0234 | 1.0145 | 1.0084 | 1.0042 | 1.0011 | 0.99913 | 0.99771 | 0.9967 | 0.99609 | 0.99549 | 0.99529 | 0.99488 | 0.99488 | 0 | 0 | 0 | 0 | -0.057034 | -0.057034 | -0.057034 | -0.057034 | -0.057034 | -0.057034 | -0.057034 | -0.057034 | -0.057034 | -0.057034 | -0.057034 | -0.057034 | -0.057034 | -0.057034 | -0.057034 | -0.057034 | -0.057034 | -0.057034 | -0.057034 | -0.057034 | -0.057034 | -0.057034 | -0.057034 | -0.057034 | -0.057034 | -0.057034 | 0 | 0 | 0 | 0 | -0.039776 | -0.037974 | -0.035929 | -0.033722 | -0.031471 | -0.029302 | -0.027318 | -0.025586 | -0.02413 | -0.022929 | -0.021947 | -0.021457 | -0.021106 | -0.020855 | -0.020674 | -0.02055 | -0.020464 | -0.020402 | -0.020361 | -0.020332 | -0.020311 | -0.020299 | -0.020286 | -0.020282 | -0.020274 | -0.020274
30 | std 24 | 30 | 2008 T-20 - Portable Lighting Fixtures | 0 | 0 | 0 | 0 | 25.358 | 25.358 | 25.358 | 25.358 | 25.358 | 25.358 | 25.358 | 25.358 | 25.358 | 25.358 | 25.358 | 25.358 | 25.358 | 25.358 | 25.358 | 25.358 | 25.358 | 25.358 | 25.358 | 25.358 | 25.358 | 25.358 | 25.358 | 25.358 | 25.358 | 25.358 | 0 | 0 | 0 | 0 | 11.4525 | 11.122 | 10.7853 | 10.4808 | 10.2348 | 10.0534 | 9.9267 | 9.8434 | 9.7912 | 9.7577 | 9.7366 | 9.7241 | 9.7167 | 9.7117 | 9.7092 | 9.7067 | 9.7055 | 9.7055 | 9.7055 | 9.7042 | 9.7042 | 9.7042 | 9.7042 | 9.7042 | 9.7042 | 9.7042 | 0 | 0 | 0 | 0 | 4.4864 | 4.4864 | 4.4864 | 4.4864 | 4.4864 | 4.4864 | 4.4864 | 4.4864 | 4.4864 | 4.4864 | 4.4864 | 4.4864 | 4.4864 | 4.4864 | 4.4864 | 4.4864 | 4.4864 | 4.4864 | 4.4864 | 4.4864 | 4.4864 | 4.4864 | 4.4864 | 4.4864 | 4.4864 | 4.4864 | 0 | 0 | 0 | 0 | 2.0262 | 1.9677 | 1.9081 | 1.8543 | 1.8108 | 1.7787 | 1.7562 | 1.7415 | 1.7323 | 1.7263 | 1.7226 | 1.7204 | 1.7191 | 1.7182 | 1.7178 | 1.7173 | 1.7171 | 1.7171 | 1.7171 | 1.7169 | 1.7169 | 1.7169 | 1.7169 | 1.7169 | 1.7169 | 1.7169 | 0 | 0 | 0 | 0 | -0.33794 | -0.33794 | -0.33794 | -0.33794 | -0.33794 | -0.33794 | -0.33794 | -0.33794 | -0.33794 | -0.33794 | -0.33794 | -0.33794 | -0.33794 | -0.33794 | -0.33794 | -0.33794 | -0.33794 | -0.33794 | -0.33794 | -0.33794 | -0.33794 | -0.33794 | -0.33794 | -0.33794 | -0.33794 | -0.33794 | 0 | 0 | 0 | 0 | -0.15263 | -0.14822 | -0.14373 | -0.13968 | -0.1364 | -0.13398 | -0.13229 | -0.13118 | -0.13049 | -0.13004 | -0.12976 | -0.12959 | -0.12949 | -0.12943 | -0.12939 | -0.12936 | -0.12934 | -0.12934 | -0.12934 | -0.12933 | -0.12933 | -0.12933 | -0.12933 | -0.12933 | -0.12933 | -0.12933
31 | std 25 | 31 | 2008 T-20 - General Purpose Lighting -- 100 watt | 0 | 0 | 0 | 0 | 0 | 22.0766 | 0 | 0 | 0 | 0 | 0 | 0 | 0 | 0 | 0 | 0 | 0 | 0 | 0 | 0 | 0 | 0 | 0 | 0 | 0 | 0 | 0 | 0 | 0 | 0 | 0 | 0 | 0 | 0 | 0 | 15.7899 | 0 | 0 | 0 | 0 | 0 | 0 | 0 | 0 | 0 | 0 | 0 | 0 | 0 | 0 | 0 | 0 | 0 | 0 | 0 | 0 | 0 | 0 | 0 | 0 | 0 | 0 | 0 | 0 | 0 | 3.6267 | 0 | 0 | 0 | 0 | 0 | 0 | 0 | 0 | 0 | 0 | 0 | 0 | 0 | 0 | 0 | 0 | 0 | 0 | 0 | 0 | 0 | 0 | 0 | 0 | 0 | 0 | 0 | 0 | 0 | 2.594 | 0 | 0 | 0 | 0 | 0 | 0 | 0 | 0 | 0 | 0 | 0 | 0 | 0 | 0 | 0 | 0 | 0 | 0 | 0 | 0 | 0 | 0 | 0 | 0 | 0 | 0 | 0 | 0 | 0 | -0.29421 | 0 | 0 | 0 | 0 | 0 | 0 | 0 | 0 | 0 | 0 | 0 | 0 | 0 | 0 | 0 | 0 | 0 | 0 | 0 | 0 | 0 | 0 | 0 | 0 | 0 | 0 | 0 | 0 | 0 | -0.21043 | 0 | 0 | 0 | 0 | 0 | 0 | 0 | 0 | 0 | 0 | 0 | 0 | 0 | 0 | 0 | 0 | 0 | 0 | 0 | 0 | 0 | 0 | 0 | 0
32 | std 26 | 32 | 2008 T-20 - General Purpose Lighting -- 75 watt | 0 | 0 | 0 | 0 | 0 | 0 | 16.9334 | 0 | 0 | 0 | 0 | 0 | 0 | 0 | 0 | 0 | 0 | 0 | 0 | 0 | 0 | 0 | 0 | 0 | 0 | 0 | 0 | 0 | 0 | 0 | 0 | 0 | 0 | 0 | 0 | 0 | 11.8484 | 0 | 0 | 0 | 0 | 0 | 0 | 0 | 0 | 0 | 0 | 0 | 0 | 0 | 0 | 0 | 0 | 0 | 0 | 0 | 0 | 0 | 0 | 0 | 0 | 0 | 0 | 0 | 0 | 0 | 2.7827 | 0 | 0 | 0 | 0 | 0 | 0 | 0 | 0 | 0 | 0 | 0 | 0 | 0 | 0 | 0 | 0 | 0 | 0 | 0 | 0 | 0 | 0 | 0 | 0 | 0 | 0 | 0 | 0 | 0 | 1.9471 | 0 | 0 | 0 | 0 | 0 | 0 | 0 | 0 | 0 | 0 | 0 | 0 | 0 | 0 | 0 | 0 | 0 | 0 | 0 | 0 | 0 | 0 | 0 | 0 | 0 | 0 | 0 | 0 | 0 | -0.22567 | 0 | 0 | 0 | 0 | 0 | 0 | 0 | 0 | 0 | 0 | 0 | 0 | 0 | 0 | 0 | 0 | 0 | 0 | 0 | 0 | 0 | 0 | 0 | 0 | 0 | 0 | 0 | 0 | 0 | -0.1579 | 0 | 0 | 0 | 0 | 0 | 0 | 0 | 0 | 0 | 0 | 0 | 0 | 0 | 0 | 0 | 0 | 0 | 0 | 0 | 0 | 0 | 0 | 0
33 | std 27 | 33 | 2008 T-20 - General Purpose Lighting -- 60 and 40 watt | 0 | 0 | 0 | 0 | 0 | 0 | 0 | 81.0635 | 0 | 0 | 0 | 0 | 0 | 0 | 0 | 0 | 0 | 0 | 0 | 0 | 0 | 0 | 0 | 0 | 0 | 0 | 0 | 0 | 0 | 0 | 0 | 0 | 0 | 0 | 0 | 0 | 0 | 55.7133 | 0 | 0 | 0 | 0 | 0 | 0 | 0 | 0 | 0 | 0 | 0 | 0 | 0 | 0 | 0 | 0 | 0 | 0 | 0 | 0 | 0 | 0 | 0 | 0 | 0 | 0 | 0 | 0 | 0 | 13.2803 | 0 | 0 | 0 | 0 | 0 | 0 | 0 | 0 | 0 | 0 | 0 | 0 | 0 | 0 | 0 | 0 | 0 | 0 | 0 | 0 | 0 | 0 | 0 | 0 | 0 | 0 | 0 | 0 | 0 | 9.1273 | 0 | 0 | 0 | 0 | 0 | 0 | 0 | 0 | 0 | 0 | 0 | 0 | 0 | 0 | 0 | 0 | 0 | 0 | 0 | 0 | 0 | 0 | 0 | 0 | 0 | 0 | 0 | 0 | 0 | -1.0803 | 0 | 0 | 0 | 0 | 0 | 0 | 0 | 0 | 0 | 0 | 0 | 0 | 0 | 0 | 0 | 0 | 0 | 0 | 0 | 0 | 0 | 0 | 0 | 0 | 0 | 0 | 0 | 0 | 0 | -0.74249 | 0 | 0 | 0 | 0 | 0 | 0 | 0 | 0 | 0 | 0 | 0 | 0 | 0 | 0 | 0 | 0 | 0 | 0 | 0 | 0 | 0 | 0
34 | std 28a | 34 | 2009 T-20 - Televisions - Tier 1 | 0 | 0 | 0 | 0 | 0 | 119.328 | 119.328 | 133.8467 | 133.8467 | 133.8467 | 133.8467 | 133.8467 | 133.8467 | 133.8467 | 133.8467 | 133.8467 | 133.8467 | 133.8467 | 133.8467 | 133.8467 | 133.8467 | 133.8467 | 133.8467 | 133.8467 | 133.8467 | 133.8467 | 133.8467 | 133.8467 | 133.8467 | 133.8467 | 0 | 0 | 0 | 0 | 0 | 40.3848 | 34.0534 | 31.5842 | 27.7475 | 24.8745 | 22.625 | 20.7641 | 19.1381 | 17.6579 | 16.2667 | 14.916 | 14.8755 | 14.8512 | 14.835 | 14.8269 | 14.8269 | 14.8269 | 14.8188 | 14.8188 | 14.8188 | 14.8188 | 14.8188 | 14.8188 | 14.8188 | 14.8188 | 0 | 0 | 0 | 0 | 0 | 13.6375 | 13.6375 | 15.2968 | 15.2968 | 15.2968 | 15.2968 | 15.2968 | 15.2968 | 15.2968 | 15.2968 | 15.2968 | 15.2968 | 15.2968 | 15.2968 | 15.2968 | 15.2968 | 15.2968 | 15.2968 | 15.2968 | 15.2968 | 15.2968 | 15.2968 | 15.2968 | 15.2968 | 15.2968 | 0 | 0 | 0 | 0 | 0 | 4.6154 | 3.8918 | 3.6096 | 3.1711 | 2.8428 | 2.5857 | 2.373 | 2.1872 | 2.018 | 1.8591 | 1.7047 | 1.7001 | 1.6973 | 1.6954 | 1.6945 | 1.6945 | 1.6945 | 1.6936 | 1.6936 | 1.6936 | 1.6936 | 1.6936 | 1.6936 | 1.6936 | 1.6936 | 0 | 0 | 0 | 0 | 0 | -2.7119 | -2.7119 | -3.0418 | -3.0418 | -3.0418 | -3.0418 | -3.0418 | -3.0418 | -3.0418 | -3.0418 | -3.0418 | -3.0418 | -3.0418 | -3.0418 | -3.0418 | -3.0418 | -3.0418 | -3.0418 | -3.0418 | -3.0418 | -3.0418 | -3.0418 | -3.0418 | -3.0418 | -3.0418 | 0 | 0 | 0 | 0 | 0 | -0.9178 | -0.77391 | -0.71779 | -0.6306 | -0.56531 | -0.51418 | -0.47189 | -0.43494 | -0.4013 | -0.36968 | -0.33899 | -0.33807 | -0.33751 | -0.33715 | -0.33696 | -0.33696 | -0.33696 | -0.33678 | -0.33678 | -0.33678 | -0.33678 | -0.33678 | -0.33678 | -0.33678 | -0.33678
35 | std 28b | 35 | 2009 T-20 - Televisions - Tier 2 | 0 | 0 | 0 | 0 | 0 | 0 | 0 | 135.2827 | 137.0921 | 137.0921 | 137.0921 | 137.0921 | 137.0921 | 137.0921 | 137.0921 | 137.0921 | 137.0921 | 137.0921 | 137.0921 | 137.0921 | 137.0921 | 137.0921 | 137.0921 | 137.0921 | 137.0921 | 137.0921 | 137.0921 | 137.0921 | 137.0921 | 137.0921 | 0 | 0 | 0 | 0 | 0 | 0 | 0 | 29.8411 | 26.0434 | 22.8087 | 20.4034 | 18.6617 | 17.4258 | 16.5633 | 15.9661 | 15.5514 | 15.2694 | 15.0786 | 14.9459 | 14.8547 | 14.7966 | 14.7552 | 14.722 | 14.7054 | 14.6971 | 14.6805 | 14.6805 | 14.6722 | 14.6722 | 14.6722 | 0 | 0 | 0 | 0 | 0 | 0 | 0 | 13.4168 | 13.5962 | 13.5962 | 13.5962 | 13.5962 | 13.5962 | 13.5962 | 13.5962 | 13.5962 | 13.5962 | 13.5962 | 13.5962 | 13.5962 | 13.5962 | 13.5962 | 13.5962 | 13.5962 | 13.5962 | 13.5962 | 13.5962 | 13.5962 | 13.5962 | 13.5962 | 0 | 0 | 0 | 0 | 0 | 0 | 0 | 2.9595 | 2.5829 | 2.2621 | 2.0235 | 1.8508 | 1.7282 | 1.6427 | 1.5835 | 1.5423 | 1.5144 | 1.4954 | 1.4823 | 1.4732 | 1.4675 | 1.4634 | 1.4601 | 1.4584 | 1.4576 | 1.456 | 1.456 | 1.4551 | 1.4551 | 1.4551 | 0 | 0 | 0 | 0 | 0 | 0 | 0 | -1.8978 | -1.9232 | -1.9232 | -1.9232 | -1.9232 | -1.9232 | -1.9232 | -1.9232 | -1.9232 | -1.9232 | -1.9232 | -1.9232 | -1.9232 | -1.9232 | -1.9232 | -1.9232 | -1.9232 | -1.9232 | -1.9232 | -1.9232 | -1.9232 | -1.9232 | -1.9232 | 0 | 0 | 0 | 0 | 0 | 0 | 0 | -0.41862 | -0.36535 | -0.31997 | -0.28623 | -0.26179 | -0.24446 | -0.23236 | -0.22398 | -0.21816 | -0.2142 | -0.21153 | -0.20967 | -0.20839 | -0.20757 | -0.20699 | -0.20653 | -0.20629 | -0.20618 | -0.20594 | -0.20594 | -0.20583 | -0.20583 | -0.20583
36 | Std 29 | 36 | 2011 T-20 - Small Battery Chargers – Tier 1 (consumer with no USB charger or USB charger <20 watt-hours) | 0 | 0 | 0 | 0 | 0 | 0 | 0 | 117.9972 | 128.949 | 128.949 | 128.949 | 128.949 | 128.949 | 128.949 | 128.949 | 128.949 | 128.949 | 128.949 | 128.949 | 128.949 | 128.949 | 128.949 | 128.949 | 128.949 | 128.949 | 128.949 | 128.949 | 128.949 | 128.949 | 128.949 | 0 | 0 | 0 | 0 | 0 | 0 | 0 | 46.2658 | 47.4829 | 44.7395 | 42.3965 | 40.4613 | 38.9265 | 37.7253 | 36.8133 | 36.1312 | 35.6196 | 35.2414 | 34.9671 | 34.7669 | 34.6186 | 34.5148 | 34.4333 | 34.3814 | 34.3369 | 34.3146 | 34.2924 | 34.2776 | 34.2627 | 34.2553 | 0 | 0 | 0 | 0 | 0 | 0 | 0 | 6.038 | 6.5984 | 6.5984 | 6.5984 | 6.5984 | 6.5984 | 6.5984 | 6.5984 | 6.5984 | 6.5984 | 6.5984 | 6.5984 | 6.5984 | 6.5984 | 6.5984 | 6.5984 | 6.5984 | 6.5984 | 6.5984 | 6.5984 | 6.5984 | 6.5984 | 6.5984 | 0 | 0 | 0 | 0 | 0 | 0 | 0 | 2.3675 | 2.4297 | 2.2894 | 2.1695 | 2.0704 | 1.9919 | 1.9304 | 1.8838 | 1.8489 | 1.8227 | 1.8033 | 1.7893 | 1.779 | 1.7715 | 1.7661 | 1.762 | 1.7593 | 1.757 | 1.7559 | 1.7548 | 1.754 | 1.7532 | 1.7529 | 0 | 0 | 0 | 0 | 0 | 0 | 0 | -2.7327 | -2.9863 | -2.9863 | -2.9863 | -2.9863 | -2.9863 | -2.9863 | -2.9863 | -2.9863 | -2.9863 | -2.9863 | -2.9863 | -2.9863 | -2.9863 | -2.9863 | -2.9863 | -2.9863 | -2.9863 | -2.9863 | -2.9863 | -2.9863 | -2.9863 | -2.9863 | 0 | 0 | 0 | 0 | 0 | 0 | 0 | -1.0715 | -1.0997 | -1.0361 | -0.98186 | -0.93704 | -0.9015 | -0.87368 | -0.85256 | -0.83676 | -0.82492 | -0.81616 | -0.8098 | -0.80517 | -0.80173 | -0.79933 | -0.79744 | -0.79624 | -0.79521 | -0.79469 | -0.79418 | -0.79384 | -0.79349 | -0.79332
37 | Std 30 | 37 | 2011 T-20 - Small Battery Chargers – Tier 2 (consumer with USB charger ≥20 watt-hours) | 0 | 0 | 0 | 0 | 0 | 0 | 0 | 0 | 0 | 0 | 0 | 0 | 0 | 0 | 0 | 0 | 0 | 0 | 0 | 0 | 0 | 0 | 0 | 0 | 0 | 0 | 0 | 0 | 0 | 0 | 0 | 0 | 0 | 0 | 0 | 0 | 0 | 0 | 0 | 0 | 0 | 0 | 0 | 0 | 0 | 0 | 0 | 0 | 0 | 0 | 0 | 0 | 0 | 0 | 0 | 0 | 0 | 0 | 0 | 0 | 0 | 0 | 0 | 0 | 0 | 0 | 0 | 0 | 2.7686 | 2.7686 | 2.7686 | 2.7686 | 2.7686 | 2.7686 | 2.7686 | 2.7686 | 2.7686 | 2.7686 | 2.7686 | 2.7686 | 2.7686 | 2.7686 | 2.7686 | 2.7686 | 2.7686 | 2.7686 | 2.7686 | 2.7686 | 2.7686 | 2.7686 | 0 | 0 | 0 | 0 | 0 | 0 | 0 | 0 | 0.99975 | 0.9426 | 0.89054 | 0.84454 | 0.80474 | 0.77099 | 0.74297 | 0.71973 | 0.70094 | 0.68598 | 0.67388 | 0.66433 | 0.65668 | 0.65079 | 0.64602 | 0.64236 | 0.63949 | 0.63726 | 0.63567 | 0.63424 | 0.63312 | 0.63233 | 0 | 0 | 0 | 0 | 0 | 0 | 0 | 0 | 0 | 0 | 0 | 0 | 0 | 0 | 0 | 0 | 0 | 0 | 0 | 0 | 0 | 0 | 0 | 0 | 0 | 0 | 0 | 0 | 0 | 0 | 0 | 0 | 0 | 0 | 0 | 0 | 0 | 0 | 0 | 0 | 0 | 0 | 0 | 0 | 0 | 0 | 0 | 0 | 0 | 0 | 0 | 0 | 0 | 0 | 0 | 0 | 0 | 0 | 0 | 0
38 | Std 31 | 38 | 2011 T-20 - Small Battery Chargers – Tier 3 (non-consumer) | 0 | 0 | 0 | 0 | 0 | 0 | 0 | 0 | 0 | 0 | 0 | 8.9165 | 9.0675 | 9.2292 | 9.4021 | 9.4021 | 9.4021 | 9.4021 | 9.4021 | 9.4021 | 9.4021 | 9.4021 | 9.4021 | 9.4021 | 9.4021 | 9.4021 | 9.4021 | 9.4021 | 9.4021 | 9.4021 | 0 | 0 | 0 | 0 | 0 | 0 | 0 | 0 | 0 | 0 | 0 | 4.7111 | 4.593 | 4.4905 | 4.4076 | 4.2643 | 4.1432 | 4.0437 | 3.9623 | 3.8969 | 3.8447 | 3.8044 | 3.7717 | 3.7473 | 3.7279 | 3.7126 | 3.7014 | 3.6924 | 3.6854 | 3.6805 | 0 | 0 | 0 | 0 | 0 | 0 | 0 | 0 | 0 | 0 | 0 | 7.316 | 7.4399 | 7.5726 | 7.7144 | 7.7144 | 7.7144 | 7.7144 | 7.7144 | 7.7144 | 7.7144 | 7.7144 | 7.7144 | 7.7144 | 7.7144 | 7.7144 | 7.7144 | 7.7144 | 7.7144 | 7.7144 | 0 | 0 | 0 | 0 | 0 | 0 | 0 | 0 | 0 | 0 | 0 | 3.8655 | 3.7686 | 3.6844 | 3.6165 | 3.4989 | 3.3995 | 3.3179 | 3.2511 | 3.1974 | 3.1546 | 3.1215 | 3.0947 | 3.0747 | 3.0587 | 3.0462 | 3.037 | 3.0296 | 3.0239 | 3.0199 | 0 | 0 | 0 | 0 | 0 | 0 | 0 | 0 | 0 | 0 | 0 | -0.04714 | -0.047939 | -0.048793 | -0.049707 | -0.049707 | -0.049707 | -0.049707 | -0.049707 | -0.049707 | -0.049707 | -0.049707 | -0.049707 | -0.049707 | -0.049707 | -0.049707 | -0.049707 | -0.049707 | -0.049707 | -0.049707 | 0 | 0 | 0 | 0 | 0 | 0 | 0 | 0 | 0 | 0 | 0 | -0.024907 | -0.024282 | -0.02374 | -0.023302 | -0.022545 | -0.021905 | -0.021379 | -0.020948 | -0.020602 | -0.020327 | -0.020113 | -0.01994 | -0.019812 | -0.019709 | -0.019628 | -0.019569 | -0.019521 | -0.019484 | -0.019458
39 | Std 32 | 39 | 2011 T-20 - Large Battery Chargers (≥2kW rated input) | 0 | 0 | 0 | 0 | 0 | 0 | 0 | 0 | 3.2195 | 3.2195 | 3.2195 | 3.2195 | 3.2195 | 3.2195 | 3.2195 | 3.2195 | 3.2195 | 3.2195 | 3.2195 | 3.2195 | 3.2195 | 3.2195 | 3.2195 | 3.2195 | 3.2195 | 3.2195 | 3.2195 | 3.2195 | 3.2195 | 3.2195 | 0 | 0 | 0 | 0 | 0 | 0 | 0 | 0 | 2.529 | 2.4551 | 2.3766 | 2.296 | 2.2169 | 2.1419 | 2.0732 | 2.0127 | 1.9602 | 1.9165 | 1.8805 | 1.8515 | 1.8284 | 1.8101 | 1.7959 | 1.7849 | 1.7765 | 1.7698 | 1.7649 | 1.7611 | 1.7582 | 1.7562 | 0 | 0 | 0 | 0 | 0 | 0 | 0 | 0 | 0.14454 | 0.14454 | 0.14454 | 0.14454 | 0.14454 | 0.14454 | 0.14454 | 0.14454 | 0.14454 | 0.14454 | 0.14454 | 0.14454 | 0.14454 | 0.14454 | 0.14454 | 0.14454 | 0.14454 | 0.14454 | 0.14454 | 0.14454 | 0.14454 | 0.14454 | 0 | 0 | 0 | 0 | 0 | 0 | 0 | 0 | 0.11354 | 0.11022 | 0.10669 | 0.10308 | 0.099525 | 0.096156 | 0.093073 | 0.090355 | 0.088 | 0.086036 | 0.084423 | 0.083122 | 0.082081 | 0.081262 | 0.080625 | 0.08013 | 0.079753 | 0.079454 | 0.079233 | 0.079064 | 0.078934 | 0.078842 | 0 | 0 | 0 | 0 | 0 | 0 | 0 | 0 | 0 | 0 | 0 | 0 | 0 | 0 | 0 | 0 | 0 | 0 | 0 | 0 | 0 | 0 | 0 | 0 | 0 | 0 | 0 | 0 | 0 | 0 | 0 | 0 | 0 | 0 | 0 | 0 | 0 | 0 | 0 | 0 | 0 | 0 | 0 | 0 | 0 | 0 | 0 | 0 | 0 | 0 | 0 | 0 | 0 | 0 | 0 | 0 | 0 | 0 | 0 | 0
40 | Std 33a | 40 | 2015 T-20 - Residential Faucets & Aerators - Lavatory w/ Natural Gas Water Heating - Tier 1 (2.2 –1.5 gpm) | 0 | 0 | 0 | 0 | 0 | 0 | 0 | 0 | 0 | 0 | 2.738 | 2.7704 | 2.8034 | 2.837 | 2.8711 | 2.8711 | 2.8711 | 2.8711 | 2.8711 | 2.8711 | 2.8711 | 2.8711 | 2.8711 | 2.8711 | 2.8711 | 2.8711 | 2.8711 | 2.8711 | 2.8711 | 2.8711 | 0 | 0 | 0 | 0 | 0 | 0 | 0 | 0 | 0 | 0 | 1.4348 | 1.3903 | 1.3613 | 1.3459 | 1.3411 | 1.3277 | 1.3194 | 1.3142 | 1.3112 | 1.3092 | 1.3082 | 1.3074 | 1.307 | 1.3068 | 1.3066 | 1.3066 | 1.3064 | 1.3064 | 1.3064 | 1.3064 | 0 | 0 | 0 | 0 | 0 | 0 | 0 | 0 | 0 | 0 | 0 | 0 | 0 | 0 | 0 | 0 | 0 | 0 | 0 | 0 | 0 | 0 | 0 | 0 | 0 | 0 | 0 | 0 | 0 | 0 | 0 | 0 | 0 | 0 | 0 | 0 | 0 | 0 | 0 | 0 | 0 | 0 | 0 | 0 | 0 | 0 | 0 | 0 | 0 | 0 | 0 | 0 | 0 | 0 | 0 | 0 | 0 | 0 | 0 | 0 | 0 | 0 | 0 | 0 | 0 | 0 | 0 | 0 | 0 | 0 | 2.6512 | 2.6826 | 2.7145 | 2.7471 | 2.7801 | 2.7801 | 2.7801 | 2.7801 | 2.7801 | 2.7801 | 2.7801 | 2.7801 | 2.7801 | 2.7801 | 2.7801 | 2.7801 | 2.7801 | 2.7801 | 2.7801 | 2.7801 | 0 | 0 | 0 | 0 | 0 | 0 | 0 | 0 | 0 | 0 | 1.3893 | 1.3462 | 1.3181 | 1.3032 | 1.2986 | 1.2856 | 1.2776 | 1.2725 | 1.2696 | 1.2677 | 1.2667 | 1.2659 | 1.2655 | 1.2653 | 1.2651 | 1.2651 | 1.2649 | 1.2649 | 1.2649 | 1.2649
41 | Std 33b | 41 | 2015 T-20 - Residential Faucets & Aerators - Lavatory w/ Electric Water Heating - Tier 1 (2.2 –1.5 gpm) | 0 | 0 | 0 | 0 | 0 | 0 | 0 | 0 | 0 | 0 | 3.8534 | 3.8991 | 3.9455 | 3.9928 | 4.0408 | 4.0408 | 4.0408 | 4.0408 | 4.0408 | 4.0408 | 4.0408 | 4.0408 | 4.0408 | 4.0408 | 4.0408 | 4.0408 | 4.0408 | 4.0408 | 4.0408 | 4.0408 | 0 | 0 | 0 | 0 | 0 | 0 | 0 | 0 | 0 | 0 | 2.0193 | 1.9567 | 1.9159 | 1.8941 | 1.8875 | 1.8686 | 1.857 | 1.8496 | 1.8454 | 1.8425 | 1.8411 | 1.84 | 1.8394 | 1.8391 | 1.8389 | 1.8389 | 1.8386 | 1.8386 | 1.8386 | 1.8386 | 0 | 0 | 0 | 0 | 0 | 0 | 0 | 0 | 0 | 0 | 0.82548 | 0.83527 | 0.84522 | 0.85534 | 0.86563 | 0.86563 | 0.86563 | 0.86563 | 0.86563 | 0.86563 | 0.86563 | 0.86563 | 0.86563 | 0.86563 | 0.86563 | 0.86563 | 0.86563 | 0.86563 | 0.86563 | 0.86563 | 0 | 0 | 0 | 0 | 0 | 0 | 0 | 0 | 0 | 0 | 0.43257 | 0.41916 | 0.41043 | 0.40577 | 0.40434 | 0.40028 | 0.3978 | 0.39622 | 0.39531 | 0.39471 | 0.39441 | 0.39416 | 0.39404 | 0.39398 | 0.39392 | 0.39392 | 0.39386 | 0.39386 | 0.39386 | 0.39386 | 0 | 0 | 0 | 0 | 0 | 0 | 0 | 0 | 0 | 0 | 0 | 0 | 0 | 0 | 0 | 0 | 0 | 0 | 0 | 0 | 0 | 0 | 0 | 0 | 0 | 0 | 0 | 0 | 0 | 0 | 0 | 0 | 0 | 0 | 0 | 0 | 0 | 0 | 0 | 0 | 0 | 0 | 0 | 0 | 0 | 0 | 0 | 0 | 0 | 0 | 0 | 0 | 0 | 0 | 0 | 0 | 0 | 0 | 0 | 0
42 | Std 33c | 42 | 2015 T-20 - Residential Faucets & Aerators - Lavatory w/ Natural Gas Water Heating - Tier 2 (1.5 –1.2 gpm) | 0 | 0 | 0 | 0 | 0 | 0 | 0 | 0 | 0 | 0 | 0.31948 | 0.64476 | 0.65244 | 0.66026 | 0.6682 | 0.6682 | 0.6682 | 0.6682 | 0.6682 | 0.6682 | 0.6682 | 0.6682 | 0.6682 | 0.6682 | 0.6682 | 0.6682 | 0.6682 | 0.6682 | 0.6682 | 0.6682 | 0 | 0 | 0 | 0 | 0 | 0 | 0 | 0 | 0 | 0 | 0.20454 | 0.40674 | 0.40506 | 0.40302 | 0.40062 | 0.39328 | 0.38588 | 0.37859 | 0.37143 | 0.36456 | 0.35805 | 0.35193 | 0.34627 | 0.34108 | 0.33635 | 0.33209 | 0.32835 | 0.32499 | 0.32204 | 0.31951 | 0 | 0 | 0 | 0 | 0 | 0 | 0 | 0 | 0 | 0 | 0 | 0 | 0 | 0 | 0 | 0 | 0 | 0 | 0 | 0 | 0 | 0 | 0 | 0 | 0 | 0 | 0 | 0 | 0 | 0 | 0 | 0 | 0 | 0 | 0 | 0 | 0 | 0 | 0 | 0 | 0 | 0 | 0 | 0 | 0 | 0 | 0 | 0 | 0 | 0 | 0 | 0 | 0 | 0 | 0 | 0 | 0 | 0 | 0 | 0 | 0 | 0 | 0 | 0 | 0 | 0 | 0 | 0 | 0 | 0 | 0.37917 | 0.76523 | 0.77434 | 0.78362 | 0.79304 | 0.79304 | 0.79304 | 0.79304 | 0.79304 | 0.79304 | 0.79304 | 0.79304 | 0.79304 | 0.79304 | 0.79304 | 0.79304 | 0.79304 | 0.79304 | 0.79304 | 0.79304 | 0 | 0 | 0 | 0 | 0 | 0 | 0 | 0 | 0 | 0 | 0.24275 | 0.48274 | 0.48074 | 0.47832 | 0.47547 | 0.46675 | 0.45798 | 0.44932 | 0.44083 | 0.43267 | 0.42495 | 0.41768 | 0.41096 | 0.4048 | 0.39919 | 0.39414 | 0.3897 | 0.3857 | 0.38221 | 0.37921
43 | Std 33d | 43 | 2015 T-20 - Residential Faucets & Aerators - Lavatory w/ Electric Water Heating - Tier 2 (1.5 –1.2 gpm) | 0 | 0 | 0 | 0 | 0 | 0 | 0 | 0 | 0 | 0 | 0.54465 | 1.0992 | 1.1123 | 1.1256 | 1.1392 | 1.1392 | 1.1392 | 1.1392 | 1.1392 | 1.1392 | 1.1392 | 1.1392 | 1.1392 | 1.1392 | 1.1392 | 1.1392 | 1.1392 | 1.1392 | 1.1392 | 1.1392 | 0 | 0 | 0 | 0 | 0 | 0 | 0 | 0 | 0 | 0 | 0.3487 | 0.69342 | 0.69055 | 0.68708 | 0.68298 | 0.67046 | 0.65786 | 0.64542 | 0.63322 | 0.6215 | 0.61042 | 0.59997 | 0.59032 | 0.58147 | 0.57342 | 0.56616 | 0.55978 | 0.55404 | 0.54902 | 0.54471 | 0 | 0 | 0 | 0 | 0 | 0 | 0 | 0 | 0 | 0 | 0.11806 | 0.23826 | 0.2411 | 0.24399 | 0.24692 | 0.24692 | 0.24692 | 0.24692 | 0.24692 | 0.24692 | 0.24692 | 0.24692 | 0.24692 | 0.24692 | 0.24692 | 0.24692 | 0.24692 | 0.24692 | 0.24692 | 0.24692 | 0 | 0 | 0 | 0 | 0 | 0 | 0 | 0 | 0 | 0 | 0.075583 | 0.1503 | 0.14968 | 0.14893 | 0.14804 | 0.14533 | 0.1426 | 0.1399 | 0.13726 | 0.13472 | 0.13231 | 0.13005 | 0.12796 | 0.12604 | 0.12429 | 0.12272 | 0.12134 | 0.12009 | 0.119 | 0.11807 | 0 | 0 | 0 | 0 | 0 | 0 | 0 | 0 | 0 | 0 | 0 | 0 | 0 | 0 | 0 | 0 | 0 | 0 | 0 | 0 | 0 | 0 | 0 | 0 | 0 | 0 | 0 | 0 | 0 | 0 | 0 | 0 | 0 | 0 | 0 | 0 | 0 | 0 | 0 | 0 | 0 | 0 | 0 | 0 | 0 | 0 | 0 | 0 | 0 | 0 | 0 | 0 | 0 | 0 | 0 | 0 | 0 | 0 | 0 | 0
44 | Std 33e | 44 | 2015 T-20 - Residential Faucets & Aerators - Kitchen w/ Natural Gas Water Heating (1.8 gpm) | 0 | 0 | 0 | 0 | 0 | 0 | 0 | 0 | 0 | 0 | 1.9069 | 1.9287 | 1.9509 | 1.9735 | 1.9964 | 1.9964 | 1.9964 | 1.9964 | 1.9964 | 1.9964 | 1.9964 | 1.9964 | 1.9964 | 1.9964 | 1.9964 | 1.9964 | 1.9964 | 1.9964 | 1.9964 | 1.9964 | 0 | 0 | 0 | 0 | 0 | 0 | 0 | 0 | 0 | 0 | 0.6674 | 0.67505 | 0.68281 | 0.69072 | 0.69874 | 0.69874 | 0.69874 | 0.69874 | 0.69874 | 0.69874 | 0.69874 | 0.69874 | 0.69874 | 0.69874 | 0.69874 | 0.69874 | 0.69874 | 0.69874 | 0.69874 | 0.69874 | 0 | 0 | 0 | 0 | 0 | 0 | 0 | 0 | 0 | 0 | 0 | 0 | 0 | 0 | 0 | 0 | 0 | 0 | 0 | 0 | 0 | 0 | 0 | 0 | 0 | 0 | 0 | 0 | 0 | 0 | 0 | 0 | 0 | 0 | 0 | 0 | 0 | 0 | 0 | 0 | 0 | 0 | 0 | 0 | 0 | 0 | 0 | 0 | 0 | 0 | 0 | 0 | 0 | 0 | 0 | 0 | 0 | 0 | 0 | 0 | 0 | 0 | 0 | 0 | 0 | 0 | 0 | 0 | 0 | 0 | 1.8461 | 1.8672 | 1.8887 | 1.9106 | 1.9328 | 1.9328 | 1.9328 | 1.9328 | 1.9328 | 1.9328 | 1.9328 | 1.9328 | 1.9328 | 1.9328 | 1.9328 | 1.9328 | 1.9328 | 1.9328 | 1.9328 | 1.9328 | 0 | 0 | 0 | 0 | 0 | 0 | 0 | 0 | 0 | 0 | 0.64614 | 0.65354 | 0.66106 | 0.66871 | 0.67648 | 0.67648 | 0.67648 | 0.67648 | 0.67648 | 0.67648 | 0.67648 | 0.67648 | 0.67648 | 0.67648 | 0.67648 | 0.67648 | 0.67648 | 0.67648 | 0.67648 | 0.67648
45 | Std 33f | 45 | 2015 T-20 - Residential Faucets & Aerators - Kitchen w/ Electric Water Heating (1.8 gpm) | 0 | 0 | 0 | 0 | 0 | 0 | 0 | 0 | 0 | 0 | 2.6835 | 2.7143 | 2.7455 | 2.7773 | 2.8095 | 2.8095 | 2.8095 | 2.8095 | 2.8095 | 2.8095 | 2.8095 | 2.8095 | 2.8095 | 2.8095 | 2.8095 | 2.8095 | 2.8095 | 2.8095 | 2.8095 | 2.8095 | 0 | 0 | 0 | 0 | 0 | 0 | 0 | 0 | 0 | 0 | 0.93923 | 0.94999 | 0.96092 | 0.97205 | 0.98334 | 0.98334 | 0.98334 | 0.98334 | 0.98334 | 0.98334 | 0.98334 | 0.98334 | 0.98334 | 0.98334 | 0.98334 | 0.98334 | 0.98334 | 0.98334 | 0.98334 | 0.98334 | 0 | 0 | 0 | 0 | 0 | 0 | 0 | 0 | 0 | 0 | 0.57479 | 0.58138 | 0.58807 | 0.59487 | 0.60178 | 0.60178 | 0.60178 | 0.60178 | 0.60178 | 0.60178 | 0.60178 | 0.60178 | 0.60178 | 0.60178 | 0.60178 | 0.60178 | 0.60178 | 0.60178 | 0.60178 | 0.60178 | 0 | 0 | 0 | 0 | 0 | 0 | 0 | 0 | 0 | 0 | 0.20118 | 0.20348 | 0.20582 | 0.20821 | 0.21062 | 0.21062 | 0.21062 | 0.21062 | 0.21062 | 0.21062 | 0.21062 | 0.21062 | 0.21062 | 0.21062 | 0.21062 | 0.21062 | 0.21062 | 0.21062 | 0.21062 | 0.21062 | 0 | 0 | 0 | 0 | 0 | 0 | 0 | 0 | 0 | 0 | 0 | 0 | 0 | 0 | 0 | 0 | 0 | 0 | 0 | 0 | 0 | 0 | 0 | 0 | 0 | 0 | 0 | 0 | 0 | 0 | 0 | 0 | 0 | 0 | 0 | 0 | 0 | 0 | 0 | 0 | 0 | 0 | 0 | 0 | 0 | 0 | 0 | 0 | 0 | 0 | 0 | 0 | 0 | 0 | 0 | 0 | 0 | 0 | 0 | 0
46 | Std 33g | 46 | 2015 T-20 - Public Lavatory Faucets (.5 gpm) | 0 | 0 | 0 | 0 | 0 | 0 | 0 | 0 | 0 | 0 | 1.9219 | 1.9219 | 1.9219 | 1.9219 | 1.9219 | 1.9219 | 1.9219 | 1.9219 | 1.9219 | 1.9219 | 1.9219 | 1.9219 | 1.9219 | 1.9219 | 1.9219 | 1.9219 | 1.9219 | 1.9219 | 1.9219 | 1.9219 | 0 | 0 | 0 | 0 | 0 | 0 | 0 | 0 | 0 | 0 | 0.87448 | 0.87448 | 0.87448 | 0.87448 | 0.87448 | 0.87448 | 0.87448 | 0.87448 | 0.87448 | 0.87448 | 0.87448 | 0.87448 | 0.87448 | 0.87448 | 0.87448 | 0.87448 | 0.87448 | 0.87448 | 0.87448 | 0.87448 | 0 | 0 | 0 | 0 | 0 | 0 | 0 | 0 | 0 | 0 | 0 | 0 | 0 | 0 | 0 | 0 | 0 | 0 | 0 | 0 | 0 | 0 | 0 | 0 | 0 | 0 | 0 | 0 | 0 | 0 | 0 | 0 | 0 | 0 | 0 | 0 | 0 | 0 | 0 | 0 | 0 | 0 | 0 | 0 | 0 | 0 | 0 | 0 | 0 | 0 | 0 | 0 | 0 | 0 | 0 | 0 | 0 | 0 | 0 | 0 | 0 | 0 | 0 | 0 | 0 | 0 | 0 | 0 | 0 | 0 | 1.5327 | 1.5327 | 1.5327 | 1.5327 | 1.5327 | 1.5327 | 1.5327 | 1.5327 | 1.5327 | 1.5327 | 1.5327 | 1.5327 | 1.5327 | 1.5327 | 1.5327 | 1.5327 | 1.5327 | 1.5327 | 1.5327 | 1.5327 | 0 | 0 | 0 | 0 | 0 | 0 | 0 | 0 | 0 | 0 | 0.69737 | 0.69737 | 0.69737 | 0.69737 | 0.69737 | 0.69737 | 0.69737 | 0.69737 | 0.69737 | 0.69737 | 0.69737 | 0.69737 | 0.69737 | 0.69737 | 0.69737 | 0.69737 | 0.69737 | 0.69737 | 0.69737 | 0.69737
47 | Std 34a | 47 | 2015 T-20 - Showerheads w/ Natural Gas Water Heaters - Tier 1 (2..5 to 2.0 gpm) | 0 | 0 | 0 | 0 | 0 | 0 | 0 | 0 | 0 | 0 | 1.0606 | 2.1284 | 2.1849 | 2.19 | 2.2052 | 2.2052 | 2.2052 | 2.2052 | 2.2052 | 2.2052 | 2.2052 | 2.2052 | 2.2052 | 2.2052 | 2.2052 | 2.2052 | 2.2052 | 2.2052 | 2.2052 | 2.2052 | 0 | 0 | 0 | 0 | 0 | 0 | 0 | 0 | 0 | 0 | 0.53595 | 1.0586 | 1.0715 | 1.061 | 1.0572 | 1.0478 | 1.0399 | 1.0335 | 1.0279 | 1.0234 | 1.0197 | 1.0168 | 1.0143 | 1.0122 | 1.0106 | 1.0092 | 1.0081 | 1.0072 | 1.0064 | 1.0058 | 0 | 0 | 0 | 0 | 0 | 0 | 0 | 0 | 0 | 0 | 0 | 0 | 0 | 0 | 0 | 0 | 0 | 0 | 0 | 0 | 0 | 0 | 0 | 0 | 0 | 0 | 0 | 0 | 0 | 0 | 0 | 0 | 0 | 0 | 0 | 0 | 0 | 0 | 0 | 0 | 0 | 0 | 0 | 0 | 0 | 0 | 0 | 0 | 0 | 0 | 0 | 0 | 0 | 0 | 0 | 0 | 0 | 0 | 0 | 0 | 0 | 0 | 0 | 0 | 0 | 0 | 0 | 0 | 0 | 0 | 3.0737 | 6.1683 | 6.3319 | 6.3468 | 6.3908 | 6.3908 | 6.3908 | 6.3908 | 6.3908 | 6.3908 | 6.3908 | 6.3908 | 6.3908 | 6.3908 | 6.3908 | 6.3908 | 6.3908 | 6.3908 | 6.3908 | 6.3908 | 0 | 0 | 0 | 0 | 0 | 0 | 0 | 0 | 0 | 0 | 1.5532 | 3.0678 | 3.1053 | 3.0749 | 3.0639 | 3.0366 | 3.0138 | 2.995 | 2.9789 | 2.9659 | 2.9552 | 2.9467 | 2.9396 | 2.9333 | 2.9288 | 2.9248 | 2.9217 | 2.919 | 2.9167 | 2.915
48 | Std 34b | 48 | 2015 T-20 - Showerheads w/ Electric Water Heaters - Tier 1 (2..5 to 2.0 gpm) | 0 | 0 | 0 | 0 | 0 | 0 | 0 | 0 | 0 | 0 | 4.4523 | 8.935 | 9.1719 | 9.1936 | 9.2572 | 9.2572 | 9.2572 | 9.2572 | 9.2572 | 9.2572 | 9.2572 | 9.2572 | 9.2572 | 9.2572 | 9.2572 | 9.2572 | 9.2572 | 9.2572 | 9.2572 | 9.2572 | 0 | 0 | 0 | 0 | 0 | 0 | 0 | 0 | 0 | 0 | 2.2499 | 4.4438 | 4.4981 | 4.454 | 4.4382 | 4.3986 | 4.3656 | 4.3384 | 4.315 | 4.2963 | 4.2807 | 4.2684 | 4.258 | 4.2489 | 4.2425 | 4.2366 | 4.2321 | 4.2282 | 4.225 | 4.2224 | 0 | 0 | 0 | 0 | 0 | 0 | 0 | 0 | 0 | 0 | 0.57926 | 1.1625 | 1.1933 | 1.1961 | 1.2044 | 1.2044 | 1.2044 | 1.2044 | 1.2044 | 1.2044 | 1.2044 | 1.2044 | 1.2044 | 1.2044 | 1.2044 | 1.2044 | 1.2044 | 1.2044 | 1.2044 | 1.2044 | 0 | 0 | 0 | 0 | 0 | 0 | 0 | 0 | 0 | 0 | 0.29271 | 0.57815 | 0.58521 | 0.57948 | 0.57742 | 0.57227 | 0.56797 | 0.56443 | 0.5614 | 0.55895 | 0.55693 | 0.55533 | 0.55398 | 0.5528 | 0.55196 | 0.5512 | 0.55061 | 0.5501 | 0.54968 | 0.54934 | 0 | 0 | 0 | 0 | 0 | 0 | 0 | 0 | 0 | 0 | 0 | 0 | 0 | 0 | 0 | 0 | 0 | 0 | 0 | 0 | 0 | 0 | 0 | 0 | 0 | 0 | 0 | 0 | 0 | 0 | 0 | 0 | 0 | 0 | 0 | 0 | 0 | 0 | 0 | 0 | 0 | 0 | 0 | 0 | 0 | 0 | 0 | 0 | 0 | 0 | 0 | 0 | 0 | 0 | 0 | 0 | 0 | 0 | 0 | 0
49 | Std 34c | 49 | 2015 T-20 - Showerheads w/ Natural Gas Water Heaters - Tier 2 (2.0 - 1.8 gpm) | 0 | 0 | 0 | 0 | 0 | 0 | 0 | 0 | 0 | 0 | 0 | 0 | 0.45513 | 0.90497 | 0.91123 | 0.91123 | 0.91123 | 0.91123 | 0.91123 | 0.91123 | 0.91123 | 0.91123 | 0.91123 | 0.91123 | 0.91123 | 0.91123 | 0.91123 | 0.91123 | 0.91123 | 0.91123 | 0 | 0 | 0 | 0 | 0 | 0 | 0 | 0 | 0 | 0 | 0 | 0 | 0.24378 | 0.47466 | 0.4687 | 0.46047 | 0.4532 | 0.44688 | 0.44146 | 0.43687 | 0.43298 | 0.42973 | 0.42705 | 0.42475 | 0.4229 | 0.42137 | 0.42016 | 0.41914 | 0.41824 | 0.41761 | 0 | 0 | 0 | 0 | 0 | 0 | 0 | 0 | 0 | 0 | 0 | 0 | 0 | 0 | 0 | 0 | 0 | 0 | 0 | 0 | 0 | 0 | 0 | 0 | 0 | 0 | 0 | 0 | 0 | 0 | 0 | 0 | 0 | 0 | 0 | 0 | 0 | 0 | 0 | 0 | 0 | 0 | 0 | 0 | 0 | 0 | 0 | 0 | 0 | 0 | 0 | 0 | 0 | 0 | 0 | 0 | 0 | 0 | 0 | 0 | 0 | 0 | 0 | 0 | 0 | 0 | 0 | 0 | 0 | 0 | 0 | 0 | 1.3352 | 2.655 | 2.6733 | 2.6733 | 2.6733 | 2.6733 | 2.6733 | 2.6733 | 2.6733 | 2.6733 | 2.6733 | 2.6733 | 2.6733 | 2.6733 | 2.6733 | 2.6733 | 2.6733 | 2.6733 | 0 | 0 | 0 | 0 | 0 | 0 | 0 | 0 | 0 | 0 | 0 | 0 | 0.71521 | 1.3926 | 1.3751 | 1.3509 | 1.3296 | 1.3111 | 1.2951 | 1.2817 | 1.2703 | 1.2607 | 1.2529 | 1.2461 | 1.2407 | 1.2362 | 1.2326 | 1.2296 | 1.227 | 1.2252
50 | Std 34d | 50 | 2015 T-20 - Showerheads w/ Electric Water Heaters- Tier 2 (2.0 - 1.8 gpm) | 0 | 0 | 0 | 0 | 0 | 0 | 0 | 0 | 0 | 0 | 0 | 0 | 1.934 | 3.8455 | 3.8721 | 3.8721 | 3.8721 | 3.8721 | 3.8721 | 3.8721 | 3.8721 | 3.8721 | 3.8721 | 3.8721 | 3.8721 | 3.8721 | 3.8721 | 3.8721 | 3.8721 | 3.8721 | 0 | 0 | 0 | 0 | 0 | 0 | 0 | 0 | 0 | 0 | 0 | 0 | 1.0359 | 2.017 | 1.9917 | 1.9567 | 1.9258 | 1.899 | 1.8759 | 1.8564 | 1.8399 | 1.8261 | 1.8147 | 1.8049 | 1.7971 | 1.7906 | 1.7854 | 1.7811 | 1.7773 | 1.7746 | 0 | 0 | 0 | 0 | 0 | 0 | 0 | 0 | 0 | 0 | 0 | 0 | 0.25163 | 0.50035 | 0.50381 | 0.50381 | 0.50381 | 0.50381 | 0.50381 | 0.50381 | 0.50381 | 0.50381 | 0.50381 | 0.50381 | 0.50381 | 0.50381 | 0.50381 | 0.50381 | 0.50381 | 0.50381 | 0 | 0 | 0 | 0 | 0 | 0 | 0 | 0 | 0 | 0 | 0 | 0 | 0.13479 | 0.26244 | 0.25914 | 0.25459 | 0.25057 | 0.24708 | 0.24408 | 0.24154 | 0.23939 | 0.23759 | 0.23611 | 0.23484 | 0.23382 | 0.23297 | 0.2323 | 0.23174 | 0.23124 | 0.23089 | 0 | 0 | 0 | 0 | 0 | 0 | 0 | 0 | 0 | 0 | 0 | 0 | 0 | 0 | 0 | 0 | 0 | 0 | 0 | 0 | 0 | 0 | 0 | 0 | 0 | 0 | 0 | 0 | 0 | 0 | 0 | 0 | 0 | 0 | 0 | 0 | 0 | 0 | 0 | 0 | 0 | 0 | 0 | 0 | 0 | 0 | 0 | 0 | 0 | 0 | 0 | 0 | 0 | 0 | 0 | 0 | 0 | 0 | 0 | 0
51 | Std 35 | 51 | 2015 T-20 - Toilets - Commercial (1.28 gpf) | 0 | 0 | 0 | 0 | 0 | 0 | 0 | 0 | 0 | 0 | 0.27215 | 0.27406 | 0.27597 | 0.27791 | 0.27985 | 0.27985 | 0.27985 | 0.27985 | 0.27985 | 0.27985 | 0.27985 | 0.27985 | 0.27985 | 0.27985 | 0.27985 | 0.27985 | 0.27985 | 0.27985 | 0.27985 | 0.27985 | 0 | 0 | 0 | 0 | 0 | 0 | 0 | 0 | 0 | 0 | 0.065629 | 0.062041 | 0.061915 | 0.06227 | 0.062687 | 0.062687 | 0.062687 | 0.062687 | 0.062687 | 0.062687 | 0.062687 | 0.062687 | 0.062687 | 0.062687 | 0.062687 | 0.062687 | 0.062687 | 0.062687 | 0.062687 | 0.062687 | 0 | 0 | 0 | 0 | 0 | 0 | 0 | 0 | 0 | 0 | 0 | 0 | 0 | 0 | 0 | 0 | 0 | 0 | 0 | 0 | 0 | 0 | 0 | 0 | 0 | 0 | 0 | 0 | 0 | 0 | 0 | 0 | 0 | 0 | 0 | 0 | 0 | 0 | 0 | 0 | 0 | 0 | 0 | 0 | 0 | 0 | 0 | 0 | 0 | 0 | 0 | 0 | 0 | 0 | 0 | 0 | 0 | 0 | 0 | 0 | 0 | 0 | 0 | 0 | 0 | 0 | 0 | 0 | 0 | 0 | 0 | 0 | 0 | 0 | 0 | 0 | 0 | 0 | 0 | 0 | 0 | 0 | 0 | 0 | 0 | 0 | 0 | 0 | 0 | 0 | 0 | 0 | 0 | 0 | 0 | 0 | 0 | 0 | 0 | 0 | 0 | 0 | 0 | 0 | 0 | 0 | 0 | 0 | 0 | 0 | 0 | 0 | 0 | 0 | 0 | 0 | 0 | 0 | 0 | 0
52 | Std 35 | 52 | 2015 T-20 - Toilets - Residential (1.28 gpf) | 0 | 0 | 0 | 0 | 0 | 0 | 0 | 0 | 0 | 0 | 1.5429 | 1.5619 | 1.5812 | 1.6008 | 1.6208 | 1.6208 | 1.6208 | 1.6208 | 1.6208 | 1.6208 | 1.6208 | 1.6208 | 1.6208 | 1.6208 | 1.6208 | 1.6208 | 1.6208 | 1.6208 | 1.6208 | 1.6208 | 0 | 0 | 0 | 0 | 0 | 0 | 0 | 0 | 0 | 0 | 0.37207 | 0.35358 | 0.35474 | 0.3587 | 0.36306 | 0.36306 | 0.36306 | 0.36306 | 0.36306 | 0.36306 | 0.36306 | 0.36306 | 0.36306 | 0.36306 | 0.36306 | 0.36306 | 0.36306 | 0.36306 | 0.36306 | 0.36306 | 0 | 0 | 0 | 0 | 0 | 0 | 0 | 0 | 0 | 0 | 0 | 0 | 0 | 0 | 0 | 0 | 0 | 0 | 0 | 0 | 0 | 0 | 0 | 0 | 0 | 0 | 0 | 0 | 0 | 0 | 0 | 0 | 0 | 0 | 0 | 0 | 0 | 0 | 0 | 0 | 0 | 0 | 0 | 0 | 0 | 0 | 0 | 0 | 0 | 0 | 0 | 0 | 0 | 0 | 0 | 0 | 0 | 0 | 0 | 0 | 0 | 0 | 0 | 0 | 0 | 0 | 0 | 0 | 0 | 0 | 0 | 0 | 0 | 0 | 0 | 0 | 0 | 0 | 0 | 0 | 0 | 0 | 0 | 0 | 0 | 0 | 0 | 0 | 0 | 0 | 0 | 0 | 0 | 0 | 0 | 0 | 0 | 0 | 0 | 0 | 0 | 0 | 0 | 0 | 0 | 0 | 0 | 0 | 0 | 0 | 0 | 0 | 0 | 0 | 0 | 0 | 0 | 0 | 0 | 0
53 | Std 36 | 53 | 2015 T-20 - Urinals (.125 gpf) | 0 | 0 | 0 | 0 | 0 | 0 | 0 | 0 | 0 | 0 | 0.37743 | 0.38007 | 0.38273 | 0.38541 | 0.3881 | 0.3881 | 0.3881 | 0.3881 | 0.3881 | 0.3881 | 0.3881 | 0.3881 | 0.3881 | 0.3881 | 0.3881 | 0.3881 | 0.3881 | 0.3881 | 0.3881 | 0.3881 | 0 | 0 | 0 | 0 | 0 | 0 | 0 | 0 | 0 | 0 | 0.22304 | 0.22122 | 0.21974 | 0.21858 | 0.21775 | 0.21576 | 0.21408 | 0.21272 | 0.21158 | 0.21066 | 0.20992 | 0.20932 | 0.20884 | 0.20845 | 0.20816 | 0.20791 | 0.20772 | 0.20759 | 0.20745 | 0.20737 | 0 | 0 | 0 | 0 | 0 | 0 | 0 | 0 | 0 | 0 | 0 | 0 | 0 | 0 | 0 | 0 | 0 | 0 | 0 | 0 | 0 | 0 | 0 | 0 | 0 | 0 | 0 | 0 | 0 | 0 | 0 | 0 | 0 | 0 | 0 | 0 | 0 | 0 | 0 | 0 | 0 | 0 | 0 | 0 | 0 | 0 | 0 | 0 | 0 | 0 | 0 | 0 | 0 | 0 | 0 | 0 | 0 | 0 | 0 | 0 | 0 | 0 | 0 | 0 | 0 | 0 | 0 | 0 | 0 | 0 | 0 | 0 | 0 | 0 | 0 | 0 | 0 | 0 | 0 | 0 | 0 | 0 | 0 | 0 | 0 | 0 | 0 | 0 | 0 | 0 | 0 | 0 | 0 | 0 | 0 | 0 | 0 | 0 | 0 | 0 | 0 | 0 | 0 | 0 | 0 | 0 | 0 | 0 | 0 | 0 | 0 | 0 | 0 | 0 | 0 | 0 | 0 | 0 | 0 | 0
54 | Std 37 | 54 | 2015 T-20 - Air Filter Labeling | 0 | 0 | 0 | 0 | 0 | 0 | 0 | 0 | 0 | 0 | 4.4682 | 8.912 | 8.912 | 8.912 | 8.912 | 8.912 | 8.912 | 8.912 | 8.912 | 8.912 | 8.912 | 8.912 | 8.912 | 8.912 | 8.912 | 8.912 | 8.912 | 8.912 | 8.912 | 8.912 | 0 | 0 | 0 | 0 | 0 | 0 | 0 | 0 | 0 | 0 | 3.124 | 6.226 | 6.2203 | 6.2129 | 6.2047 | 6.1954 | 6.1848 | 6.1723 | 6.1592 | 6.1442 | 6.1286 | 6.1118 | 6.0949 | 6.0775 | 6.0606 | 6.0444 | 6.0294 | 6.0151 | 6.002 | 5.9908 | 0 | 0 | 0 | 0 | 0 | 0 | 0 | 0 | 0 | 0 | 0 | 0 | 0 | 0 | 0 | 0 | 0 | 0 | 0 | 0 | 0 | 0 | 0 | 0 | 0 | 0 | 0 | 0 | 0 | 0 | 0 | 0 | 0 | 0 | 0 | 0 | 0 | 0 | 0 | 0 | 0 | 0 | 0 | 0 | 0 | 0 | 0 | 0 | 0 | 0 | 0 | 0 | 0 | 0 | 0 | 0 | 0 | 0 | 0 | 0 | 0 | 0 | 0 | 0 | 0 | 0 | 0 | 0 | 0 | 0 | 0.90286 | 1.8008 | 1.8008 | 1.8008 | 1.8008 | 1.8008 | 1.8008 | 1.8008 | 1.8008 | 1.8008 | 1.8008 | 1.8008 | 1.8008 | 1.8008 | 1.8008 | 1.8008 | 1.8008 | 1.8008 | 1.8008 | 1.8008 | 0 | 0 | 0 | 0 | 0 | 0 | 0 | 0 | 0 | 0 | 0.63125 | 1.258 | 1.2569 | 1.2554 | 1.2537 | 1.2519 | 1.2497 | 1.2472 | 1.2445 | 1.2415 | 1.2384 | 1.235 | 1.2316 | 1.228 | 1.2246 | 1.2214 | 1.2183 | 1.2154 | 1.2128 | 1.2105
55 | Std 38 | 55 | 2015 T-20 - Dimming Ballasts | 0 | 0 | 0 | 0 | 0 | 0 | 0 | 0 | 0 | 0 | 3.1498 | 6.6593 | 7.0589 | 7.4824 | 7.9313 | 7.9313 | 7.9313 | 7.9313 | 7.9313 | 7.9313 | 7.9313 | 7.9313 | 7.9313 | 7.9313 | 7.9313 | 7.9313 | 7.9313 | 7.9313 | 7.9313 | 7.9313 | 0 | 0 | 0 | 0 | 0 | 0 | 0 | 0 | 0 | 0 | 1.752 | 3.6635 | 3.8655 | 4.0901 | 4.3322 | 4.3311 | 4.3311 | 4.3305 | 4.3305 | 4.3305 | 4.3305 | 4.3305 | 4.3305 | 4.3305 | 4.3305 | 4.3305 | 4.3305 | 4.3305 | 4.3305 | 4.3305 | 0 | 0 | 0 | 0 | 0 | 0 | 0 | 0 | 0 | 0 | 0.62723 | 1.3261 | 1.4057 | 1.49 | 1.5794 | 1.5794 | 1.5794 | 1.5794 | 1.5794 | 1.5794 | 1.5794 | 1.5794 | 1.5794 | 1.5794 | 1.5794 | 1.5794 | 1.5794 | 1.5794 | 1.5794 | 1.5794 | 0 | 0 | 0 | 0 | 0 | 0 | 0 | 0 | 0 | 0 | 0.34888 | 0.72953 | 0.76975 | 0.81448 | 0.86269 | 0.86246 | 0.86246 | 0.86235 | 0.86235 | 0.86235 | 0.86235 | 0.86235 | 0.86235 | 0.86235 | 0.86235 | 0.86235 | 0.86235 | 0.86235 | 0.86235 | 0.86235 | 0 | 0 | 0 | 0 | 0 | 0 | 0 | 0 | 0 | 0 | -0.013335 | -0.028193 | -0.029885 | -0.031678 | -0.033579 | -0.033579 | -0.033579 | -0.033579 | -0.033579 | -0.033579 | -0.033579 | -0.033579 | -0.033579 | -0.033579 | -0.033579 | -0.033579 | -0.033579 | -0.033579 | -0.033579 | -0.033579 | 0 | 0 | 0 | 0 | 0 | 0 | 0 | 0 | 0 | 0 | -0.0074173 | -0.01551 | -0.016365 | -0.017316 | -0.018341 | -0.018336 | -0.018336 | -0.018334 | -0.018334 | -0.018334 | -0.018334 | -0.018334 | -0.018334 | -0.018334 | -0.018334 | -0.018334 | -0.018334 | -0.018334 | -0.018334 | -0.018334
56 | Std 39 | 56 | - Metal Halide Lamp Fixtures
57 | Std 40 | 57 | 2016 T-20 - Small Diameter Directional Lamps | 0 | 0 | 0 | 0 | 0 | 0 | 0 | 0 | 0 | 0 | 0 | 0 | 65.4625 | 65.4625 | 65.4625 | 65.4625 | 65.4625 | 65.4625 | 65.4625 | 65.4625 | 65.4625 | 65.4625 | 65.4625 | 65.4625 | 65.4625 | 65.4625 | 65.4625 | 65.4625 | 65.4625 | 65.4625 | 0 | 0 | 0 | 0 | 0 | 0 | 0 | 0 | 0 | 0 | 0 | 0 | 41.9791 | 41.3605 | 40.7098 | 40.0224 | 39.3122 | 38.5653 | 37.7908 | 36.9889 | 36.1641 | 35.3118 | 34.4411 | 33.5521 | 32.6494 | 31.7329 | 30.8119 | 29.8817 | 28.956 | 28.0304 | 0 | 0 | 0 | 0 | 0 | 0 | 0 | 0 | 0 | 0 | 0 | 0 | 13.0209 | 13.0209 | 13.0209 | 13.0209 | 13.0209 | 13.0209 | 13.0209 | 13.0209 | 13.0209 | 13.0209 | 13.0209 | 13.0209 | 13.0209 | 13.0209 | 13.0209 | 13.0209 | 13.0209 | 13.0209 | 0 | 0 | 0 | 0 | 0 | 0 | 0 | 0 | 0 | 0 | 0 | 0 | 8.3499 | 8.2269 | 8.0975 | 7.9607 | 7.8195 | 7.6709 | 7.5169 | 7.3573 | 7.1933 | 7.0238 | 6.8506 | 6.6738 | 6.4942 | 6.3119 | 6.1287 | 5.9437 | 5.7596 | 5.5754 | 0 | 0 | 0 | 0 | 0 | 0 | 0 | 0 | 0 | 0 | 0 | 0 | -0.27715 | -0.27715 | -0.27715 | -0.27715 | -0.27715 | -0.27715 | -0.27715 | -0.27715 | -0.27715 | -0.27715 | -0.27715 | -0.27715 | -0.27715 | -0.27715 | -0.27715 | -0.27715 | -0.27715 | -0.27715 | 0 | 0 | 0 | 0 | 0 | 0 | 0 | 0 | 0 | 0 | 0 | 0 | -0.17773 | -0.17511 | -0.17235 | -0.16944 | -0.16644 | -0.16327 | -0.15999 | -0.1566 | -0.15311 | -0.1495 | -0.14581 | -0.14205 | -0.13823 | -0.13435 | -0.13045 | -0.12651 | -0.12259 | -0.11867
58 | Std 41a | 58 | 2016 T-20 - LED Quality - Tier 1 | 0 | 0 | 0 | 0 | 0 | 0 | 0 | 0 | 0 | 0 | 0 | 0 | 8.6265 | 8.6265 | 8.6265 | 8.6265 | 8.6265 | 8.6265 | 8.6265 | 8.6265 | 8.6265 | 8.6265 | 8.6265 | 8.6265 | 8.6265 | 8.6265 | 8.6265 | 8.6265 | 8.6265 | 8.6265 | 0 | 0 | 0 | 0 | 0 | 0 | 0 | 0 | 0 | 0 | 0 | 0 | 5.0579 | 4.8514 | 4.6285 | 4.3961 | 4.1636 | 3.9389 | 3.7306 | 3.544 | 3.3816 | 3.2451 | 3.1316 | 3.0398 | 2.9667 | 2.9094 | 2.8641 | 2.8297 | 2.8025 | 2.782 | 0 | 0 | 0 | 0 | 0 | 0 | 0 | 0 | 0 | 0 | 0 | 0 | 1.7159 | 1.7159 | 1.7159 | 1.7159 | 1.7159 | 1.7159 | 1.7159 | 1.7159 | 1.7159 | 1.7159 | 1.7159 | 1.7159 | 1.7159 | 1.7159 | 1.7159 | 1.7159 | 1.7159 | 1.7159 | 0 | 0 | 0 | 0 | 0 | 0 | 0 | 0 | 0 | 0 | 0 | 0 | 1.006 | 0.96497 | 0.92065 | 0.87441 | 0.82816 | 0.78348 | 0.74205 | 0.70493 | 0.67262 | 0.64548 | 0.6229 | 0.60464 | 0.59011 | 0.57869 | 0.56969 | 0.56284 | 0.55743 | 0.55335 | 0 | 0 | 0 | 0 | 0 | 0 | 0 | 0 | 0 | 0 | 0 | 0 | -0.036522 | -0.036522 | -0.036522 | -0.036522 | -0.036522 | -0.036522 | -0.036522 | -0.036522 | -0.036522 | -0.036522 | -0.036522 | -0.036522 | -0.036522 | -0.036522 | -0.036522 | -0.036522 | -0.036522 | -0.036522 | 0 | 0 | 0 | 0 | 0 | 0 | 0 | 0 | 0 | 0 | 0 | 0 | -0.021414 | -0.020539 | -0.019596 | -0.018612 | -0.017627 | -0.016676 | -0.015794 | -0.015004 | -0.014317 | -0.013739 | -0.013258 | -0.01287 | -0.01256 | -0.012317 | -0.012126 | -0.01198 | -0.011865 | -0.011778
59 | Std 41b | 59 | 2016 T-20 - LED Quality - Tier 2 | 0 | 0 | 0 | 0 | 0 | 0 | 0 | 0 | 0 | 0 | 0 | 0 | 0 | 28.5237 | 77.453 | 98.3236 | 119.1941 | 140.0647 | 160.9353 | 181.8058 | 202.6764 | 223.547 | 244.4175 | 265.2881 | 286.1587 | 286.1587 | 286.1587 | 286.1587 | 286.1587 | 286.1587 | 0 | 0 | 0 | 0 | 0 | 0 | 0 | 0 | 0 | 0 | 0 | 0 | 0 | 9.1667 | 24.7555 | 31.2954 | 37.8298 | 44.3557 | 50.8974 | 57.4343 | 63.9708 | 70.5268 | 77.0771 | 83.6215 | 90.18 | 90.18 | 90.16 | 90.16 | 90.16 | 90.14 | 0 | 0 | 0 | 0 | 0 | 0 | 0 | 0 | 0 | 0 | 0 | 0 | 0 | 5.6736 | 15.4059 | 19.5572 | 23.7085 | 27.8598 | 32.0111 | 36.1624 | 40.3137 | 44.465 | 48.6163 | 52.7676 | 56.9189 | 56.9189 | 56.9189 | 56.9189 | 56.9189 | 56.9189 | 0 | 0 | 0 | 0 | 0 | 0 | 0 | 0 | 0 | 0 | 0 | 0 | 0 | 1.8233 | 4.924 | 6.2249 | 7.5246 | 8.8227 | 10.1238 | 11.4241 | 12.7242 | 14.0283 | 15.3312 | 16.6329 | 17.9374 | 17.9374 | 17.9334 | 17.9334 | 17.9334 | 17.9295 | 0 | 0 | 0 | 0 | 0 | 0 | 0 | 0 | 0 | 0 | 0 | 0 | 0 | -0.12076 | -0.32791 | -0.41627 | -0.50463 | -0.59299 | -0.68135 | -0.76971 | -0.85807 | -0.94643 | -1.0348 | -1.1231 | -1.2115 | -1.2115 | -1.2115 | -1.2115 | -1.2115 | -1.2115 | 0 | 0 | 0 | 0 | 0 | 0 | 0 | 0 | 0 | 0 | 0 | 0 | 0 | -0.038809 | -0.10481 | -0.1325 | -0.16016 | -0.18779 | -0.21548 | -0.24316 | -0.27083 | -0.29859 | -0.32632 | -0.35403 | -0.38179 | -0.38179 | -0.38171 | -0.38171 | -0.38171 | -0.38163
60 | Std 42a | 60 | 2016 T-20 - Computers - Workstations | 0 | 0 | 0 | 0 | 0 | 0 | 0 | 0 | 0 | 0 | 0 | 0 | 2.3653 | 2.6019 | 2.8384 | 3.0749 | 3.3115 | 3.548 | 3.7845 | 4.0211 | 4.2576 | 4.4941 | 4.7307 | 4.9672 | 5.2037 | 5.2037 | 5.2037 | 5.2037 | 5.2037 | 5.2037 | 0 | 0 | 0 | 0 | 0 | 0 | 0 | 0 | 0 | 0 | 0 | 0 | 1.4508 | 1.5397 | 1.6114 | 1.6662 | 1.7065 | 1.7358 | 1.759 | 1.7803 | 1.8037 | 1.8315 | 1.866 | 1.9072 | 1.9554 | 1.9222 | 1.8971 | 1.8781 | 1.8636 | 1.8526 | 0 | 0 | 0 | 0 | 0 | 0 | 0 | 0 | 0 | 0 | 0 | 0 | 0.43015 | 0.47317 | 0.51618 | 0.5592 | 0.60222 | 0.64523 | 0.68825 | 0.73126 | 0.77428 | 0.81729 | 0.86031 | 0.90332 | 0.94634 | 0.94634 | 0.94634 | 0.94634 | 0.94634 | 0.94634 | 0 | 0 | 0 | 0 | 0 | 0 | 0 | 0 | 0 | 0 | 0 | 0 | 0.26383 | 0.28001 | 0.29304 | 0.30301 | 0.31035 | 0.31567 | 0.3199 | 0.32377 | 0.32801 | 0.33308 | 0.33935 | 0.34683 | 0.3556 | 0.34957 | 0.345 | 0.34155 | 0.3389 | 0.33692 | 0 | 0 | 0 | 0 | 0 | 0 | 0 | 0 | 0 | 0 | 0 | 0 | -0.010014 | -0.011015 | -0.012017 | -0.013018 | -0.01402 | -0.015021 | -0.016023 | -0.017024 | -0.018025 | -0.019027 | -0.020028 | -0.02103 | -0.022031 | -0.022031 | -0.022031 | -0.022031 | -0.022031 | -0.022031 | 0 | 0 | 0 | 0 | 0 | 0 | 0 | 0 | 0 | 0 | 0 | 0 | -0.006142 | -0.0065187 | -0.006822 | -0.0070542 | -0.0072249 | -0.0073488 | -0.0074473 | -0.0075374 | -0.0076363 | -0.0077542 | -0.0079001 | -0.0080743 | -0.0082784 | -0.008138 | -0.0080316 | -0.0079514 | -0.0078897 | -0.0078435
61 | Std 42b | 61 | 2016 T-20 - Computers - Small Scale Servers | 0 | 0 | 0 | 0 | 0 | 0 | 0 | 0 | 0 | 0 | 0 | 0 | 0.59365 | 0.59365 | 0.59365 | 0.59365 | 0.59365 | 0.59365 | 0.59365 | 0.59365 | 0.59365 | 0.59365 | 0.59365 | 0.59365 | 0.59365 | 0.59365 | 0.59365 | 0.59365 | 0.59365 | 0.59365 | 0 | 0 | 0 | 0 | 0 | 0 | 0 | 0 | 0 | 0 | 0 | 0 | 0.36411 | 0.35131 | 0.33702 | 0.32168 | 0.30593 | 0.29043 | 0.27593 | 0.26284 | 0.25149 | 0.24194 | 0.23417 | 0.22793 | 0.22307 | 0.21929 | 0.21642 | 0.21426 | 0.2126 | 0.21135 | 0 | 0 | 0 | 0 | 0 | 0 | 0 | 0 | 0 | 0 | 0 | 0 | 0.10796 | 0.10796 | 0.10796 | 0.10796 | 0.10796 | 0.10796 | 0.10796 | 0.10796 | 0.10796 | 0.10796 | 0.10796 | 0.10796 | 0.10796 | 0.10796 | 0.10796 | 0.10796 | 0.10796 | 0.10796 | 0 | 0 | 0 | 0 | 0 | 0 | 0 | 0 | 0 | 0 | 0 | 0 | 0.066216 | 0.063889 | 0.061289 | 0.0585 | 0.055636 | 0.052817 | 0.05018 | 0.047799 | 0.045736 | 0.043998 | 0.042585 | 0.041451 | 0.040567 | 0.039879 | 0.039358 | 0.038965 | 0.038663 | 0.038436 | 0 | 0 | 0 | 0 | 0 | 0 | 0 | 0 | 0 | 0 | 0 | 0 | 0 | 0 | 0 | 0 | 0 | 0 | 0 | 0 | 0 | 0 | 0 | 0 | 0 | 0 | 0 | 0 | 0 | 0 | 0 | 0 | 0 | 0 | 0 | 0 | 0 | 0 | 0 | 0 | 0 | 0 | 0 | 0 | 0 | 0 | 0 | 0 | 0 | 0 | 0 | 0 | 0 | 0 | 0 | 0 | 0 | 0 | 0 | 0
62 | Std 42c | 62 | 2016 T-20 - Computers - Notebooks | 0 | 0 | 0 | 0 | 0 | 0 | 0 | 0 | 0 | 0 | 0 | 0 | 0 | 1.8552 | 1.8552 | 1.8552 | 1.8552 | 1.8552 | 1.8552 | 1.8552 | 1.8552 | 1.8552 | 1.8552 | 1.8552 | 1.8552 | 1.8552 | 1.8552 | 1.8552 | 1.8552 | 1.8552 | 0 | 0 | 0 | 0 | 0 | 0 | 0 | 0 | 0 | 0 | 0 | 0 | 0 | 0 | 0 | 0 | 0 | 0 | 0 | 0 | 0 | 0 | 0 | 0 | 0 | 0 | 0 | 0 | 0 | 0 | 0 | 0 | 0 | 0 | 0 | 0 | 0 | 0 | 0 | 0 | 0 | 0 | 0 | 0.30277 | 0.30277 | 0.30277 | 0.30277 | 0.30277 | 0.30277 | 0.30277 | 0.30277 | 0.30277 | 0.30277 | 0.30277 | 0.30277 | 0.30277 | 0.30277 | 0.30277 | 0.30277 | 0.30277 | 0 | 0 | 0 | 0 | 0 | 0 | 0 | 0 | 0 | 0 | 0 | 0 | 0 | 0 | 0 | 0 | 0 | 0 | 0 | 0 | 0 | 0 | 0 | 0 | 0 | 0 | 0 | 0 | 0 | 0 | 0 | 0 | 0 | 0 | 0 | 0 | 0 | 0 | 0 | 0 | 0 | 0 | 0 | -0.0078542 | -0.0078542 | -0.0078542 | -0.0078542 | -0.0078542 | -0.0078542 | -0.0078542 | -0.0078542 | -0.0078542 | -0.0078542 | -0.0078542 | -0.0078542 | -0.0078542 | -0.0078542 | -0.0078542 | -0.0078542 | -0.0078542 | 0 | 0 | 0 | 0 | 0 | 0 | 0 | 0 | 0 | 0 | 0 | 0 | 0 | 0 | 0 | 0 | 0 | 0 | 0 | 0 | 0 | 0 | 0 | 0 | 0 | 0 | 0 | 0 | 0 | 0
63 | Std 42d | 63 | 2016 T-20 - Computers - Desktops - Tier 1 | 0 | 0 | 0 | 0 | 0 | 0 | 0 | 0 | 0 | 0 | 0 | 0 | 0 | 69.3282 | 69.3282 | 69.3282 | 69.3282 | 69.3282 | 69.3282 | 69.3282 | 69.3282 | 69.3282 | 69.3282 | 69.3282 | 69.3282 | 69.3282 | 69.3282 | 69.3282 | 69.3282 | 69.3282 | 0 | 0 | 0 | 0 | 0 | 0 | 0 | 0 | 0 | 0 | 0 | 0 | 0 | 22.2315 | 16.4273 | 12.0354 | 9.0945 | 7.2746 | 6.2118 | 5.6052 | 5.2703 | 5.0811 | 4.9792 | 4.9209 | 4.8918 | 4.8724 | 4.8627 | 4.8578 | 4.8578 | 4.853 | 0 | 0 | 0 | 0 | 0 | 0 | 0 | 0 | 0 | 0 | 0 | 0 | 0 | 12.7555 | 12.7555 | 12.7555 | 12.7555 | 12.7555 | 12.7555 | 12.7555 | 12.7555 | 12.7555 | 12.7555 | 12.7555 | 12.7555 | 12.7555 | 12.7555 | 12.7555 | 12.7555 | 12.7555 | 0 | 0 | 0 | 0 | 0 | 0 | 0 | 0 | 0 | 0 | 0 | 0 | 0 | 4.0903 | 3.0224 | 2.2143 | 1.6733 | 1.3384 | 1.1429 | 1.0313 | 0.96967 | 0.93485 | 0.9161 | 0.90538 | 0.90003 | 0.89645 | 0.89467 | 0.89377 | 0.89377 | 0.89288 | 0 | 0 | 0 | 0 | 0 | 0 | 0 | 0 | 0 | 0 | 0 | 0 | 0 | -1.5756 | -1.5756 | -1.5756 | -1.5756 | -1.5756 | -1.5756 | -1.5756 | -1.5756 | -1.5756 | -1.5756 | -1.5756 | -1.5756 | -1.5756 | -1.5756 | -1.5756 | -1.5756 | -1.5756 | 0 | 0 | 0 | 0 | 0 | 0 | 0 | 0 | 0 | 0 | 0 | 0 | 0 | -0.50524 | -0.37333 | -0.27352 | -0.20668 | -0.16533 | -0.14117 | -0.12739 | -0.11978 | -0.11547 | -0.11316 | -0.11183 | -0.11117 | -0.11073 | -0.11051 | -0.1104 | -0.1104 | -0.11029
64 | Std 42e | 64 | 2016 T-20 - Computers - Desktops - Tier 2 | 0 | 0 | 0 | 0 | 0 | 0 | 0 | 0 | 0 | 0 | 0 | 0 | 0 | 0 | 0 | 6.472 | 12.8386 | 12.8386 | 12.8386 | 12.8386 | 12.8386 | 12.8386 | 12.8386 | 12.8386 | 12.8386 | 12.8386 | 12.8386 | 12.8386 | 12.8386 | 12.8386 | 0 | 0 | 0 | 0 | 0 | 0 | 0 | 0 | 0 | 0 | 0 | 0 | 0 | 0 | 0 | 1.5336 | 2.2288 | 1.6842 | 1.3472 | 1.1503 | 1.038 | 0.97599 | 0.94094 | 0.92207 | 0.91128 | 0.90589 | 0.90229 | 0.9005 | 0.8996 | 0.8996 | 0 | 0 | 0 | 0 | 0 | 0 | 0 | 0 | 0 | 0 | 0 | 0 | 0 | 0 | 0 | 1.1908 | 2.3621 | 2.3621 | 2.3621 | 2.3621 | 2.3621 | 2.3621 | 2.3621 | 2.3621 | 2.3621 | 2.3621 | 2.3621 | 2.3621 | 2.3621 | 2.3621 | 0 | 0 | 0 | 0 | 0 | 0 | 0 | 0 | 0 | 0 | 0 | 0 | 0 | 0 | 0 | 0.28215 | 0.41006 | 0.30986 | 0.24786 | 0.21165 | 0.19098 | 0.17957 | 0.17312 | 0.16965 | 0.16766 | 0.16667 | 0.16601 | 0.16568 | 0.16551 | 0.16551 | 0 | 0 | 0 | 0 | 0 | 0 | 0 | 0 | 0 | 0 | 0 | 0 | 0 | 0 | 0 | -0.14709 | -0.29177 | -0.29177 | -0.29177 | -0.29177 | -0.29177 | -0.29177 | -0.29177 | -0.29177 | -0.29177 | -0.29177 | -0.29177 | -0.29177 | -0.29177 | -0.29177 | 0 | 0 | 0 | 0 | 0 | 0 | 0 | 0 | 0 | 0 | 0 | 0 | 0 | 0 | 0 | -0.034852 | -0.050652 | -0.038275 | -0.030616 | -0.026143 | -0.02359 | -0.022181 | -0.021384 | -0.020955 | -0.02071 | -0.020588 | -0.020506 | -0.020465 | -0.020445 | -0.020445
65 | Std 42f | 65 | 2016 T-20 - Displays - Monitors | 0 | 0 | 0 | 0 | 0 | 0 | 0 | 0 | 0 | 0 | 0 | 0 | 0 | 15.7114 | 31.1667 | 31.1667 | 31.1667 | 31.1667 | 31.1667 | 31.1667 | 31.1667 | 31.1667 | 31.1667 | 31.1667 | 31.1667 | 31.1667 | 31.1667 | 31.1667 | 31.1667 | 31.1667 | 0 | 0 | 0 | 0 | 0 | 0 | 0 | 0 | 0 | 0 | 0 | 0 | 0 | 5.896 | 10.6335 | 9.6081 | 8.6438 | 7.7493 | 6.9377 | 6.2134 | 5.5763 | 5.0222 | 4.5444 | 4.1408 | 3.7983 | 3.5125 | 3.2725 | 3.0762 | 2.9125 | 2.7773 | 0 | 0 | 0 | 0 | 0 | 0 | 0 | 0 | 0 | 0 | 0 | 0 | 0 | 2.8572 | 5.6679 | 5.6679 | 5.6679 | 5.6679 | 5.6679 | 5.6679 | 5.6679 | 5.6679 | 5.6679 | 5.6679 | 5.6679 | 5.6679 | 5.6679 | 5.6679 | 5.6679 | 5.6679 | 0 | 0 | 0 | 0 | 0 | 0 | 0 | 0 | 0 | 0 | 0 | 0 | 0 | 1.0722 | 1.9338 | 1.7473 | 1.5719 | 1.4093 | 1.2617 | 1.13 | 1.0141 | 0.91333 | 0.82644 | 0.75304 | 0.69075 | 0.63877 | 0.59513 | 0.55942 | 0.52967 | 0.50507 | 0 | 0 | 0 | 0 | 0 | 0 | 0 | 0 | 0 | 0 | 0 | 0 | 0 | -0.066517 | -0.13195 | -0.13195 | -0.13195 | -0.13195 | -0.13195 | -0.13195 | -0.13195 | -0.13195 | -0.13195 | -0.13195 | -0.13195 | -0.13195 | -0.13195 | -0.13195 | -0.13195 | -0.13195 | 0 | 0 | 0 | 0 | 0 | 0 | 0 | 0 | 0 | 0 | 0 | 0 | 0 | -0.024962 | -0.045019 | -0.040678 | -0.036595 | -0.032808 | -0.029372 | -0.026306 | -0.023609 | -0.021262 | -0.01924 | -0.017531 | -0.016081 | -0.014871 | -0.013855 | -0.013023 | -0.012331 | -0.011758
66 | Fed 1 | 66 | 2010-12 Fed App - Electric Motors 1-200HP | 0 | 0 | 0 | 0 | 3.5689 | 42.0213 | 42.0213 | 42.0213 | 42.0213 | 42.0213 | 42.0213 | 42.0213 | 42.0213 | 42.0213 | 42.0213 | 42.0213 | 42.0213 | 42.0213 | 42.0213 | 42.0213 | 42.0213 | 42.0213 | 42.0213 | 42.0213 | 42.0213 | 42.0213 | 42.0213 | 42.0213 | 42.0213 | 42.0213 | 0 | 0 | 0 | 0 | 1.7744 | 20.8022 | 20.7148 | 20.6274 | 20.5444 | 20.4613 | 20.3827 | 20.304 | 20.2275 | 20.1554 | 20.0833 | 20.0156 | 19.9478 | 19.8845 | 19.8211 | 19.7621 | 19.7053 | 19.6485 | 19.596 | 19.5458 | 19.4955 | 19.4496 | 19.4059 | 19.3622 | 19.3207 | 19.2814 | 0 | 0 | 0 | 0 | 0.49034 | 5.7734 | 5.7734 | 5.7734 | 5.7734 | 5.7734 | 5.7734 | 5.7734 | 5.7734 | 5.7734 | 5.7734 | 5.7734 | 5.7734 | 5.7734 | 5.7734 | 5.7734 | 5.7734 | 5.7734 | 5.7734 | 5.7734 | 5.7734 | 5.7734 | 5.7734 | 5.7734 | 5.7734 | 5.7734 | 0 | 0 | 0 | 0 | 0.24378 | 2.858 | 2.846 | 2.834 | 2.8226 | 2.8112 | 2.8004 | 2.7896 | 2.7791 | 2.7692 | 2.7593 | 2.75 | 2.7407 | 2.732 | 2.7232 | 2.7151 | 2.7073 | 2.6995 | 2.6923 | 2.6854 | 2.6785 | 2.6722 | 2.6662 | 2.6602 | 2.6545 | 2.6491 | 0 | 0 | 0 | 0 | 0 | 0 | 0 | 0 | 0 | 0 | 0 | 0 | 0 | 0 | 0 | 0 | 0 | 0 | 0 | 0 | 0 | 0 | 0 | 0 | 0 | 0 | 0 | 0 | 0 | 0 | 0 | 0 | 0 | 0 | 0 | 0 | 0 | 0 | 0 | 0 | 0 | 0 | 0 | 0 | 0 | 0 | 0 | 0 | 0 | 0 | 0 | 0 | 0 | 0 | 0 | 0 | 0 | 0 | 0 | 0
67 | Fed 2 | 67 | 2010-12 Fed App - Refrigerated Beverage Vending Machines | 0 | 0 | 0 | 0 | 0 | 0.5964 | 1.7698 | 1.7698 | 1.7698 | 1.7698 | 1.7698 | 1.7698 | 1.7698 | 1.7698 | 1.7698 | 1.7698 | 1.7698 | 1.7698 | 1.7698 | 1.7698 | 1.7698 | 1.7698 | 1.7698 | 1.7698 | 1.7698 | 1.7698 | 1.7698 | 1.7698 | 1.7698 | 1.7698 | 0 | 0 | 0 | 0 | 0 | 0.015319 | 0.039525 | 0.036157 | 0.034314 | 0.033271 | 0.03279 | 0.03247 | 0.032309 | 0.032149 | 0.032149 | 0.032069 | 0.032069 | 0.032069 | 0.032069 | 0.032069 | 0.032069 | 0.032069 | 0.032069 | 0.032069 | 0.032069 | 0.032069 | 0.032069 | 0.032069 | 0.032069 | 0.032069 | 0 | 0 | 0 | 0 | 0 | 0.089694 | 0.26616 | 0.26616 | 0.26616 | 0.26616 | 0.26616 | 0.26616 | 0.26616 | 0.26616 | 0.26616 | 0.26616 | 0.26616 | 0.26616 | 0.26616 | 0.26616 | 0.26616 | 0.26616 | 0.26616 | 0.26616 | 0.26616 | 0.26616 | 0.26616 | 0.26616 | 0.26616 | 0.26616 | 0 | 0 | 0 | 0 | 0 | 0.0023038 | 0.0059442 | 0.0054378 | 0.0051605 | 0.0050038 | 0.0049314 | 0.0048832 | 0.0048591 | 0.004835 | 0.004835 | 0.0048229 | 0.0048229 | 0.0048229 | 0.0048229 | 0.0048229 | 0.0048229 | 0.0048229 | 0.0048229 | 0.0048229 | 0.0048229 | 0.0048229 | 0.0048229 | 0.0048229 | 0.0048229 | 0.0048229 | 0 | 0 | 0 | 0 | 0 | -0.0069422 | -0.020601 | -0.020601 | -0.020601 | -0.020601 | -0.020601 | -0.020601 | -0.020601 | -0.020601 | -0.020601 | -0.020601 | -0.020601 | -0.020601 | -0.020601 | -0.020601 | -0.020601 | -0.020601 | -0.020601 | -0.020601 | -0.020601 | -0.020601 | -0.020601 | -0.020601 | -0.020601 | -0.020601 | 0 | 0 | 0 | 0 | 0 | -0.00017831 | -0.00046008 | -0.00042088 | -0.00039942 | -0.00038729 | -0.00038169 | -0.00037796 | -0.00037609 | -0.00037422 | -0.00037422 | -0.00037329 | -0.00037329 | -0.00037329 | -0.00037329 | -0.00037329 | -0.00037329 | -0.00037329 | -0.00037329 | -0.00037329 | -0.00037329 | -0.00037329 | -0.00037329 | -0.00037329 | -0.00037329 | -0.00037329
68 | Fed 3 | 68 | 2010-12 Fed App - Commercial Refrigeration | 0 | 0 | 0 | 0 | 0 | 0 | 6.4427 | 6.4427 | 6.4427 | 6.4427 | 6.4427 | 6.4427 | 6.4427 | 6.4427 | 6.4427 | 6.4427 | 6.4427 | 6.4427 | 6.4427 | 6.4427 | 6.4427 | 6.4427 | 6.4427 | 6.4427 | 6.4427 | 6.4427 | 6.4427 | 6.4427 | 6.4427 | 6.4427 | 0 | 0 | 0 | 0 | 0 | 0 | 1.6409 | 1.612 | 1.591 | 1.5762 | 1.5658 | 1.5582 | 1.5532 | 1.5495 | 1.547 | 1.5453 | 1.5442 | 1.5434 | 1.5428 | 1.5423 | 1.542 | 1.542 | 1.5417 | 1.5417 | 1.5417 | 1.5414 | 1.5414 | 1.5414 | 1.5414 | 1.5414 | 0 | 0 | 0 | 0 | 0 | 0 | 1.0799 | 1.0799 | 1.0799 | 1.0799 | 1.0799 | 1.0799 | 1.0799 | 1.0799 | 1.0799 | 1.0799 | 1.0799 | 1.0799 | 1.0799 | 1.0799 | 1.0799 | 1.0799 | 1.0799 | 1.0799 | 1.0799 | 1.0799 | 1.0799 | 1.0799 | 1.0799 | 1.0799 | 0 | 0 | 0 | 0 | 0 | 0 | 0.27505 | 0.27021 | 0.26669 | 0.2642 | 0.26246 | 0.26119 | 0.26035 | 0.25974 | 0.25931 | 0.25903 | 0.25884 | 0.2587 | 0.25861 | 0.25852 | 0.25847 | 0.25847 | 0.25842 | 0.25842 | 0.25842 | 0.25837 | 0.25837 | 0.25837 | 0.25837 | 0.25837 | 0 | 0 | 0 | 0 | 0 | 0 | -0.14642 | -0.14642 | -0.14642 | -0.14642 | -0.14642 | -0.14642 | -0.14642 | -0.14642 | -0.14642 | -0.14642 | -0.14642 | -0.14642 | -0.14642 | -0.14642 | -0.14642 | -0.14642 | -0.14642 | -0.14642 | -0.14642 | -0.14642 | -0.14642 | -0.14642 | -0.14642 | -0.14642 | 0 | 0 | 0 | 0 | 0 | 0 | -0.037292 | -0.036636 | -0.036158 | -0.035821 | -0.035585 | -0.035413 | -0.035298 | -0.035216 | -0.035158 | -0.03512 | -0.035095 | -0.035075 | -0.035063 | -0.03505 | -0.035044 | -0.035044 | -0.035037 | -0.035037 | -0.035037 | -0.035031 | -0.035031 | -0.035031 | -0.035031 | -0.035031
69 | Fed 4 | 69 | - ASHRAE Products (Commercial boilers)
70 | Fed 5 | 70 | 2010-12 Fed App - Residential Electric & Gas Ranges | 0 | 0 | 0 | 0 | 0 | 0 | 0 | 0 | 0 | 0 | 0 | 0 | 0 | 0 | 0 | 0 | 0 | 0 | 0 | 0 | 0 | 0 | 0 | 0 | 0 | 0 | 0 | 0 | 0 | 0 | 0 | 0 | 0 | 0 | 0 | 0 | 0 | 0 | 0 | 0 | 0 | 0 | 0 | 0 | 0 | 0 | 0 | 0 | 0 | 0 | 0 | 0 | 0 | 0 | 0 | 0 | 0 | 0 | 0 | 0 | 0 | 0 | 0 | 0 | 0 | 0 | 0 | 0 | 0 | 0 | 0 | 0 | 0 | 0 | 0 | 0 | 0 | 0 | 0 | 0 | 0 | 0 | 0 | 0 | 0 | 0 | 0 | 0 | 0 | 0 | 0 | 0 | 0 | 0 | 0 | 0 | 0 | 0 | 0 | 0 | 0 | 0 | 0 | 0 | 0 | 0 | 0 | 0 | 0 | 0 | 0 | 0 | 0 | 0 | 0 | 0 | 0 | 0 | 0 | 0 | 0 | 0 | 0 | 0 | 0 | 0 | 0.036054 | 0.049472 | 0.049472 | 0.049472 | 0.049472 | 0.049472 | 0.049472 | 0.049472 | 0.049472 | 0.049472 | 0.049472 | 0.049472 | 0.049472 | 0.049472 | 0.049472 | 0.049472 | 0.049472 | 0.049472 | 0.049472 | 0.049472 | 0.049472 | 0.049472 | 0.049472 | 0.049472 | 0 | 0 | 0 | 0 | 0 | 0 | 0.0057228 | 0.0078222 | 0.0077939 | 0.0077678 | 0.0077439 | 0.0077221 | 0.0077025 | 0.007684 | 0.0076677 | 0.0076535 | 0.0076394 | 0.0076274 | 0.0076154 | 0.0076056 | 0.0075969 | 0.0075882 | 0.0075806 | 0.0075741 | 0.0075676 | 0.0075621 | 0.0075567 | 0.0075523 | 0.007548 | 0.0075447
71 | Fed 6 | 71 | 2010-12 Fed App - Incandescent Reflector Lamps | 0 | 0 | 0 | 0 | 0 | 0 | 0.55824 | 1.1986 | 1.1986 | 1.1986 | 1.1986 | 1.1986 | 1.1986 | 1.1986 | 1.1986 | 1.1986 | 1.1986 | 1.1986 | 1.1986 | 1.1986 | 1.1986 | 1.1986 | 1.1986 | 1.1986 | 1.1986 | 1.1986 | 1.1986 | 1.1986 | 1.1986 | 1.1986 | 0 | 0 | 0 | 0 | 0 | 0 | 0.14741 | 0.31322 | 0.30908 | 0.30394 | 0.29766 | 0.29031 | 0.28193 | 0.27274 | 0.26306 | 0.25332 | 0.24397 | 0.23536 | 0.22773 | 0.22119 | 0.21575 | 0.21138 | 0.20789 | 0.20517 | 0.20307 | 0.20148 | 0.20028 | 0.19935 | 0.19867 | 0.19815 | 0 | 0 | 0 | 0 | 0 | 0 | 0.1338 | 0.28728 | 0.28728 | 0.28728 | 0.28728 | 0.28728 | 0.28728 | 0.28728 | 0.28728 | 0.28728 | 0.28728 | 0.28728 | 0.28728 | 0.28728 | 0.28728 | 0.28728 | 0.28728 | 0.28728 | 0.28728 | 0.28728 | 0.28728 | 0.28728 | 0.28728 | 0.28728 | 0 | 0 | 0 | 0 | 0 | 0 | 0.035331 | 0.075074 | 0.074082 | 0.072848 | 0.071344 | 0.069583 | 0.067574 | 0.065371 | 0.063052 | 0.060717 | 0.058476 | 0.056413 | 0.054582 | 0.053015 | 0.051712 | 0.050665 | 0.049827 | 0.049176 | 0.048672 | 0.048292 | 0.048005 | 0.04778 | 0.047617 | 0.047493 | 0 | 0 | 0 | 0 | 0 | 0 | -0.0074396 | -0.015973 | -0.015973 | -0.015973 | -0.015973 | -0.015973 | -0.015973 | -0.015973 | -0.015973 | -0.015973 | -0.015973 | -0.015973 | -0.015973 | -0.015973 | -0.015973 | -0.015973 | -0.015973 | -0.015973 | -0.015973 | -0.015973 | -0.015973 | -0.015973 | -0.015973 | -0.015973 | 0 | 0 | 0 | 0 | 0 | 0 | -0.0019645 | -0.0041743 | -0.0041191 | -0.0040506 | -0.0039669 | -0.003869 | -0.0037573 | -0.0036348 | -0.0035059 | -0.003376 | -0.0032514 | -0.0031367 | -0.0030349 | -0.0029478 | -0.0028753 | -0.0028171 | -0.0027705 | -0.0027343 | -0.0027063 | -0.0026851 | -0.0026692 | -0.0026567 | -0.0026476 | -0.0026407
72 | Fed 7 | 72 | 2010-12 Fed App - General Service Fluorescent Lamps | 0 | 0 | 0 | 0 | 0 | 0 | 45.8811 | 257.985 | 257.985 | 257.985 | 257.985 | 257.985 | 257.985 | 257.985 | 257.985 | 257.985 | 257.985 | 257.985 | 257.985 | 257.985 | 257.985 | 257.985 | 257.985 | 257.985 | 257.985 | 257.985 | 257.985 | 257.985 | 257.985 | 257.985 | 0 | 0 | 0 | 0 | 0 | 0 | 5.5783 | 29.3123 | 27.5476 | 26.1016 | 24.9546 | 24.0625 | 23.3959 | 22.8959 | 22.5283 | 22.2636 | 22.0675 | 21.9303 | 21.8322 | 21.7587 | 21.7097 | 21.6705 | 21.646 | 21.6264 | 21.6117 | 21.6068 | 21.597 | 21.5921 | 21.5921 | 21.5872 | 0 | 0 | 0 | 0 | 0 | 0 | 12.6332 | 71.0351 | 71.0351 | 71.0351 | 71.0351 | 71.0351 | 71.0351 | 71.0351 | 71.0351 | 71.0351 | 71.0351 | 71.0351 | 71.0351 | 71.0351 | 71.0351 | 71.0351 | 71.0351 | 71.0351 | 71.0351 | 71.0351 | 71.0351 | 71.0351 | 71.0351 | 71.0351 | 0 | 0 | 0 | 0 | 0 | 0 | 1.536 | 8.071 | 7.5851 | 7.187 | 6.8712 | 6.6255 | 6.442 | 6.3043 | 6.2031 | 6.1302 | 6.0762 | 6.0384 | 6.0114 | 5.9912 | 5.9777 | 5.9669 | 5.9601 | 5.9547 | 5.9507 | 5.9493 | 5.9466 | 5.9453 | 5.9453 | 5.9439 | 0 | 0 | 0 | 0 | 0 | 0 | -0.19425 | -1.0922 | -1.0922 | -1.0922 | -1.0922 | -1.0922 | -1.0922 | -1.0922 | -1.0922 | -1.0922 | -1.0922 | -1.0922 | -1.0922 | -1.0922 | -1.0922 | -1.0922 | -1.0922 | -1.0922 | -1.0922 | -1.0922 | -1.0922 | -1.0922 | -1.0922 | -1.0922 | 0 | 0 | 0 | 0 | 0 | 0 | -0.023617 | -0.1241 | -0.11663 | -0.11051 | -0.10565 | -0.10187 | -0.099051 | -0.096934 | -0.095378 | -0.094257 | -0.093427 | -0.092846 | -0.092431 | -0.09212 | -0.091912 | -0.091746 | -0.091642 | -0.091559 | -0.091497 | -0.091476 | -0.091435 | -0.091414 | -0.091414 | -0.091393
73 | Fed 8 | 73 | 2013-15 Fed App - Commercial Clothes Washers | 0 | 0 | 0 | 0 | 0 | 0 | 0 | 1.1049 | 1.1265 | 1.1265 | 1.1265 | 1.1265 | 1.1265 | 1.1265 | 1.1265 | 1.1265 | 1.1265 | 1.1265 | 1.1265 | 1.1265 | 1.1265 | 1.1265 | 1.1265 | 1.1265 | 1.1265 | 1.1265 | 1.1265 | 1.1265 | 1.1265 | 1.1265 | 0 | 0 | 0 | 0 | 0 | 0 | 0 | 0.10972 | 0.11177 | 0.1117 | 0.11165 | 0.1116 | 0.11155 | 0.11151 | 0.11148 | 0.11146 | 0.11143 | 0.11143 | 0.11141 | 0.11139 | 0.11139 | 0.11139 | 0.11136 | 0.11136 | 0.11136 | 0.11136 | 0.11136 | 0.11136 | 0.11136 | 0.11134 | 0 | 0 | 0 | 0 | 0 | 0 | 0 | 0.16661 | 0.16987 | 0.16987 | 0.16987 | 0.16987 | 0.16987 | 0.16987 | 0.16987 | 0.16987 | 0.16987 | 0.16987 | 0.16987 | 0.16987 | 0.16987 | 0.16987 | 0.16987 | 0.16987 | 0.16987 | 0.16987 | 0.16987 | 0.16987 | 0.16987 | 0.16987 | 0 | 0 | 0 | 0 | 0 | 0 | 0 | 0.016545 | 0.016854 | 0.016843 | 0.016836 | 0.016829 | 0.016822 | 0.016814 | 0.016811 | 0.016807 | 0.016804 | 0.016804 | 0.0168 | 0.016796 | 0.016796 | 0.016796 | 0.016793 | 0.016793 | 0.016793 | 0.016793 | 0.016793 | 0.016793 | 0.016793 | 0.016789 | 0 | 0 | 0 | 0 | 0 | 0 | 0 | 0.25378 | 0.25874 | 0.25874 | 0.25874 | 0.25874 | 0.25874 | 0.25874 | 0.25874 | 0.25874 | 0.25874 | 0.25874 | 0.25874 | 0.25874 | 0.25874 | 0.25874 | 0.25874 | 0.25874 | 0.25874 | 0.25874 | 0.25874 | 0.25874 | 0.25874 | 0.25874 | 0 | 0 | 0 | 0 | 0 | 0 | 0 | 0.025201 | 0.025672 | 0.025655 | 0.025644 | 0.025633 | 0.025622 | 0.025611 | 0.025606 | 0.0256 | 0.025595 | 0.025595 | 0.025589 | 0.025584 | 0.025584 | 0.025584 | 0.025578 | 0.025578 | 0.025578 | 0.025578 | 0.025578 | 0.025578 | 0.025578 | 0.025573
74 | Fed 9 | 74 | 2013-15 Fed App - Residential Pool Heaters | 0 | 0 | 0 | 0 | 0 | 0 | 0 | 0 | 0 | 0 | 0 | 0 | 0 | 0 | 0 | 0 | 0 | 0 | 0 | 0 | 0 | 0 | 0 | 0 | 0 | 0 | 0 | 0 | 0 | 0 | 0 | 0 | 0 | 0 | 0 | 0 | 0 | 0 | 0 | 0 | 0 | 0 | 0 | 0 | 0 | 0 | 0 | 0 | 0 | 0 | 0 | 0 | 0 | 0 | 0 | 0 | 0 | 0 | 0 | 0 | 0 | 0 | 0 | 0 | 0 | 0 | 0 | 0 | 0 | 0 | 0 | 0 | 0 | 0 | 0 | 0 | 0 | 0 | 0 | 0 | 0 | 0 | 0 | 0 | 0 | 0 | 0 | 0 | 0 | 0 | 0 | 0 | 0 | 0 | 0 | 0 | 0 | 0 | 0 | 0 | 0 | 0 | 0 | 0 | 0 | 0 | 0 | 0 | 0 | 0 | 0 | 0 | 0 | 0 | 0 | 0 | 0 | 0 | 0 | 0 | 0 | 0 | 0 | 0 | 0 | 0 | 0 | 0.072164 | 0.10131 | 0.10131 | 0.10131 | 0.10131 | 0.10131 | 0.10131 | 0.10131 | 0.10131 | 0.10131 | 0.10131 | 0.10131 | 0.10131 | 0.10131 | 0.10131 | 0.10131 | 0.10131 | 0.10131 | 0.10131 | 0.10131 | 0.10131 | 0.10131 | 0.10131 | 0 | 0 | 0 | 0 | 0 | 0 | 0 | 0.00173 | 0.0024181 | 0.0024075 | 0.0023974 | 0.0023873 | 0.0023772 | 0.0023671 | 0.0023574 | 0.0023478 | 0.0023382 | 0.0023286 | 0.0023189 | 0.0023098 | 0.0023002 | 0.002291 | 0.0022824 | 0.0022732 | 0.0022641 | 0.0022554 | 0.0022468 | 0.0022381 | 0.0022299 | 0.0022213
75 | Fed 10 | 75 | 2013-15 Fed App - Residential Direct Heating Equipment | 0 | 0 | 0 | 0 | 0 | 0 | 0 | 0 | 0 | 0 | 0 | 0 | 0 | 0 | 0 | 0 | 0 | 0 | 0 | 0 | 0 | 0 | 0 | 0 | 0 | 0 | 0 | 0 | 0 | 0 | 0 | 0 | 0 | 0 | 0 | 0 | 0 | 0 | 0 | 0 | 0 | 0 | 0 | 0 | 0 | 0 | 0 | 0 | 0 | 0 | 0 | 0 | 0 | 0 | 0 | 0 | 0 | 0 | 0 | 0 | 0 | 0 | 0 | 0 | 0 | 0 | 0 | 0 | 0 | 0 | 0 | 0 | 0 | 0 | 0 | 0 | 0 | 0 | 0 | 0 | 0 | 0 | 0 | 0 | 0 | 0 | 0 | 0 | 0 | 0 | 0 | 0 | 0 | 0 | 0 | 0 | 0 | 0 | 0 | 0 | 0 | 0 | 0 | 0 | 0 | 0 | 0 | 0 | 0 | 0 | 0 | 0 | 0 | 0 | 0 | 0 | 0 | 0 | 0 | 0 | 0 | 0 | 0 | 0 | 0 | 0 | 0 | 0.19444 | 0.27297 | 0.27297 | 0.27297 | 0.27297 | 0.27297 | 0.27297 | 0.27297 | 0.27297 | 0.27297 | 0.27297 | 0.27297 | 0.27297 | 0.27297 | 0.27297 | 0.27297 | 0.27297 | 0.27297 | 0.27297 | 0.27297 | 0.27297 | 0.27297 | 0.27297 | 0 | 0 | 0 | 0 | 0 | 0 | 0 | 0.0064648 | 0.0090755 | 0.0090755 | 0.0090755 | 0.0090755 | 0.0090755 | 0.0090755 | 0.0090755 | 0.0090755 | 0.0090755 | 0.0090755 | 0.0090755 | 0.0090755 | 0.0090755 | 0.0090755 | 0.0090755 | 0.0090755 | 0.0090755 | 0.0090755 | 0.0090755 | 0.0090755 | 0.0090755 | 0.0090755
76 | Fed 11 | 76 | 2013-15 Fed App - Residential Refrigerators & Freezers | 0 | 0 | 0 | 0 | 0 | 0 | 0 | 0 | 7.1629 | 24.2079 | 24.2079 | 24.2079 | 24.2079 | 24.2079 | 24.2079 | 24.2079 | 24.2079 | 24.2079 | 24.2079 | 24.2079 | 24.2079 | 24.2079 | 24.2079 | 24.2079 | 24.2079 | 24.2079 | 24.2079 | 24.2079 | 24.2079 | 24.2079 | 0 | 0 | 0 | 0 | 0 | 0 | 0 | 0 | 2.3208 | 7.6044 | 7.3492 | 7.0849 | 6.8207 | 6.5645 | 6.3245 | 6.1051 | 5.9116 | 5.7441 | 5.6026 | 5.4852 | 5.3885 | 5.3106 | 5.2479 | 5.1977 | 5.1592 | 5.1278 | 5.1037 | 5.0849 | 5.0705 | 5.0589 | 0 | 0 | 0 | 0 | 0 | 0 | 0 | 0 | 1.1229 | 3.7951 | 3.7951 | 3.7951 | 3.7951 | 3.7951 | 3.7951 | 3.7951 | 3.7951 | 3.7951 | 3.7951 | 3.7951 | 3.7951 | 3.7951 | 3.7951 | 3.7951 | 3.7951 | 3.7951 | 3.7951 | 3.7951 | 3.7951 | 3.7951 | 0 | 0 | 0 | 0 | 0 | 0 | 0 | 0 | 0.36384 | 1.1921 | 1.1521 | 1.1107 | 1.0693 | 1.0291 | 0.99149 | 0.95709 | 0.92676 | 0.9005 | 0.87831 | 0.85992 | 0.84475 | 0.83254 | 0.82271 | 0.81484 | 0.80881 | 0.80389 | 0.8001 | 0.79715 | 0.7949 | 0.79308 | 0 | 0 | 0 | 0 | 0 | 0 | 0 | 0 | -0.16589 | -0.56063 | -0.56063 | -0.56063 | -0.56063 | -0.56063 | -0.56063 | -0.56063 | -0.56063 | -0.56063 | -0.56063 | -0.56063 | -0.56063 | -0.56063 | -0.56063 | -0.56063 | -0.56063 | -0.56063 | -0.56063 | -0.56063 | -0.56063 | -0.56063 | 0 | 0 | 0 | 0 | 0 | 0 | 0 | 0 | -0.053749 | -0.17611 | -0.1702 | -0.16408 | -0.15796 | -0.15203 | -0.14647 | -0.14139 | -0.13691 | -0.13303 | -0.12975 | -0.12703 | -0.12479 | -0.12299 | -0.12154 | -0.12037 | -0.11948 | -0.11876 | -0.1182 | -0.11776 | -0.11743 | -0.11716
77 | Fed 12 | 77 | 2013-15 Fed App - Residential Room AC | 0 | 0 | 0 | 0 | 0 | 0 | 0 | 0 | 3.5721 | 6.0926 | 6.0926 | 6.0926 | 6.0926 | 6.0926 | 6.0926 | 6.0926 | 6.0926 | 6.0926 | 6.0926 | 6.0926 | 6.0926 | 6.0926 | 6.0926 | 6.0926 | 6.0926 | 6.0926 | 6.0926 | 6.0926 | 6.0926 | 6.0926 | 0 | 0 | 0 | 0 | 0 | 0 | 0 | 0 | 0.69553 | 1.1385 | 1.0898 | 1.0418 | 0.99549 | 0.95191 | 0.91199 | 0.87631 | 0.84488 | 0.81768 | 0.79458 | 0.77513 | 0.75904 | 0.74574 | 0.73477 | 0.726 | 0.71883 | 0.71313 | 0.70845 | 0.70479 | 0.70187 | 0.69953 | 0 | 0 | 0 | 0 | 0 | 0 | 0 | 0 | 5.0401 | 8.5964 | 8.5964 | 8.5964 | 8.5964 | 8.5964 | 8.5964 | 8.5964 | 8.5964 | 8.5964 | 8.5964 | 8.5964 | 8.5964 | 8.5964 | 8.5964 | 8.5964 | 8.5964 | 8.5964 | 8.5964 | 8.5964 | 8.5964 | 8.5964 | 0 | 0 | 0 | 0 | 0 | 0 | 0 | 0 | 0.98137 | 1.6064 | 1.5377 | 1.47 | 1.4046 | 1.3431 | 1.2868 | 1.2364 | 1.1921 | 1.1537 | 1.1211 | 1.0937 | 1.071 | 1.0522 | 1.0367 | 1.0244 | 1.0142 | 1.0062 | 0.99959 | 0.99444 | 0.99031 | 0.98701 | 0 | 0 | 0 | 0 | 0 | 0 | 0 | 0 | 0 | 0 | 0 | 0 | 0 | 0 | 0 | 0 | 0 | 0 | 0 | 0 | 0 | 0 | 0 | 0 | 0 | 0 | 0 | 0 | 0 | 0 | 0 | 0 | 0 | 0 | 0 | 0 | 0 | 0 | 0 | 0 | 0 | 0 | 0 | 0 | 0 | 0 | 0 | 0 | 0 | 0 | 0 | 0 | 0 | 0 | 0 | 0 | 0 | 0 | 0 | 0
78 | Fed 13 | 78 | 2013-15 Fed App - Fluorescent Ballasts | 0 | 0 | 0 | 0 | 0 | 0 | 0 | 0 | 1.1084 | 8.4287 | 8.4287 | 8.4287 | 8.4287 | 8.4287 | 8.4287 | 8.4287 | 8.4287 | 8.4287 | 8.4287 | 8.4287 | 8.4287 | 8.4287 | 8.4287 | 8.4287 | 8.4287 | 8.4287 | 8.4287 | 8.4287 | 8.4287 | 8.4287 | 0 | 0 | 0 | 0 | 0 | 0 | 0 | 0 | 0.61797 | 4.5388 | 4.3823 | 4.2319 | 4.0897 | 3.9575 | 3.8365 | 3.7267 | 3.6282 | 3.5409 | 3.4648 | 3.398 | 3.3406 | 3.2914 | 3.249 | 3.2134 | 3.1828 | 3.1573 | 3.1361 | 3.118 | 3.1024 | 3.0899 | 0 | 0 | 0 | 0 | 0 | 0 | 0 | 0 | 0.23571 | 1.7924 | 1.7924 | 1.7924 | 1.7924 | 1.7924 | 1.7924 | 1.7924 | 1.7924 | 1.7924 | 1.7924 | 1.7924 | 1.7924 | 1.7924 | 1.7924 | 1.7924 | 1.7924 | 1.7924 | 1.7924 | 1.7924 | 1.7924 | 1.7924 | 0 | 0 | 0 | 0 | 0 | 0 | 0 | 0 | 0.13141 | 0.96519 | 0.9319 | 0.89993 | 0.86969 | 0.84157 | 0.81584 | 0.7925 | 0.77154 | 0.75297 | 0.73679 | 0.7226 | 0.7104 | 0.69992 | 0.6909 | 0.68334 | 0.67684 | 0.6714 | 0.66689 | 0.66305 | 0.65973 | 0.65708 | 0 | 0 | 0 | 0 | 0 | 0 | 0 | 0 | -0.0058601 | -0.044561 | -0.044561 | -0.044561 | -0.044561 | -0.044561 | -0.044561 | -0.044561 | -0.044561 | -0.044561 | -0.044561 | -0.044561 | -0.044561 | -0.044561 | -0.044561 | -0.044561 | -0.044561 | -0.044561 | -0.044561 | -0.044561 | -0.044561 | -0.044561 | 0 | 0 | 0 | 0 | 0 | 0 | 0 | 0 | -0.0032671 | -0.023996 | -0.023168 | -0.022374 | -0.021622 | -0.020923 | -0.020283 | -0.019703 | -0.019182 | -0.01872 | -0.018318 | -0.017965 | -0.017661 | -0.017401 | -0.017177 | -0.016989 | -0.016827 | -0.016692 | -0.01658 | -0.016484 | -0.016402 | -0.016336
79 | Fed 14 | 79 | 2013-15 Fed App - Small Commercial Package Air-Conditioners ≥65 and <135 kBtu/h | 0 | 0 | 0 | 0 | 0 | 0 | 0 | 6.8142e-05 | 0.00011622 | 0.00011622 | 0.00011622 | 0.00011622 | 0.00011622 | 0.00011622 | 0.00011622 | 0.00011622 | 0.00011622 | 0.00011622 | 0.00011622 | 0.00011622 | 0.00011622 | 0.00011622 | 0.00011622 | 0.00011622 | 0.00011622 | 0.00011622 | 0.00011622 | 0.00011622 | 0.00011622 | 0.00011622 | 0 | 0 | 0 | 0 | 0 | 0 | 0 | 5.1107e-07 | 8.3333e-07 | 7.973e-07 | 7.6592e-07 | 7.3686e-07 | 7.1129e-07 | 6.8805e-07 | 6.6596e-07 | 6.4737e-07 | 6.2993e-07 | 6.1366e-07 | 5.9972e-07 | 5.8693e-07 | 5.7531e-07 | 5.6485e-07 | 5.5555e-07 | 5.4625e-07 | 5.3812e-07 | 5.3114e-07 | 5.2533e-07 | 5.1952e-07 | 5.1371e-07 | 5.0906e-07 | 0 | 0 | 0 | 0 | 0 | 0 | 0 | 1.7776e-05 | 3.0319e-05 | 3.0319e-05 | 3.0319e-05 | 3.0319e-05 | 3.0319e-05 | 3.0319e-05 | 3.0319e-05 | 3.0319e-05 | 3.0319e-05 | 3.0319e-05 | 3.0319e-05 | 3.0319e-05 | 3.0319e-05 | 3.0319e-05 | 3.0319e-05 | 3.0319e-05 | 3.0319e-05 | 3.0319e-05 | 3.0319e-05 | 3.0319e-05 | 3.0319e-05 | 3.0319e-05 | 0 | 0 | 0 | 0 | 0 | 0 | 0 | 1.3332e-07 | 2.1739e-07 | 2.0799e-07 | 1.998e-07 | 1.9222e-07 | 1.8555e-07 | 1.7949e-07 | 1.7373e-07 | 1.6888e-07 | 1.6433e-07 | 1.6009e-07 | 1.5645e-07 | 1.5311e-07 | 1.5008e-07 | 1.4735e-07 | 1.4493e-07 | 1.425e-07 | 1.4038e-07 | 1.3856e-07 | 1.3704e-07 | 1.3553e-07 | 1.3401e-07 | 1.328e-07 | 0 | 0 | 0 | 0 | 0 | 0 | 0 | 0 | 0 | 0 | 0 | 0 | 0 | 0 | 0 | 0 | 0 | 0 | 0 | 0 | 0 | 0 | 0 | 0 | 0 | 0 | 0 | 0 | 0 | 0 | 0 | 0 | 0 | 0 | 0 | 0 | 0 | 0 | 0 | 0 | 0 | 0 | 0 | 0 | 0 | 0 | 0 | 0 | 0 | 0 | 0 | 0 | 0 | 0 | 0 | 0 | 0 | 0 | 0 | 0
80 | Fed 15 | 80 | 2013-15 Fed App - Large and Very Large Commercial Package Air-Conditioners ≥135 kBtu/h | 0 | 0 | 0 | 0 | 0 | 0 | 0 | 0 | 0.021148 | 0.03607 | 0.03607 | 0.03607 | 0.03607 | 0.03607 | 0.03607 | 0.03607 | 0.03607 | 0.03607 | 0.03607 | 0.03607 | 0.03607 | 0.03607 | 0.03607 | 0.03607 | 0.03607 | 0.03607 | 0.03607 | 0.03607 | 0.03607 | 0.03607 | 0 | 0 | 0 | 0 | 0 | 0 | 0 | 0 | 0.00052489 | 0.00087866 | 0.00086351 | 0.00085017 | 0.00083754 | 0.00082672 | 0.00081662 | 0.0008076 | 0.00079931 | 0.00079173 | 0.00078488 | 0.00077911 | 0.00077334 | 0.00076865 | 0.00076396 | 0.00075999 | 0.00075638 | 0.00075278 | 0.00074989 | 0.00074701 | 0.00074484 | 0.00074232 | 0 | 0 | 0 | 0 | 0 | 0 | 0 | 0 | 0.0083915 | 0.014313 | 0.014313 | 0.014313 | 0.014313 | 0.014313 | 0.014313 | 0.014313 | 0.014313 | 0.014313 | 0.014313 | 0.014313 | 0.014313 | 0.014313 | 0.014313 | 0.014313 | 0.014313 | 0.014313 | 0.014313 | 0.014313 | 0.014313 | 0.014313 | 0 | 0 | 0 | 0 | 0 | 0 | 0 | 0 | 0.00020828 | 0.00034865 | 0.00034264 | 0.00033735 | 0.00033234 | 0.00032804 | 0.00032404 | 0.00032046 | 0.00031717 | 0.00031416 | 0.00031144 | 0.00030915 | 0.00030686 | 0.000305 | 0.00030314 | 0.00030157 | 0.00030014 | 0.0002987 | 0.00029756 | 0.00029641 | 0.00029556 | 0.00029455 | 0 | 0 | 0 | 0 | 0 | 0 | 0 | 0 | 0 | 0 | 0 | 0 | 0 | 0 | 0 | 0 | 0 | 0 | 0 | 0 | 0 | 0 | 0 | 0 | 0 | 0 | 0 | 0 | 0 | 0 | 0 | 0 | 0 | 0 | 0 | 0 | 0 | 0 | 0 | 0 | 0 | 0 | 0 | 0 | 0 | 0 | 0 | 0 | 0 | 0 | 0 | 0 | 0 | 0 | 0 | 0 | 0 | 0 | 0 | 0
81 | Fed 16 | 81 | 2013-15 Fed App - Computer Room Acs >=65,000 Btu/h and < 760,000 Btu/h | 0 | 0 | 0 | 0 | 0 | 0 | 0 | 0.01146 | 0.06536 | 0.06536 | 0.06536 | 0.06536 | 0.06536 | 0.06536 | 0.06536 | 0.06536 | 0.06536 | 0.06536 | 0.06536 | 0.06536 | 0.06536 | 0.06536 | 0.06536 | 0.06536 | 0.06536 | 0.06536 | 0.06536 | 0.06536 | 0.06536 | 0.06536 | 0 | 0 | 0 | 0 | 0 | 0 | 0 | 1.5128e-05 | 7.5817e-05 | 7.0588e-05 | 6.7974e-05 | 6.6667e-05 | 6.6013e-05 | 6.536e-05 | 6.536e-05 | 6.536e-05 | 6.536e-05 | 6.536e-05 | 6.536e-05 | 6.536e-05 | 6.536e-05 | 6.536e-05 | 6.536e-05 | 6.536e-05 | 6.536e-05 | 6.536e-05 | 6.536e-05 | 6.536e-05 | 6.536e-05 | 6.536e-05 | 0 | 0 | 0 | 0 | 0 | 0 | 0 | 0.0013571 | 0.0077399 | 0.0077399 | 0.0077399 | 0.0077399 | 0.0077399 | 0.0077399 | 0.0077399 | 0.0077399 | 0.0077399 | 0.0077399 | 0.0077399 | 0.0077399 | 0.0077399 | 0.0077399 | 0.0077399 | 0.0077399 | 0.0077399 | 0.0077399 | 0.0077399 | 0.0077399 | 0.0077399 | 0.0077399 | 0 | 0 | 0 | 0 | 0 | 0 | 0 | 1.7914e-06 | 8.9783e-06 | 8.3591e-06 | 8.0495e-06 | 7.8947e-06 | 7.8173e-06 | 7.7399e-06 | 7.7399e-06 | 7.7399e-06 | 7.7399e-06 | 7.7399e-06 | 7.7399e-06 | 7.7399e-06 | 7.7399e-06 | 7.7399e-06 | 7.7399e-06 | 7.7399e-06 | 7.7399e-06 | 7.7399e-06 | 7.7399e-06 | 7.7399e-06 | 7.7399e-06 | 7.7399e-06 | 0 | 0 | 0 | 0 | 0 | 0 | 0 | 0 | 0 | 0 | 0 | 0 | 0 | 0 | 0 | 0 | 0 | 0 | 0 | 0 | 0 | 0 | 0 | 0 | 0 | 0 | 0 | 0 | 0 | 0 | 0 | 0 | 0 | 0 | 0 | 0 | 0 | 0 | 0 | 0 | 0 | 0 | 0 | 0 | 0 | 0 | 0 | 0 | 0 | 0 | 0 | 0 | 0 | 0 | 0 | 0 | 0 | 0 | 0 | 0
82 | Fed 17 | 82 | 2013-15 Fed App - Residential Dishwashers | 0 | 0 | 0 | 0 | 0 | 0 | 0 | -0.94622 | -1.5989 | -1.5989 | -1.5989 | -1.5989 | -1.5989 | -1.5989 | -1.5989 | -1.5989 | -1.5989 | -1.5989 | -1.5989 | -1.5989 | -1.5989 | -1.5989 | -1.5989 | -1.5989 | -1.5989 | -1.5989 | -1.5989 | -1.5989 | -1.5989 | -1.5989 | 0 | 0 | 0 | 0 | 0 | 0 | 0 | -0.010636 | -0.017972 | -0.017972 | -0.017972 | -0.017972 | -0.017972 | -0.017964 | -0.017964 | -0.017964 | -0.017964 | -0.017964 | -0.017964 | -0.017964 | -0.017964 | -0.017964 | -0.017964 | -0.017964 | -0.017964 | -0.017964 | -0.017964 | -0.017964 | -0.017964 | -0.017964 | 0 | 0 | 0 | 0 | 0 | 0 | 0 | -0.13877 | -0.23449 | -0.23449 | -0.23449 | -0.23449 | -0.23449 | -0.23449 | -0.23449 | -0.23449 | -0.23449 | -0.23449 | -0.23449 | -0.23449 | -0.23449 | -0.23449 | -0.23449 | -0.23449 | -0.23449 | -0.23449 | -0.23449 | -0.23449 | -0.23449 | -0.23449 | 0 | 0 | 0 | 0 | 0 | 0 | 0 | -0.0015598 | -0.0026357 | -0.0026357 | -0.0026357 | -0.0026357 | -0.0026357 | -0.0026345 | -0.0026345 | -0.0026345 | -0.0026345 | -0.0026345 | -0.0026345 | -0.0026345 | -0.0026345 | -0.0026345 | -0.0026345 | -0.0026345 | -0.0026345 | -0.0026345 | -0.0026345 | -0.0026345 | -0.0026345 | -0.0026345 | 0 | 0 | 0 | 0 | 0 | 0 | 0 | 0.44268 | 0.74805 | 0.74805 | 0.74805 | 0.74805 | 0.74805 | 0.74805 | 0.74805 | 0.74805 | 0.74805 | 0.74805 | 0.74805 | 0.74805 | 0.74805 | 0.74805 | 0.74805 | 0.74805 | 0.74805 | 0.74805 | 0.74805 | 0.74805 | 0.74805 | 0.74805 | 0 | 0 | 0 | 0 | 0 | 0 | 0 | 0.0049757 | 0.0084081 | 0.0084081 | 0.0084081 | 0.0084081 | 0.0084081 | 0.0084043 | 0.0084043 | 0.0084043 | 0.0084043 | 0.0084043 | 0.0084043 | 0.0084043 | 0.0084043 | 0.0084043 | 0.0084043 | 0.0084043 | 0.0084043 | 0.0084043 | 0.0084043 | 0.0084043 | 0.0084043 | 0.0084043
83 | Fed 18 | 83 | 2013-15 Fed App - Residential Clothes Dryers | 0 | 0 | 0 | 0 | 0 | 0 | 0 | 0 | 0 | 2.1286 | 2.1286 | 2.1286 | 2.1286 | 2.1286 | 2.1286 | 2.1286 | 2.1286 | 2.1286 | 2.1286 | 2.1286 | 2.1286 | 2.1286 | 2.1286 | 2.1286 | 2.1286 | 2.1286 | 2.1286 | 2.1286 | 2.1286 | 2.1286 | 0 | 0 | 0 | 0 | 0 | 0 | 0 | 0 | 0 | 0.58391 | 0.57881 | 0.57387 | 0.56901 | 0.56442 | 0.5599 | 0.55565 | 0.55147 | 0.54747 | 0.54356 | 0.5399 | 0.53632 | 0.53291 | 0.52968 | 0.52653 | 0.52355 | 0.52074 | 0.51801 | 0.51537 | 0.5129 | 0.51052 | 0 | 0 | 0 | 0 | 0 | 0 | 0 | 0 | 0 | 0.34099 | 0.34099 | 0.34099 | 0.34099 | 0.34099 | 0.34099 | 0.34099 | 0.34099 | 0.34099 | 0.34099 | 0.34099 | 0.34099 | 0.34099 | 0.34099 | 0.34099 | 0.34099 | 0.34099 | 0.34099 | 0.34099 | 0.34099 | 0.34099 | 0 | 0 | 0 | 0 | 0 | 0 | 0 | 0 | 0 | 0.09354 | 0.092721 | 0.09193 | 0.091153 | 0.090416 | 0.089693 | 0.089011 | 0.088343 | 0.087702 | 0.087075 | 0.086488 | 0.085915 | 0.08537 | 0.084851 | 0.084347 | 0.083869 | 0.083419 | 0.082983 | 0.08256 | 0.082164 | 0.081782 | 0 | 0 | 0 | 0 | 0 | 0 | 0 | 0 | 0 | 0.031464 | 0.031464 | 0.031464 | 0.031464 | 0.031464 | 0.031464 | 0.031464 | 0.031464 | 0.031464 | 0.031464 | 0.031464 | 0.031464 | 0.031464 | 0.031464 | 0.031464 | 0.031464 | 0.031464 | 0.031464 | 0.031464 | 0.031464 | 0.031464 | 0 | 0 | 0 | 0 | 0 | 0 | 0 | 0 | 0 | 0.0086312 | 0.0085557 | 0.0084827 | 0.0084109 | 0.008343 | 0.0082763 | 0.0082133 | 0.0081517 | 0.0080925 | 0.0080346 | 0.0079805 | 0.0079276 | 0.0078773 | 0.0078295 | 0.0077829 | 0.0077389 | 0.0076973 | 0.007657 | 0.007618 | 0.0075815 | 0.0075463
84 | Fed 19 | 84 | 2013-15 Fed App - Residential Gas-fired water heater | 0 | 0 | 0 | 0 | 0 | 0 | 0 | 0 | 0 | 0 | 0 | 0 | 0 | 0 | 0 | 0 | 0 | 0 | 0 | 0 | 0 | 0 | 0 | 0 | 0 | 0 | 0 | 0 | 0 | 0 | 0 | 0 | 0 | 0 | 0 | 0 | 0 | 0 | 0 | 0 | 0 | 0 | 0 | 0 | 0 | 0 | 0 | 0 | 0 | 0 | 0 | 0 | 0 | 0 | 0 | 0 | 0 | 0 | 0 | 0 | 0 | 0 | 0 | 0 | 0 | 0 | 0 | 0 | 0 | 0 | 0 | 0 | 0 | 0 | 0 | 0 | 0 | 0 | 0 | 0 | 0 | 0 | 0 | 0 | 0 | 0 | 0 | 0 | 0 | 0 | 0 | 0 | 0 | 0 | 0 | 0 | 0 | 0 | 0 | 0 | 0 | 0 | 0 | 0 | 0 | 0 | 0 | 0 | 0 | 0 | 0 | 0 | 0 | 0 | 0 | 0 | 0 | 0 | 0 | 0 | 0 | 0 | 0 | 0 | 0 | 0 | 0 | 0 | 0 | 2.0464 | 2.8729 | 2.8729 | 2.8729 | 2.8729 | 2.8729 | 2.8729 | 2.8729 | 2.8729 | 2.8729 | 2.8729 | 2.8729 | 2.8729 | 2.8729 | 2.8729 | 2.8729 | 2.8729 | 2.8729 | 2.8729 | 2.8729 | 2.8729 | 0 | 0 | 0 | 0 | 0 | 0 | 0 | 0 | 0 | 0.53575 | 0.74878 | 0.74545 | 0.74223 | 0.73913 | 0.73591 | 0.73281 | 0.7297 | 0.72672 | 0.72373 | 0.72086 | 0.71798 | 0.71511 | 0.71224 | 0.70948 | 0.70684 | 0.70408 | 0.70155 | 0.69891 | 0.69638 | 0.69385
85 | Fed 20 | 85 | 2013-15 Fed App - Residential Electric storage water heater | 0 | 0 | 0 | 0 | 0 | 0 | 0 | 0 | 0 | 2.8648 | 4.0218 | 4.0218 | 4.0218 | 4.0218 | 4.0218 | 4.0218 | 4.0218 | 4.0218 | 4.0218 | 4.0218 | 4.0218 | 4.0218 | 4.0218 | 4.0218 | 4.0218 | 4.0218 | 4.0218 | 4.0218 | 4.0218 | 4.0218 | 0 | 0 | 0 | 0 | 0 | 0 | 0 | 0 | 0 | 1.0718 | 1.5003 | 1.4958 | 1.4913 | 1.4866 | 1.4821 | 1.4774 | 1.4728 | 1.4681 | 1.4633 | 1.4586 | 1.4538 | 1.449 | 1.4441 | 1.4393 | 1.4343 | 1.4295 | 1.4245 | 1.4197 | 1.4147 | 1.4097 | 0 | 0 | 0 | 0 | 0 | 0 | 0 | 0 | 0 | 0.28151 | 0.3952 | 0.3952 | 0.3952 | 0.3952 | 0.3952 | 0.3952 | 0.3952 | 0.3952 | 0.3952 | 0.3952 | 0.3952 | 0.3952 | 0.3952 | 0.3952 | 0.3952 | 0.3952 | 0.3952 | 0.3952 | 0.3952 | 0.3952 | 0 | 0 | 0 | 0 | 0 | 0 | 0 | 0 | 0 | 0.10532 | 0.14743 | 0.14698 | 0.14654 | 0.14608 | 0.14564 | 0.14518 | 0.14472 | 0.14426 | 0.14379 | 0.14333 | 0.14286 | 0.14238 | 0.14191 | 0.14143 | 0.14094 | 0.14047 | 0.13998 | 0.13951 | 0.13902 | 0.13853 | 0 | 0 | 0 | 0 | 0 | 0 | 0 | 0 | 0 | 0 | 0 | 0 | 0 | 0 | 0 | 0 | 0 | 0 | 0 | 0 | 0 | 0 | 0 | 0 | 0 | 0 | 0 | 0 | 0 | 0 | 0 | 0 | 0 | 0 | 0 | 0 | 0 | 0 | 0 | 0 | 0 | 0 | 0 | 0 | 0 | 0 | 0 | 0 | 0 | 0 | 0 | 0 | 0 | 0 | 0 | 0 | 0 | 0 | 0 | 0
86 | Fed 21 | 86 | 2013-15 Fed App - Residential Gas-fired instantaneous water heater | 0 | 0 | 0 | 0 | 0 | 0 | 0 | 0 | 0 | -0.30161 | -0.42341 | -0.42341 | -0.42341 | -0.42341 | -0.42341 | -0.42341 | -0.42341 | -0.42341 | -0.42341 | -0.42341 | -0.42341 | -0.42341 | -0.42341 | -0.42341 | -0.42341 | -0.42341 | -0.42341 | -0.42341 | -0.42341 | -0.42341 | 0 | 0 | 0 | 0 | 0 | 0 | 0 | 0 | 0 | -0.12064 | -0.053282 | -0.022424 | -0.017699 | -0.017038 | -0.016953 | -0.016937 | -0.016937 | -0.016937 | -0.016937 | -0.016937 | -0.016937 | -0.016937 | -0.016937 | -0.016937 | -0.016937 | -0.016937 | -0.016937 | -0.016937 | -0.016937 | -0.016937 | 0 | 0 | 0 | 0 | 0 | 0 | 0 | 0 | 0 | -0.031094 | -0.043651 | -0.043651 | -0.043651 | -0.043651 | -0.043651 | -0.043651 | -0.043651 | -0.043651 | -0.043651 | -0.043651 | -0.043651 | -0.043651 | -0.043651 | -0.043651 | -0.043651 | -0.043651 | -0.043651 | -0.043651 | -0.043651 | -0.043651 | 0 | 0 | 0 | 0 | 0 | 0 | 0 | 0 | 0 | -0.012438 | -0.005493 | -0.0023118 | -0.0018246 | -0.0017565 | -0.0017478 | -0.001746 | -0.001746 | -0.001746 | -0.001746 | -0.001746 | -0.001746 | -0.001746 | -0.001746 | -0.001746 | -0.001746 | -0.001746 | -0.001746 | -0.001746 | -0.001746 | -0.001746 | 0 | 0 | 0 | 0 | 0 | 0 | 0 | 0 | 0 | 0.69411 | 0.97442 | 0.97442 | 0.97442 | 0.97442 | 0.97442 | 0.97442 | 0.97442 | 0.97442 | 0.97442 | 0.97442 | 0.97442 | 0.97442 | 0.97442 | 0.97442 | 0.97442 | 0.97442 | 0.97442 | 0.97442 | 0.97442 | 0.97442 | 0 | 0 | 0 | 0 | 0 | 0 | 0 | 0 | 0 | 0.27764 | 0.12262 | 0.051605 | 0.040731 | 0.039211 | 0.039016 | 0.038977 | 0.038977 | 0.038977 | 0.038977 | 0.038977 | 0.038977 | 0.038977 | 0.038977 | 0.038977 | 0.038977 | 0.038977 | 0.038977 | 0.038977 | 0.038977 | 0.038977
87 | Fed 22 | 87 | 2013-15 Fed App - Residential Oil-fired storage water heater | 0 | 0 | 0 | 0 | 0 | 0 | 0 | 0 | 0 | 0.00038594 | 0.00053935 | 0.00053645 | 0.00053224 | 0.00052767 | 0.00052347 | 0.00052347 | 0.00052347 | 0.00052347 | 0.00052347 | 0.00052347 | 0.00052347 | 0.00052347 | 0.00052347 | 0.00052347 | 0.00052347 | 0.00052347 | 0.00052347 | 0.00052347 | 0.00052347 | 0.00052347 | 0 | 0 | 0 | 0 | 0 | 0 | 0 | 0 | 0 | 8.2868e-05 | 0.00011413 | 0.0001119 | 0.00010951 | 0.00010714 | 0.00010495 | 0.00010367 | 0.00010245 | 0.0001013 | 0.00010021 | 9.9166e-05 | 9.8182e-05 | 9.724e-05 | 9.6361e-05 | 9.5502e-05 | 9.4706e-05 | 9.3932e-05 | 9.322e-05 | 9.2529e-05 | 9.1859e-05 | 9.1251e-05 | 0 | 0 | 0 | 0 | 0 | 0 | 0 | 0 | 0 | 5.1229e-05 | 7.1593e-05 | 7.1208e-05 | 7.0649e-05 | 7.0042e-05 | 6.9485e-05 | 6.9485e-05 | 6.9485e-05 | 6.9485e-05 | 6.9485e-05 | 6.9485e-05 | 6.9485e-05 | 6.9485e-05 | 6.9485e-05 | 6.9485e-05 | 6.9485e-05 | 6.9485e-05 | 6.9485e-05 | 6.9485e-05 | 6.9485e-05 | 6.9485e-05 | 0 | 0 | 0 | 0 | 0 | 0 | 0 | 0 | 0 | 1.1e-05 | 1.5149e-05 | 1.4854e-05 | 1.4537e-05 | 1.4221e-05 | 1.393e-05 | 1.3761e-05 | 1.36e-05 | 1.3447e-05 | 1.3302e-05 | 1.3163e-05 | 1.3033e-05 | 1.2908e-05 | 1.2791e-05 | 1.2677e-05 | 1.2571e-05 | 1.2468e-05 | 1.2374e-05 | 1.2282e-05 | 1.2193e-05 | 1.2113e-05 | 0 | 0 | 0 | 0 | 0 | 0 | 0 | 0 | 0 | 0 | 0 | 0 | 0 | 0 | 0 | 0 | 0 | 0 | 0 | 0 | 0 | 0 | 0 | 0 | 0 | 0 | 0 | 0 | 0 | 0 | 0 | 0 | 0 | 0 | 0 | 0 | 0 | 0 | 0 | 0 | 0 | 0 | 0 | 0 | 0 | 0 | 0 | 0 | 0 | 0 | 0 | 0 | 0 | 0 | 0 | 0 | 0 | 0 | 0 | 0
88 | Fed 23 | 88 | 2013-15 Fed App - Small Electric Motors | 0 | 0 | 0 | 0 | 0 | 0 | 0 | 0 | 0 | 43.425 | 55.1588 | 56.1174 | 57.199 | 58.3602 | 59.3575 | 59.3575 | 59.3575 | 59.3575 | 59.3575 | 59.3575 | 59.3575 | 59.3575 | 59.3575 | 59.3575 | 59.3575 | 59.3575 | 59.3575 | 59.3575 | 59.3575 | 59.3575 | 0 | 0 | 0 | 0 | 0 | 0 | 0 | 0 | 0 | 17.0209 | 21.5208 | 21.7848 | 22.0834 | 22.3963 | 22.6295 | 22.468 | 22.2947 | 22.1095 | 21.9124 | 21.6987 | 21.4755 | 21.2357 | 20.9864 | 20.7229 | 20.4475 | 20.1602 | 19.8634 | 19.5595 | 19.2461 | 18.9279 | 0 | 0 | 0 | 0 | 0 | 0 | 0 | 0 | 0 | 6.7907 | 8.6256 | 8.7755 | 8.9446 | 9.1262 | 9.2822 | 9.2822 | 9.2822 | 9.2822 | 9.2822 | 9.2822 | 9.2822 | 9.2822 | 9.2822 | 9.2822 | 9.2822 | 9.2822 | 9.2822 | 9.2822 | 9.2822 | 9.2822 | 0 | 0 | 0 | 0 | 0 | 0 | 0 | 0 | 0 | 2.6617 | 3.3654 | 3.4066 | 3.4533 | 3.5023 | 3.5387 | 3.5135 | 3.4864 | 3.4574 | 3.4266 | 3.3932 | 3.3583 | 3.3208 | 3.2818 | 3.2406 | 3.1975 | 3.1526 | 3.1062 | 3.0587 | 3.0096 | 2.9599 | 0 | 0 | 0 | 0 | 0 | 0 | 0 | 0 | 0 | 0 | 0 | 0 | 0 | 0 | 0 | 0 | 0 | 0 | 0 | 0 | 0 | 0 | 0 | 0 | 0 | 0 | 0 | 0 | 0 | 0 | 0 | 0 | 0 | 0 | 0 | 0 | 0 | 0 | 0 | 0 | 0 | 0 | 0 | 0 | 0 | 0 | 0 | 0 | 0 | 0 | 0 | 0 | 0 | 0 | 0 | 0 | 0 | 0 | 0 | 0
89 | Fed 24 | 89 | 2013-15 Fed App - Residential Clothes Washers (Front Loading) | 0 | 0 | 0 | 0 | 0 | 0 | 0 | 0 | 0 | -1.6057 | -1.9536 | -1.9536 | -1.9536 | -1.9536 | -1.9536 | -1.9536 | -1.9536 | -1.9536 | -1.9536 | -1.9536 | -1.9536 | -1.9536 | -1.9536 | -1.9536 | -1.9536 | -1.9536 | -1.9536 | -1.9536 | -1.9536 | -1.9536 | 0 | 0 | 0 | 0 | 0 | 0 | 0 | 0 | 0 | -0.64229 | -0.77973 | -0.77762 | -0.7752 | -0.77223 | -0.76871 | -0.76465 | -0.75996 | -0.75457 | -0.74847 | -0.74168 | -0.73433 | -0.72636 | -0.71808 | -0.70948 | -0.70088 | -0.69244 | -0.68432 | -0.67658 | -0.66947 | -0.66306 | 0 | 0 | 0 | 0 | 0 | 0 | 0 | 0 | 0 | -0.25475 | -0.30995 | -0.30995 | -0.30995 | -0.30995 | -0.30995 | -0.30995 | -0.30995 | -0.30995 | -0.30995 | -0.30995 | -0.30995 | -0.30995 | -0.30995 | -0.30995 | -0.30995 | -0.30995 | -0.30995 | -0.30995 | -0.30995 | -0.30995 | 0 | 0 | 0 | 0 | 0 | 0 | 0 | 0 | 0 | -0.1019 | -0.12371 | -0.12337 | -0.12299 | -0.12252 | -0.12196 | -0.12131 | -0.12057 | -0.11972 | -0.11875 | -0.11767 | -0.1165 | -0.11524 | -0.11393 | -0.11256 | -0.1112 | -0.10986 | -0.10857 | -0.10734 | -0.10621 | -0.1052 | 0 | 0 | 0 | 0 | 0 | 0 | 0 | 0 | 0 | 0.51595 | 0.62774 | 0.62774 | 0.62774 | 0.62774 | 0.62774 | 0.62774 | 0.62774 | 0.62774 | 0.62774 | 0.62774 | 0.62774 | 0.62774 | 0.62774 | 0.62774 | 0.62774 | 0.62774 | 0.62774 | 0.62774 | 0.62774 | 0.62774 | 0 | 0 | 0 | 0 | 0 | 0 | 0 | 0 | 0 | 0.20638 | 0.25054 | 0.24987 | 0.24909 | 0.24813 | 0.247 | 0.2457 | 0.24419 | 0.24246 | 0.2405 | 0.23832 | 0.23595 | 0.23339 | 0.23073 | 0.22797 | 0.22521 | 0.2225 | 0.21988 | 0.2174 | 0.21511 | 0.21306
90 | Fed 25 | 90 | 2013-15 Fed App - Residential Clothes Washers (Top Loading) Tier I | 0 | 0 | 0 | 0 | 0 | 0 | 0 | 0 | 0 | 11.8541 | 14.4225 | 14.4225 | 14.4225 | 14.4225 | 14.4225 | 14.4225 | 14.4225 | 14.4225 | 14.4225 | 14.4225 | 14.4225 | 14.4225 | 14.4225 | 14.4225 | 14.4225 | 14.4225 | 14.4225 | 14.4225 | 14.4225 | 14.4225 | 0 | 0 | 0 | 0 | 0 | 0 | 0 | 0 | 0 | 4.7416 | 5.7563 | 5.7407 | 5.7228 | 5.7009 | 5.675 | 5.645 | 5.6103 | 5.5705 | 5.5255 | 5.4754 | 5.4211 | 5.3623 | 5.3011 | 5.2377 | 5.1742 | 5.1119 | 5.0519 | 4.9948 | 4.9423 | 4.895 | 0 | 0 | 0 | 0 | 0 | 0 | 0 | 0 | 0 | 1.9559 | 2.3797 | 2.3797 | 2.3797 | 2.3797 | 2.3797 | 2.3797 | 2.3797 | 2.3797 | 2.3797 | 2.3797 | 2.3797 | 2.3797 | 2.3797 | 2.3797 | 2.3797 | 2.3797 | 2.3797 | 2.3797 | 2.3797 | 2.3797 | 0 | 0 | 0 | 0 | 0 | 0 | 0 | 0 | 0 | 0.78237 | 0.94979 | 0.94722 | 0.94427 | 0.94065 | 0.93637 | 0.93142 | 0.92571 | 0.91914 | 0.91171 | 0.90343 | 0.89449 | 0.88478 | 0.87469 | 0.86422 | 0.85374 | 0.84346 | 0.83356 | 0.82414 | 0.81548 | 0.80767 | 0 | 0 | 0 | 0 | 0 | 0 | 0 | 0 | 0 | 1.6457 | 2.0023 | 2.0023 | 2.0023 | 2.0023 | 2.0023 | 2.0023 | 2.0023 | 2.0023 | 2.0023 | 2.0023 | 2.0023 | 2.0023 | 2.0023 | 2.0023 | 2.0023 | 2.0023 | 2.0023 | 2.0023 | 2.0023 | 2.0023 | 0 | 0 | 0 | 0 | 0 | 0 | 0 | 0 | 0 | 0.65829 | 0.79916 | 0.797 | 0.79451 | 0.79147 | 0.78787 | 0.7837 | 0.7789 | 0.77337 | 0.76712 | 0.76015 | 0.75263 | 0.74446 | 0.73597 | 0.72716 | 0.71835 | 0.7097 | 0.70137 | 0.69344 | 0.68615 | 0.67958
91 | Fed 26 | 91 | 2013-15 Fed App - Residential Central AC, Heat Pumps and Furnaces | 0 | 0 | 0 | 0 | 0 | 0 | 0 | 0 | 0 | 4.9124 | 5.1083 | 5.1083 | 5.1083 | 5.1083 | 5.1083 | 5.1083 | 5.1083 | 5.1083 | 5.1083 | 5.1083 | 5.1083 | 5.1083 | 5.1083 | 5.1083 | 5.1083 | 5.1083 | 5.1083 | 5.1083 | 5.1083 | 5.1083 | 0 | 0 | 0 | 0 | 0 | 0 | 0 | 0 | 0 | 1.2637 | 1.2842 | 1.2575 | 1.2333 | 1.2117 | 1.1923 | 1.1747 | 1.159 | 1.1449 | 1.1322 | 1.1208 | 1.1105 | 1.1013 | 1.093 | 1.0856 | 1.0791 | 1.0732 | 1.0678 | 1.0629 | 1.0586 | 1.0548 | 0 | 0 | 0 | 0 | 0 | 0 | 0 | 0 | 0 | 8.011 | 8.3306 | 8.3306 | 8.3306 | 8.3306 | 8.3306 | 8.3306 | 8.3306 | 8.3306 | 8.3306 | 8.3306 | 8.3306 | 8.3306 | 8.3306 | 8.3306 | 8.3306 | 8.3306 | 8.3306 | 8.3306 | 8.3306 | 8.3306 | 0 | 0 | 0 | 0 | 0 | 0 | 0 | 0 | 0 | 2.0608 | 2.0943 | 2.0507 | 2.0113 | 1.976 | 1.9444 | 1.9157 | 1.89 | 1.867 | 1.8464 | 1.8277 | 1.8111 | 1.7961 | 1.7824 | 1.7704 | 1.7597 | 1.7501 | 1.7414 | 1.7334 | 1.7264 | 1.7201 | 0 | 0 | 0 | 0 | 0 | 0 | 0 | 0 | 0 | 0 | 0 | 0 | 0 | 0 | 0 | 0 | 0 | 0 | 0 | 0 | 0 | 0 | 0 | 0 | 0 | 0 | 0 | 0 | 0 | 0 | 0 | 0 | 0 | 0 | 0 | 0 | 0 | 0 | 0 | 0 | 0 | 0 | 0 | 0 | 0 | 0 | 0 | 0 | 0 | 0 | 0 | 0 | 0 | 0 | 0 | 0 | 0 | 0 | 0 | 0
92 | Fed 27 | 92 | 2016-18 Fed App - Distribution Transformers | 0 | 0 | 0 | 0 | 0 | 0 | 0 | 0 | 0 | 0 | 35.4035 | 35.4035 | 35.4035 | 35.4035 | 35.4035 | 35.4035 | 35.4035 | 35.4035 | 35.4035 | 35.4035 | 35.4035 | 35.4035 | 35.4035 | 35.4035 | 35.4035 | 35.4035 | 35.4035 | 35.4035 | 35.4035 | 35.4035 | 0 | 0 | 0 | 0 | 0 | 0 | 0 | 0 | 0 | 0 | 8.1556 | 7.7619 | 7.4064 | 7.085 | 6.7975 | 6.5369 | 6.3032 | 6.0922 | 5.9039 | 5.734 | 5.581 | 5.4436 | 5.3204 | 5.21 | 5.1109 | 5.0216 | 4.9409 | 4.8687 | 4.805 | 4.7469 | 0 | 0 | 0 | 0 | 0 | 0 | 0 | 0 | 0 | 0 | 8.083 | 8.083 | 8.083 | 8.083 | 8.083 | 8.083 | 8.083 | 8.083 | 8.083 | 8.083 | 8.083 | 8.083 | 8.083 | 8.083 | 8.083 | 8.083 | 8.083 | 8.083 | 8.083 | 8.083 | 0 | 0 | 0 | 0 | 0 | 0 | 0 | 0 | 0 | 0 | 1.862 | 1.7721 | 1.691 | 1.6176 | 1.5519 | 1.4924 | 1.4391 | 1.3909 | 1.3479 | 1.3091 | 1.2742 | 1.2428 | 1.2147 | 1.1895 | 1.1669 | 1.1465 | 1.1281 | 1.1116 | 1.097 | 1.0838 | 0 | 0 | 0 | 0 | 0 | 0 | 0 | 0 | 0 | 0 | 0 | 0 | 0 | 0 | 0 | 0 | 0 | 0 | 0 | 0 | 0 | 0 | 0 | 0 | 0 | 0 | 0 | 0 | 0 | 0 | 0 | 0 | 0 | 0 | 0 | 0 | 0 | 0 | 0 | 0 | 0 | 0 | 0 | 0 | 0 | 0 | 0 | 0 | 0 | 0 | 0 | 0 | 0 | 0 | 0 | 0 | 0 | 0 | 0 | 0
93 | Fed 28 | 93 | 2016-18 Fed App - External Power Supplies | 0 | 0 | 0 | 0 | 0 | 0 | 0 | 0 | 0 | 0 | 90.5543 | 101.6995 | 101.6995 | 101.6995 | 101.6995 | 101.6995 | 101.6995 | 101.6995 | 101.6995 | 101.6995 | 101.6995 | 101.6995 | 101.6995 | 101.6995 | 101.6995 | 101.6995 | 101.6995 | 101.6995 | 101.6995 | 101.6995 | 0 | 0 | 0 | 0 | 0 | 0 | 0 | 0 | 0 | 0 | 6.299 | 5.8904 | 5.1745 | 4.7392 | 4.4748 | 4.3161 | 4.2185 | 4.1575 | 4.1249 | 4.1005 | 4.0883 | 4.0802 | 4.0761 | 4.072 | 4.072 | 4.068 | 4.068 | 4.068 | 4.068 | 4.068 | 0 | 0 | 0 | 0 | 0 | 0 | 0 | 0 | 0 | 0 | 25.9908 | 29.1897 | 29.1897 | 29.1897 | 29.1897 | 29.1897 | 29.1897 | 29.1897 | 29.1897 | 29.1897 | 29.1897 | 29.1897 | 29.1897 | 29.1897 | 29.1897 | 29.1897 | 29.1897 | 29.1897 | 29.1897 | 29.1897 | 0 | 0 | 0 | 0 | 0 | 0 | 0 | 0 | 0 | 0 | 1.8079 | 1.6907 | 1.4852 | 1.3602 | 1.2843 | 1.2388 | 1.2108 | 1.1933 | 1.1839 | 1.1769 | 1.1734 | 1.1711 | 1.1699 | 1.1688 | 1.1688 | 1.1676 | 1.1676 | 1.1676 | 1.1676 | 1.1676 | 0 | 0 | 0 | 0 | 0 | 0 | 0 | 0 | 0 | 0 | -2.058 | -2.3113 | -2.3113 | -2.3113 | -2.3113 | -2.3113 | -2.3113 | -2.3113 | -2.3113 | -2.3113 | -2.3113 | -2.3113 | -2.3113 | -2.3113 | -2.3113 | -2.3113 | -2.3113 | -2.3113 | -2.3113 | -2.3113 | 0 | 0 | 0 | 0 | 0 | 0 | 0 | 0 | 0 | 0 | -0.14315 | -0.13387 | -0.1176 | -0.1077 | -0.1017 | -0.09809 | -0.095871 | -0.094484 | -0.093744 | -0.09319 | -0.092912 | -0.092728 | -0.092635 | -0.092543 | -0.092543 | -0.09245 | -0.09245 | -0.09245 | -0.09245 | -0.09245
94 | Fed 29 | 94 | 2016-18 Fed App - Electric Motors | 0 | 0 | 0 | 0 | 0 | 0 | 0 | 0 | 0 | 0 | 108.4134 | 195.1824 | 200.8141 | 207.2819 | 213.8514 | 219.3198 | 227.0143 | 236.5107 | 246.8893 | 258.2151 | 269.231 | 278.6581 | 286.5262 | 294.5761 | 302.8069 | 302.8069 | 302.8069 | 302.8069 | 302.8069 | 302.8069 | 0 | 0 | 0 | 0 | 0 | 0 | 0 | 0 | 0 | 0 | 20.7373 | 34.7659 | 33.536 | 32.6925 | 32.0948 | 31.5557 | 31.5277 | 31.9006 | 32.5203 | 33.3614 | 34.2462 | 35.0106 | 35.6439 | 36.3625 | 37.1484 | 36.9667 | 36.8334 | 36.7244 | 36.6396 | 36.567 | 0 | 0 | 0 | 0 | 0 | 0 | 0 | 0 | 0 | 0 | 16.9534 | 30.522 | 31.4027 | 32.4141 | 33.4415 | 34.2966 | 35.4998 | 36.9848 | 38.6078 | 40.3789 | 42.1015 | 43.5757 | 44.8061 | 46.0649 | 47.3521 | 47.3521 | 47.3521 | 47.3521 | 47.3521 | 47.3521 | 0 | 0 | 0 | 0 | 0 | 0 | 0 | 0 | 0 | 0 | 3.2428 | 5.4366 | 5.2443 | 5.1124 | 5.0189 | 4.9346 | 4.9302 | 4.9885 | 5.0854 | 5.217 | 5.3553 | 5.4749 | 5.5739 | 5.6863 | 5.8092 | 5.7807 | 5.7599 | 5.7429 | 5.7296 | 5.7182 | 0 | 0 | 0 | 0 | 0 | 0 | 0 | 0 | 0 | 0 | 0 | 0 | 0 | 0 | 0 | 0 | 0 | 0 | 0 | 0 | 0 | 0 | 0 | 0 | 0 | 0 | 0 | 0 | 0 | 0 | 0 | 0 | 0 | 0 | 0 | 0 | 0 | 0 | 0 | 0 | 0 | 0 | 0 | 0 | 0 | 0 | 0 | 0 | 0 | 0 | 0 | 0 | 0 | 0 | 0 | 0 | 0 | 0 | 0 | 0
95 | Fed 30 | 95 | 2016-18 Fed App - Microwaves | 0 | 0 | 0 | 0 | 0 | 0 | 0 | 0 | 0 | 0 | 0.73687 | 1.3653 | 1.3653 | 1.3653 | 1.3653 | 1.3653 | 1.3653 | 1.3653 | 1.3653 | 1.3653 | 1.3653 | 1.3653 | 1.3653 | 1.3653 | 1.3653 | 1.3653 | 1.3653 | 1.3653 | 1.3653 | 1.3653 | 0 | 0 | 0 | 0 | 0 | 0 | 0 | 0 | 0 | 0 | 0.124 | 0.21478 | 0.20124 | 0.18906 | 0.17814 | 0.16826 | 0.15941 | 0.15144 | 0.14428 | 0.13789 | 0.1321 | 0.12691 | 0.12227 | 0.11812 | 0.11435 | 0.11097 | 0.10797 | 0.10529 | 0.10283 | 0.1007 | 0 | 0 | 0 | 0 | 0 | 0 | 0 | 0 | 0 | 0 | 0.13738 | 0.25454 | 0.25454 | 0.25454 | 0.25454 | 0.25454 | 0.25454 | 0.25454 | 0.25454 | 0.25454 | 0.25454 | 0.25454 | 0.25454 | 0.25454 | 0.25454 | 0.25454 | 0.25454 | 0.25454 | 0.25454 | 0.25454 | 0 | 0 | 0 | 0 | 0 | 0 | 0 | 0 | 0 | 0 | 0.023119 | 0.040044 | 0.037519 | 0.035249 | 0.033213 | 0.03137 | 0.02972 | 0.028234 | 0.0269 | 0.025709 | 0.024629 | 0.023662 | 0.022797 | 0.022023 | 0.02132 | 0.020689 | 0.020129 | 0.01963 | 0.019172 | 0.018775 | 0 | 0 | 0 | 0 | 0 | 0 | 0 | 0 | 0 | 0 | -0.016746 | -0.031027 | -0.031027 | -0.031027 | -0.031027 | -0.031027 | -0.031027 | -0.031027 | -0.031027 | -0.031027 | -0.031027 | -0.031027 | -0.031027 | -0.031027 | -0.031027 | -0.031027 | -0.031027 | -0.031027 | -0.031027 | -0.031027 | 0 | 0 | 0 | 0 | 0 | 0 | 0 | 0 | 0 | 0 | -0.0028181 | -0.0048812 | -0.0045734 | -0.0042967 | -0.0040485 | -0.0038238 | -0.0036228 | -0.0034416 | -0.003279 | -0.0031338 | -0.0030022 | -0.0028843 | -0.0027788 | -0.0026845 | -0.0025989 | -0.0025219 | -0.0024536 | -0.0023928 | -0.002337 | -0.0022886
96 | Fed 31 | 96 | 2016-18 Fed App - Metal Halide Lamp Fixtures | 0 | 0 | 0 | 0 | 0 | 0 | 0 | 0 | 0 | 0 | 0 | 2.0298 | 2.2163 | 2.1538 | 2.0984 | 2.0984 | 2.0984 | 2.0984 | 2.0984 | 2.0984 | 2.0984 | 2.0984 | 2.0984 | 2.0984 | 2.0984 | 2.0984 | 2.0984 | 2.0984 | 2.0984 | 2.0984 | 0 | 0 | 0 | 0 | 0 | 0 | 0 | 0 | 0 | 0 | 0 | 0.25397 | 0.25319 | 0.23252 | 0.21907 | 0.21496 | 0.21261 | 0.21135 | 0.21068 | 0.21034 | 0.21009 | 0.21 | 0.20992 | 0.20992 | 0.20984 | 0.20984 | 0.20984 | 0.20984 | 0.20984 | 0.20984 | 0 | 0 | 0 | 0 | 0 | 0 | 0 | 0 | 0 | 0 | 0 | 0.038226 | 0.041739 | 0.04056 | 0.039517 | 0.039517 | 0.039517 | 0.039517 | 0.039517 | 0.039517 | 0.039517 | 0.039517 | 0.039517 | 0.039517 | 0.039517 | 0.039517 | 0.039517 | 0.039517 | 0.039517 | 0.039517 | 0 | 0 | 0 | 0 | 0 | 0 | 0 | 0 | 0 | 0 | 0 | 0.0047828 | 0.0047682 | 0.0043789 | 0.0041256 | 0.0040481 | 0.0040039 | 0.0039802 | 0.0039675 | 0.0039612 | 0.0039565 | 0.0039549 | 0.0039533 | 0.0039533 | 0.0039517 | 0.0039517 | 0.0039517 | 0.0039517 | 0.0039517 | 0.0039517 | 0 | 0 | 0 | 0 | 0 | 0 | 0 | 0 | 0 | 0 | 0 | 0 | 0 | 0 | 0 | 0 | 0 | 0 | 0 | 0 | 0 | 0 | 0 | 0 | 0 | 0 | 0 | 0 | 0 | 0 | 0 | 0 | 0 | 0 | 0 | 0 | 0 | 0 | 0 | 0 | 0 | 0 | 0 | 0 | 0 | 0 | 0 | 0 | 0 | 0 | 0 | 0 | 0 | 0 | 0 | 0 | 0 | 0 | 0 | 0
97 | Fed 32 | 97 | 2016-18 Fed App - Commercial Refrigeration Equipment | 0 | 0 | 0 | 0 | 0 | 0 | 0 | 0 | 0 | 0 | 0 | 47.0823 | 61.3751 | 61.3751 | 61.3751 | 61.3751 | 61.3751 | 61.3751 | 61.3751 | 61.3751 | 61.3751 | 61.3751 | 61.3751 | 61.3751 | 61.3751 | 61.3751 | 61.3751 | 61.3751 | 61.3751 | 61.3751 | 0 | 0 | 0 | 0 | 0 | 0 | 0 | 0 | 0 | 0 | 0 | 18.315 | 23.7055 | 23.514 | 23.3005 | 23.0697 | 22.8193 | 22.559 | 22.289 | 22.0189 | 21.7538 | 21.4985 | 21.2554 | 21.032 | 20.8307 | 20.6491 | 20.4895 | 20.3495 | 20.2317 | 20.1286 | 0 | 0 | 0 | 0 | 0 | 0 | 0 | 0 | 0 | 0 | 0 | 10.73 | 13.9873 | 13.9873 | 13.9873 | 13.9873 | 13.9873 | 13.9873 | 13.9873 | 13.9873 | 13.9873 | 13.9873 | 13.9873 | 13.9873 | 13.9873 | 13.9873 | 13.9873 | 13.9873 | 13.9873 | 13.9873 | 0 | 0 | 0 | 0 | 0 | 0 | 0 | 0 | 0 | 0 | 0 | 4.174 | 5.4024 | 5.3588 | 5.3101 | 5.2575 | 5.2005 | 5.1412 | 5.0796 | 5.0181 | 4.9576 | 4.8995 | 4.8441 | 4.7932 | 4.7473 | 4.7059 | 4.6695 | 4.6376 | 4.6108 | 4.5873 | 0 | 0 | 0 | 0 | 0 | 0 | 0 | 0 | 0 | 0 | 0 | 0 | 0 | 0 | 0 | 0 | 0 | 0 | 0 | 0 | 0 | 0 | 0 | 0 | 0 | 0 | 0 | 0 | 0 | 0 | 0 | 0 | 0 | 0 | 0 | 0 | 0 | 0 | 0 | 0 | 0 | 0 | 0 | 0 | 0 | 0 | 0 | 0 | 0 | 0 | 0 | 0 | 0 | 0 | 0 | 0 | 0 | 0 | 0 | 0
98 | Fed 33 | 98 | 2016-18 Fed App - Walk-in Coolers and Freezers (Door) | 0 | 0 | 0 | 0 | 0 | 0 | 0 | 0 | 0 | 0 | 0 | 3.7964 | 6.5986 | 6.5986 | 6.5986 | 6.5986 | 6.5986 | 6.5986 | 6.5986 | 6.5986 | 6.5986 | 6.5986 | 6.5986 | 6.5986 | 6.5986 | 6.5986 | 6.5986 | 6.5986 | 6.5986 | 6.5986 | 0 | 0 | 0 | 0 | 0 | 0 | 0 | 0 | 0 | 0 | 0 | 0.81046 | 1.3113 | 1.2213 | 1.1394 | 1.0663 | 1.0019 | 0.94623 | 0.8982 | 0.85728 | 0.82271 | 0.79394 | 0.76992 | 0.74986 | 0.7335 | 0.72003 | 0.70895 | 0.69971 | 0.69232 | 0.68625 | 0 | 0 | 0 | 0 | 0 | 0 | 0 | 0 | 0 | 0 | 0 | 0.49953 | 0.86823 | 0.86823 | 0.86823 | 0.86823 | 0.86823 | 0.86823 | 0.86823 | 0.86823 | 0.86823 | 0.86823 | 0.86823 | 0.86823 | 0.86823 | 0.86823 | 0.86823 | 0.86823 | 0.86823 | 0.86823 | 0 | 0 | 0 | 0 | 0 | 0 | 0 | 0 | 0 | 0 | 0 | 0.10664 | 0.17253 | 0.16069 | 0.14993 | 0.14031 | 0.13183 | 0.1245 | 0.11818 | 0.1128 | 0.10825 | 0.10447 | 0.10131 | 0.098666 | 0.096513 | 0.094741 | 0.093283 | 0.092067 | 0.091095 | 0.090296 | 0 | 0 | 0 | 0 | 0 | 0 | 0 | 0 | 0 | 0 | 0 | 0 | 0 | 0 | 0 | 0 | 0 | 0 | 0 | 0 | 0 | 0 | 0 | 0 | 0 | 0 | 0 | 0 | 0 | 0 | 0 | 0 | 0 | 0 | 0 | 0 | 0 | 0 | 0 | 0 | 0 | 0 | 0 | 0 | 0 | 0 | 0 | 0 | 0 | 0 | 0 | 0 | 0 | 0 | 0 | 0 | 0 | 0 | 0 | 0
99 | Fed 34 | 99 | 2016-18 Fed App - Walk-in Coolers and Freezers (Systems) | 0 | 0 | 0 | 0 | 0 | 0 | 0 | 0 | 0 | 0 | 0 | 70.0561 | 121.7642 | 121.7642 | 121.7642 | 121.7642 | 121.7642 | 121.7642 | 121.7642 | 121.7642 | 121.7642 | 121.7642 | 121.7642 | 121.7642 | 121.7642 | 121.7642 | 121.7642 | 121.7642 | 121.7642 | 121.7642 | 0 | 0 | 0 | 0 | 0 | 0 | 0 | 0 | 0 | 0 | 0 | 7.0056 | 12.1764 | 12.1764 | 12.1764 | 12.1764 | 12.1764 | 12.1764 | 12.1764 | 12.1764 | 12.1764 | 12.1764 | 12.1764 | 12.1764 | 12.1764 | 12.1764 | 12.1764 | 12.1764 | 12.1764 | 12.1764 | 0 | 0 | 0 | 0 | 0 | 0 | 0 | 0 | 0 | 0 | 0 | 9.1924 | 15.9773 | 15.9773 | 15.9773 | 15.9773 | 15.9773 | 15.9773 | 15.9773 | 15.9773 | 15.9773 | 15.9773 | 15.9773 | 15.9773 | 15.9773 | 15.9773 | 15.9773 | 15.9773 | 15.9773 | 15.9773 | 0 | 0 | 0 | 0 | 0 | 0 | 0 | 0 | 0 | 0 | 0 | 0.91924 | 1.5977 | 1.5977 | 1.5977 | 1.5977 | 1.5977 | 1.5977 | 1.5977 | 1.5977 | 1.5977 | 1.5977 | 1.5977 | 1.5977 | 1.5977 | 1.5977 | 1.5977 | 1.5977 | 1.5977 | 1.5977 | 0 | 0 | 0 | 0 | 0 | 0 | 0 | 0 | 0 | 0 | 0 | 0 | 0 | 0 | 0 | 0 | 0 | 0 | 0 | 0 | 0 | 0 | 0 | 0 | 0 | 0 | 0 | 0 | 0 | 0 | 0 | 0 | 0 | 0 | 0 | 0 | 0 | 0 | 0 | 0 | 0 | 0 | 0 | 0 | 0 | 0 | 0 | 0 | 0 | 0 | 0 | 0 | 0 | 0 | 0 | 0 | 0 | 0 | 0 | 0
100 | Fed 35 | 100 | 2016-18 Fed App - Air-Cooled Commercial Package ACs and HPs - Tier 1 | 0 | 0 | 0 | 0 | 0 | 0 | 0 | 0 | 0 | 0 | 0 | 0 | 11.9119 | 11.9119 | 11.9119 | 11.9119 | 11.9119 | 11.9119 | 11.9119 | 11.9119 | 11.9119 | 11.9119 | 11.9119 | 11.9119 | 11.9119 | 11.9119 | 11.9119 | 11.9119 | 11.9119 | 11.9119 | 0 | 0 | 0 | 0 | 0 | 0 | 0 | 0 | 0 | 0 | 0 | 0 | 1.3608 | 1.286 | 1.2436 | 1.2203 | 1.2069 | 1.1998 | 1.196 | 1.1941 | 1.1926 | 1.1921 | 1.1917 | 1.1917 | 1.1912 | 1.1912 | 1.1912 | 1.1912 | 1.1912 | 1.1912 | 0 | 0 | 0 | 0 | 0 | 0 | 0 | 0 | 0 | 0 | 0 | 0 | 6.181 | 6.181 | 6.181 | 6.181 | 6.181 | 6.181 | 6.181 | 6.181 | 6.181 | 6.181 | 6.181 | 6.181 | 6.181 | 6.181 | 6.181 | 6.181 | 6.181 | 6.181 | 0 | 0 | 0 | 0 | 0 | 0 | 0 | 0 | 0 | 0 | 0 | 0 | 0.70611 | 0.6673 | 0.64529 | 0.63318 | 0.62626 | 0.62255 | 0.62057 | 0.61958 | 0.61884 | 0.61859 | 0.61834 | 0.61834 | 0.6181 | 0.6181 | 0.6181 | 0.6181 | 0.6181 | 0.6181 | 0 | 0 | 0 | 0 | 0 | 0 | 0 | 0 | 0 | 0 | 0 | 0 | 0 | 0 | 0 | 0 | 0 | 0 | 0 | 0 | 0 | 0 | 0 | 0 | 0 | 0 | 0 | 0 | 0 | 0 | 0 | 0 | 0 | 0 | 0 | 0 | 0 | 0 | 0 | 0 | 0 | 0 | 0 | 0 | 0 | 0 | 0 | 0 | 0 | 0 | 0 | 0 | 0 | 0 | 0 | 0 | 0 | 0 | 0 | 0
101 | Fed 36 | 101 | 2016-18 Fed App - Commercial Clothes Washers | 0 | 0 | 0 | 0 | 0 | 0 | 0 | 0 | 0 | 0 | 0 | 0 | 0.98924 | 0.98924 | 0.98924 | 0.98924 | 0.98924 | 0.98924 | 0.98924 | 0.98924 | 0.98924 | 0.98924 | 0.98924 | 0.98924 | 0.98924 | 0.98924 | 0.98924 | 0.98924 | 0.98924 | 0.98924 | 0 | 0 | 0 | 0 | 0 | 0 | 0 | 0 | 0 | 0 | 0 | 0 | 0.18439 | 0.18432 | 0.18428 | 0.18424 | 0.1842 | 0.1842 | 0.18416 | 0.18412 | 0.18412 | 0.18412 | 0.18408 | 0.18408 | 0.18408 | 0.18408 | 0.18408 | 0.18408 | 0.18408 | 0.18404 | 0 | 0 | 0 | 0 | 0 | 0 | 0 | 0 | 0 | 0 | 0 | 0 | 0.14917 | 0.14917 | 0.14917 | 0.14917 | 0.14917 | 0.14917 | 0.14917 | 0.14917 | 0.14917 | 0.14917 | 0.14917 | 0.14917 | 0.14917 | 0.14917 | 0.14917 | 0.14917 | 0.14917 | 0.14917 | 0 | 0 | 0 | 0 | 0 | 0 | 0 | 0 | 0 | 0 | 0 | 0 | 0.027806 | 0.027794 | 0.027788 | 0.027782 | 0.027776 | 0.027776 | 0.02777 | 0.027764 | 0.027764 | 0.027764 | 0.027758 | 0.027758 | 0.027758 | 0.027758 | 0.027758 | 0.027758 | 0.027758 | 0.027752 | 0 | 0 | 0 | 0 | 0 | 0 | 0 | 0 | 0 | 0 | 0 | 0 | -0.00523 | -0.00523 | -0.00523 | -0.00523 | -0.00523 | -0.00523 | -0.00523 | -0.00523 | -0.00523 | -0.00523 | -0.00523 | -0.00523 | -0.00523 | -0.00523 | -0.00523 | -0.00523 | -0.00523 | -0.00523 | 0 | 0 | 0 | 0 | 0 | 0 | 0 | 0 | 0 | 0 | 0 | 0 | -0.00097486 | -0.00097444 | -0.00097424 | -0.00097403 | -0.00097382 | -0.00097382 | -0.00097361 | -0.0009734 | -0.0009734 | -0.0009734 | -0.00097319 | -0.00097319 | -0.00097319 | -0.00097319 | -0.00097319 | -0.00097319 | -0.00097319 | -0.00097298
102 | Fed 37 | 102 | 2016-18 Fed App - General Service Fluorescent Lamps | 0 | 0 | 0 | 0 | 0 | 0 | 0 | 0 | 0 | 0 | 0 | 0 | 72.7746 | 78.1257 | 78.1257 | 78.1257 | 78.1257 | 78.1257 | 78.1257 | 78.1257 | 78.1257 | 78.1257 | 78.1257 | 78.1257 | 78.1257 | 78.1257 | 78.1257 | 78.1257 | 78.1257 | 78.1257 | 0 | 0 | 0 | 0 | 0 | 0 | 0 | 0 | 0 | 0 | 0 | 0 | 12.5493 | 12.4876 | 11.597 | 10.7907 | 10.0595 | 9.4001 | 8.8032 | 8.2626 | 7.7751 | 7.3313 | 6.9313 | 6.5688 | 6.2407 | 5.9438 | 5.6751 | 5.4344 | 5.2125 | 5.0157 | 0 | 0 | 0 | 0 | 0 | 0 | 0 | 0 | 0 | 0 | 0 | 0 | 14.4754 | 15.5397 | 15.5397 | 15.5397 | 15.5397 | 15.5397 | 15.5397 | 15.5397 | 15.5397 | 15.5397 | 15.5397 | 15.5397 | 15.5397 | 15.5397 | 15.5397 | 15.5397 | 15.5397 | 15.5397 | 0 | 0 | 0 | 0 | 0 | 0 | 0 | 0 | 0 | 0 | 0 | 0 | 2.4961 | 2.4839 | 2.3067 | 2.1463 | 2.0009 | 1.8697 | 1.751 | 1.6435 | 1.5465 | 1.4582 | 1.3787 | 1.3066 | 1.2413 | 1.1823 | 1.1288 | 1.0809 | 1.0368 | 0.99765 | 0 | 0 | 0 | 0 | 0 | 0 | 0 | 0 | 0 | 0 | 0 | 0 | -0.30811 | -0.33076 | -0.33076 | -0.33076 | -0.33076 | -0.33076 | -0.33076 | -0.33076 | -0.33076 | -0.33076 | -0.33076 | -0.33076 | -0.33076 | -0.33076 | -0.33076 | -0.33076 | -0.33076 | -0.33076 | 0 | 0 | 0 | 0 | 0 | 0 | 0 | 0 | 0 | 0 | 0 | 0 | -0.05313 | -0.052869 | -0.049098 | -0.045685 | -0.042589 | -0.039797 | -0.03727 | -0.034981 | -0.032917 | -0.031039 | -0.029345 | -0.02781 | -0.026421 | -0.025164 | -0.024026 | -0.023008 | -0.022068 | -0.021235
103 | Fed 38 | 103 | 2016-18 Fed App - Automatic Commercial Ice Makers | 0 | 0 | 0 | 0 | 0 | 0 | 0 | 0 | 0 | 0 | 0 | 0 | 2.6214 | 2.8308 | 2.8308 | 2.8308 | 2.8308 | 2.8308 | 2.8308 | 2.8308 | 2.8308 | 2.8308 | 2.8308 | 2.8308 | 2.8308 | 2.8308 | 2.8308 | 2.8308 | 2.8308 | 2.8308 | 0 | 0 | 0 | 0 | 0 | 0 | 0 | 0 | 0 | 0 | 0 | 0 | 0.58666 | 0.5948 | 0.5597 | 0.52799 | 0.49934 | 0.4733 | 0.44986 | 0.42858 | 0.40933 | 0.39189 | 0.37615 | 0.362 | 0.34909 | 0.33743 | 0.32678 | 0.31727 | 0.30867 | 0.30085 | 0 | 0 | 0 | 0 | 0 | 0 | 0 | 0 | 0 | 0 | 0 | 0 | 0.38926 | 0.42035 | 0.42035 | 0.42035 | 0.42035 | 0.42035 | 0.42035 | 0.42035 | 0.42035 | 0.42035 | 0.42035 | 0.42035 | 0.42035 | 0.42035 | 0.42035 | 0.42035 | 0.42035 | 0.42035 | 0 | 0 | 0 | 0 | 0 | 0 | 0 | 0 | 0 | 0 | 0 | 0 | 0.087116 | 0.088324 | 0.083112 | 0.078404 | 0.07415 | 0.070283 | 0.066802 | 0.063641 | 0.060783 | 0.058193 | 0.055856 | 0.053755 | 0.051838 | 0.050106 | 0.048525 | 0.047113 | 0.045835 | 0.044675 | 0 | 0 | 0 | 0 | 0 | 0 | 0 | 0 | 0 | 0 | 0 | 0 | -0.030513 | -0.032951 | -0.032951 | -0.032951 | -0.032951 | -0.032951 | -0.032951 | -0.032951 | -0.032951 | -0.032951 | -0.032951 | -0.032951 | -0.032951 | -0.032951 | -0.032951 | -0.032951 | -0.032951 | -0.032951 | 0 | 0 | 0 | 0 | 0 | 0 | 0 | 0 | 0 | 0 | 0 | 0 | -0.0068289 | -0.0069236 | -0.006515 | -0.006146 | -0.0058125 | -0.0055094 | -0.0052365 | -0.0049888 | -0.0047647 | -0.0045617 | -0.0043785 | -0.0042138 | -0.0040635 | -0.0039277 | -0.0038038 | -0.0036931 | -0.003593 | -0.003502
104 | Fed 39 | 104 | 2016-18 Fed App - Battery Chargers | 0 | 0 | 0 | 0 | 0 | 0 | 0 | 0 | 0 | 0 | 0 | 0 | 3.0252 | 5.4664 | 5.4664 | 5.4664 | 5.4664 | 5.4664 | 5.4664 | 5.4664 | 5.4664 | 5.4664 | 5.4664 | 5.4664 | 5.4664 | 5.4664 | 5.4664 | 5.4664 | 5.4664 | 5.4664 | 0 | 0 | 0 | 0 | 0 | 0 | 0 | 0 | 0 | 0 | 0 | 0 | 0.6353 | 1.1125 | 1.0856 | 1.0655 | 1.0504 | 1.0393 | 1.0312 | 1.0253 | 1.0209 | 1.0178 | 1.0154 | 1.0139 | 1.0126 | 1.0119 | 1.0113 | 1.0108 | 1.0104 | 1.0102 | 0 | 0 | 0 | 0 | 0 | 0 | 0 | 0 | 0 | 0 | 0 | 0 | 2.8509 | 5.1514 | 5.1514 | 5.1514 | 5.1514 | 5.1514 | 5.1514 | 5.1514 | 5.1514 | 5.1514 | 5.1514 | 5.1514 | 5.1514 | 5.1514 | 5.1514 | 5.1514 | 5.1514 | 5.1514 | 0 | 0 | 0 | 0 | 0 | 0 | 0 | 0 | 0 | 0 | 0 | 0 | 0.59869 | 1.0484 | 1.0231 | 1.0041 | 0.9899 | 0.97939 | 0.97176 | 0.9662 | 0.96208 | 0.95919 | 0.95693 | 0.95549 | 0.95425 | 0.95363 | 0.95301 | 0.9526 | 0.95219 | 0.95198 | 0 | 0 | 0 | 0 | 0 | 0 | 0 | 0 | 0 | 0 | 0 | 0 | -0.070061 | -0.1266 | -0.1266 | -0.1266 | -0.1266 | -0.1266 | -0.1266 | -0.1266 | -0.1266 | -0.1266 | -0.1266 | -0.1266 | -0.1266 | -0.1266 | -0.1266 | -0.1266 | -0.1266 | -0.1266 | 0 | 0 | 0 | 0 | 0 | 0 | 0 | 0 | 0 | 0 | 0 | 0 | -0.014713 | -0.025765 | -0.025142 | -0.024676 | -0.024327 | -0.024068 | -0.023881 | -0.023744 | -0.023643 | -0.023572 | -0.023516 | -0.023481 | -0.023451 | -0.023435 | -0.02342 | -0.02341 | -0.0234 | -0.023395
105 | Std B1 | 105 | - Time dependent valuation, Residential
106 | Std B2 | 106 | - Time dependent valuation, Nonresidential
107 | Std B3 | 107 | - Res. Hardwired lighting
108 | Std B4 | 108 | 2005 T-24 - Duct improvement | 1.1683 | 1.1683 | 1.1683 | 1.1683 | 1.1683 | 1.1683 | 1.1683 | 1.1683 | 1.1683 | 1.1683 | 1.1683 | 1.1683 | 1.1683 | 1.1683 | 1.1683 | 1.1683 | 1.1683 | 1.1682 | 1.1683 | 1.1683 | 1.1683 | 1.1683 | 1.1683 | 1.1683 | 1.1683 | 1.1683 | 1.1683 | 1.1683 | 1.1683 | 1.1683 | 0.80907 | 0.80907 | 0.80899 | 0.80883 | 0.80867 | 0.80842 | 0.80794 | 0.80721 | 0.806 | 0.80406 | 0.80098 | 0.79613 | 0.78893 | 0.77857 | 0.76473 | 0.74799 | 0.72994 | 0.71255 | 0.6978 | 0.68641 | 0.67832 | 0.67282 | 0.66926 | 0.66708 | 0.66562 | 0.66481 | 0.66425 | 0.66392 | 0.66376 | 0.6636 | 1.7432 | 1.7432 | 1.7432 | 1.7432 | 1.7432 | 1.7432 | 1.7432 | 1.7432 | 1.7432 | 1.7432 | 1.7432 | 1.7432 | 1.7432 | 1.7432 | 1.7432 | 1.7432 | 1.7432 | 1.743 | 1.7432 | 1.7432 | 1.7432 | 1.7432 | 1.7432 | 1.7432 | 1.7432 | 1.7432 | 1.7432 | 1.7432 | 1.7432 | 1.7432 | 1.2072 | 1.2072 | 1.2071 | 1.2068 | 1.2066 | 1.2062 | 1.2055 | 1.2044 | 1.2026 | 1.1997 | 1.1951 | 1.1879 | 1.1771 | 1.1617 | 1.141 | 1.116 | 1.0891 | 1.0632 | 1.0412 | 1.0242 | 1.0121 | 1.0039 | 0.99858 | 0.99533 | 0.99315 | 0.99195 | 0.9911 | 0.99062 | 0.99038 | 0.99013 | 0.26034 | 0.26034 | 0.26034 | 0.26034 | 0.26034 | 0.26034 | 0.26034 | 0.26034 | 0.26034 | 0.26034 | 0.26034 | 0.26034 | 0.26034 | 0.26034 | 0.26034 | 0.26034 | 0.26034 | 0.26031 | 0.26032 | 0.26033 | 0.26033 | 0.26033 | 0.26034 | 0.26034 | 0.26034 | 0.26034 | 0.26034 | 0.26034 | 0.26034 | 0.26034 | 0.18028 | 0.18028 | 0.18026 | 0.18023 | 0.18019 | 0.18014 | 0.18003 | 0.17987 | 0.1796 | 0.17916 | 0.17848 | 0.1774 | 0.17579 | 0.17349 | 0.1704 | 0.16667 | 0.16265 | 0.15877 | 0.15549 | 0.15295 | 0.15115 | 0.14992 | 0.14913 | 0.14864 | 0.14832 | 0.14814 | 0.14801 | 0.14794 | 0.1479 | 0.14787
109 | Std B5 | 109 | 2005 T-24 - Window replacement | 6.4176 | 6.4176 | 6.4176 | 6.4176 | 6.4176 | 6.4176 | 6.4176 | 6.4176 | 6.4176 | 6.4176 | 6.4176 | 6.4176 | 6.4176 | 6.4176 | 6.4176 | 6.4176 | 6.4176 | 6.4169 | 6.4173 | 6.4175 | 6.4175 | 6.4176 | 6.4176 | 6.4176 | 6.4176 | 6.4176 | 6.4176 | 6.4176 | 6.4176 | 6.4176 | 2.5942 | 2.4993 | 2.4079 | 2.3194 | 2.233 | 2.1484 | 2.0648 | 1.9826 | 1.9008 | 1.8198 | 1.739 | 1.738 | 1.7373 | 1.7365 | 1.7362 | 1.7358 | 1.7355 | 1.7353 | 1.7351 | 1.7351 | 1.7351 | 1.7351 | 1.7348 | 1.7348 | 1.7348 | 1.7348 | 1.7348 | 1.7348 | 1.7348 | 1.7348 | 2.4488 | 2.4488 | 2.4488 | 2.4488 | 2.4488 | 2.4488 | 2.4488 | 2.4488 | 2.4488 | 2.4488 | 2.4488 | 2.4488 | 2.4488 | 2.4488 | 2.4488 | 2.4488 | 2.4488 | 2.4485 | 2.4487 | 2.4488 | 2.4488 | 2.4488 | 2.4488 | 2.4488 | 2.4488 | 2.4488 | 2.4488 | 2.4488 | 2.4488 | 2.4488 | 0.98988 | 0.95367 | 0.91881 | 0.88503 | 0.85206 | 0.81977 | 0.78788 | 0.75654 | 0.72532 | 0.69438 | 0.66358 | 0.66317 | 0.6629 | 0.66263 | 0.6625 | 0.66236 | 0.66223 | 0.66215 | 0.66206 | 0.66208 | 0.66209 | 0.66209 | 0.66195 | 0.66196 | 0.66196 | 0.66196 | 0.66196 | 0.66196 | 0.66196 | 0.66196 | 0.34425 | 0.34425 | 0.34425 | 0.34425 | 0.34425 | 0.34425 | 0.34425 | 0.34425 | 0.34425 | 0.34425 | 0.34425 | 0.34425 | 0.34425 | 0.34425 | 0.34425 | 0.34425 | 0.34425 | 0.34421 | 0.34423 | 0.34424 | 0.34424 | 0.34424 | 0.34424 | 0.34425 | 0.34425 | 0.34425 | 0.34425 | 0.34425 | 0.34425 | 0.34425 | 0.13915 | 0.13406 | 0.12916 | 0.12441 | 0.11978 | 0.11524 | 0.11076 | 0.10635 | 0.10196 | 0.097614 | 0.093283 | 0.093226 | 0.093188 | 0.09315 | 0.093131 | 0.093112 | 0.093093 | 0.093083 | 0.09307 | 0.093073 | 0.093074 | 0.093074 | 0.093055 | 0.093055 | 0.093055 | 0.093055 | 0.093055 | 0.093055 | 0.093055 | 0.093055
110 | Std B6 | 110 | 2005 T-24 - Lighting controls under skylights | 0.35038 | 0.35038 | 0.35038 | 0.35038 | 0.35038 | 0.35038 | 0.35038 | 0.35038 | 0.35038 | 0.35038 | 0.35038 | 0.35038 | 0.35038 | 0.35038 | 0.35038 | 0.35038 | 0.35038 | 0.35035 | 0.35037 | 0.35038 | 0.35038 | 0.35038 | 0.35038 | 0.35038 | 0.35038 | 0.35038 | 0.35038 | 0.35038 | 0.35038 | 0.35038 | 0.32892 | 0.32892 | 0.32892 | 0.32892 | 0.32892 | 0.32892 | 0.32892 | 0.32892 | 0.32892 | 0.32892 | 0.19387 | 0.18706 | 0.18166 | 0.17742 | 0.17416 | 0.1717 | 0.16982 | 0.16839 | 0.16738 | 0.16663 | 0.16604 | 0.16561 | 0.16532 | 0.16509 | 0.16492 | 0.16479 | 0.16472 | 0.16466 | 0.16459 | 0.16456 | 0 | 0 | 0 | 0 | 0 | 0 | 0 | 0 | 0 | 0 | 0 | 0 | 0 | 0 | 0 | 0 | 0 | 0 | 0 | 0 | 0 | 0 | 0 | 0 | 0 | 0 | 0 | 0 | 0 | 0 | 0 | 0 | 0 | 0 | 0 | 0 | 0 | 0 | 0 | 0 | 0 | 0 | 0 | 0 | 0 | 0 | 0 | 0 | 0 | 0 | 0 | 0 | 0 | 0 | 0 | 0 | 0 | 0 | 0 | 0 | -0.00077703 | -0.00077703 | -0.00077703 | -0.00077703 | -0.00077703 | -0.00077703 | -0.00077703 | -0.00077703 | -0.00077703 | -0.00077703 | -0.00077703 | -0.00077703 | -0.00077703 | -0.00077703 | -0.00077703 | -0.00077703 | -0.00077703 | -0.00077694 | -0.000777 | -0.00077702 | -0.00077703 | -0.00077703 | -0.00077703 | -0.00077703 | -0.00077703 | -0.00077703 | -0.00077703 | -0.00077703 | -0.00077703 | -0.00077703 | -0.00072943 | -0.00072943 | -0.00072943 | -0.00072943 | -0.00072943 | -0.00072943 | -0.00072943 | -0.00072943 | -0.00072943 | -0.00072943 | -0.00042993 | -0.00041483 | -0.00040287 | -0.00039346 | -0.00038624 | -0.00038076 | -0.00037661 | -0.00037343 | -0.0003712 | -0.00036953 | -0.00036822 | -0.00036727 | -0.00036661 | -0.0003661 | -0.00036574 | -0.00036545 | -0.0003653 | -0.00036515 | -0.00036501 | -0.00036494
111 | Std B7 | 111 | 2005 T-24 - Ducts in existing commercial buildings | 2.7122 | 2.7122 | 2.7122 | 2.7122 | 2.7122 | 2.7122 | 2.7122 | 2.7122 | 2.7122 | 2.7122 | 2.7122 | 2.7122 | 2.7122 | 2.7122 | 2.7122 | 2.7122 | 2.7122 | 2.7122 | 2.7122 | 2.7122 | 2.7122 | 2.7122 | 2.7122 | 2.7122 | 2.7122 | 2.7122 | 2.7122 | 2.7122 | 2.7122 | 2.7122 | 2.0036 | 2.0021 | 1.996 | 1.9866 | 1.9726 | 1.9522 | 1.9237 | 1.8867 | 1.8433 | 1.7976 | 1.7552 | 1.7205 | 1.6942 | 1.6758 | 1.6636 | 1.6558 | 1.6508 | 1.6478 | 1.646 | 1.6448 | 1.644 | 1.6436 | 1.6434 | 1.6432 | 1.6432 | 1.643 | 1.643 | 1.643 | 1.643 | 1.643 | 2.0608 | 2.0608 | 2.0608 | 2.0608 | 2.0608 | 2.0608 | 2.0608 | 2.0608 | 2.0608 | 2.0608 | 2.0608 | 2.0608 | 2.0608 | 2.0608 | 2.0608 | 2.0608 | 2.0608 | 2.0608 | 2.0608 | 2.0608 | 2.0608 | 2.0608 | 2.0608 | 2.0608 | 2.0608 | 2.0608 | 2.0608 | 2.0608 | 2.0608 | 2.0608 | 1.5224 | 1.5213 | 1.5166 | 1.5095 | 1.4988 | 1.4833 | 1.4617 | 1.4336 | 1.4006 | 1.3659 | 1.3336 | 1.3073 | 1.2873 | 1.2733 | 1.264 | 1.2581 | 1.2543 | 1.252 | 1.2506 | 1.2497 | 1.2491 | 1.2488 | 1.2487 | 1.2485 | 1.2485 | 1.2484 | 1.2484 | 1.2484 | 1.2484 | 1.2484 | 0.33367 | 0.33367 | 0.33367 | 0.33367 | 0.33367 | 0.33367 | 0.33367 | 0.33367 | 0.33367 | 0.33367 | 0.33367 | 0.33367 | 0.33367 | 0.33367 | 0.33367 | 0.33367 | 0.33367 | 0.33367 | 0.33367 | 0.33367 | 0.33367 | 0.33367 | 0.33367 | 0.33367 | 0.33367 | 0.33367 | 0.33367 | 0.33367 | 0.33367 | 0.33367 | 0.2465 | 0.24632 | 0.24556 | 0.2444 | 0.24268 | 0.24017 | 0.23667 | 0.23212 | 0.22677 | 0.22115 | 0.21593 | 0.21167 | 0.20844 | 0.20617 | 0.20467 | 0.20371 | 0.20309 | 0.20272 | 0.2025 | 0.20235 | 0.20225 | 0.2022 | 0.20218 | 0.20215 | 0.20215 | 0.20213 | 0.20213 | 0.20213 | 0.20213 | 0.20213
112 | Std B8 | 112 | 2005 T-24 - Cool roofs | 4.3329 | 4.3329 | 4.3329 | 4.3329 | 4.3329 | 4.3329 | 4.3329 | 4.3329 | 4.3329 | 4.3329 | 4.3329 | 4.3329 | 4.3329 | 4.3329 | 4.3329 | 4.3329 | 4.3329 | 4.3324 | 4.3327 | 4.3328 | 4.3328 | 4.3329 | 4.3329 | 4.3329 | 4.3329 | 4.3329 | 4.3329 | 4.3329 | 4.3329 | 4.3329 | 2.8113 | 2.6972 | 2.6061 | 2.5351 | 2.4801 | 2.4371 | 2.4026 | 2.3738 | 2.3488 | 2.3264 | 2.3053 | 2.3036 | 2.3021 | 2.3014 | 2.3011 | 2.3007 | 2.3004 | 2.3001 | 2.3 | 2.3 | 2.3 | 2.3 | 2.3 | 2.3 | 2.3 | 2.3 | 2.3 | 2.3 | 2.3 | 2.3 | 2.8175 | 2.8175 | 2.8175 | 2.8175 | 2.8175 | 2.8175 | 2.8175 | 2.8175 | 2.8175 | 2.8175 | 2.8175 | 2.8175 | 2.8175 | 2.8175 | 2.8175 | 2.8175 | 2.8175 | 2.8172 | 2.8175 | 2.8175 | 2.8175 | 2.8175 | 2.8175 | 2.8175 | 2.8175 | 2.8175 | 2.8175 | 2.8175 | 2.8175 | 2.8175 | 1.8281 | 1.7539 | 1.6947 | 1.6485 | 1.6127 | 1.5848 | 1.5624 | 1.5436 | 1.5274 | 1.5128 | 1.4991 | 1.4979 | 1.497 | 1.4966 | 1.4963 | 1.4961 | 1.4959 | 1.4957 | 1.4956 | 1.4956 | 1.4956 | 1.4956 | 1.4956 | 1.4956 | 1.4956 | 1.4956 | 1.4956 | 1.4956 | 1.4956 | 1.4956 | -0.068847 | -0.068847 | -0.068847 | -0.068847 | -0.068847 | -0.068847 | -0.068847 | -0.068847 | -0.068847 | -0.068847 | -0.068847 | -0.068847 | -0.068847 | -0.068847 | -0.068847 | -0.068847 | -0.068847 | -0.06884 | -0.068845 | -0.068847 | -0.068847 | -0.068847 | -0.068847 | -0.068847 | -0.068847 | -0.068847 | -0.068847 | -0.068847 | -0.068847 | -0.068847 | -0.04467 | -0.042857 | -0.041409 | -0.040282 | -0.039408 | -0.038725 | -0.038177 | -0.037719 | -0.037322 | -0.036965 | -0.036631 | -0.036603 | -0.03658 | -0.036569 | -0.036563 | -0.036558 | -0.036552 | -0.036548 | -0.036545 | -0.036546 | -0.036546 | -0.036546 | -0.036546 | -0.036546 | -0.036546 | -0.036546 | -0.036546 | -0.036546 | -0.036546 | -0.036546
113 | Std B9 | 113 | 2005 T-24 - Relocatable classrooms | 0.91905 | 0.91905 | 0.91905 | 0.91905 | 0.91905 | 0.91905 | 0.91905 | 0.91905 | 0.91905 | 0.91905 | 0.91905 | 0.91905 | 0.91905 | 0.91905 | 0.91905 | 0.91905 | 0.91905 | 0.91895 | 0.91903 | 0.91905 | 0.91905 | 0.91905 | 0.91905 | 0.91905 | 0.91905 | 0.91905 | 0.91905 | 0.91905 | 0.91905 | 0.91905 | 0.70521 | 0.66377 | 0.62225 | 0.58081 | 0.53929 | 0.49785 | 0.45633 | 0.41488 | 0.37337 | 0.33185 | 0.2904 | 0.24889 | 0.20744 | 0.16592 | 0.12448 | 0.082962 | 0.041518 | 0 | 0 | 0 | 0 | 0 | 0 | 0 | 0 | 0 | 0 | 0 | 0 | 0 | 0 | 0 | 0 | 0 | 0 | 0 | 0 | 0 | 0 | 0 | 0 | 0 | 0 | 0 | 0 | 0 | 0 | 0 | 0 | 0 | 0 | 0 | 0 | 0 | 0 | 0 | 0 | 0 | 0 | 0 | 0 | 0 | 0 | 0 | 0 | 0 | 0 | 0 | 0 | 0 | 0 | 0 | 0 | 0 | 0 | 0 | 0 | 0 | 0 | 0 | 0 | 0 | 0 | 0 | 0 | 0 | 0 | 0 | 0 | 0 | 0 | 0 | 0 | 0 | 0 | 0 | 0 | 0 | 0 | 0 | 0 | 0 | 0 | 0 | 0 | 0 | 0 | 0 | 0 | 0 | 0 | 0 | 0 | 0 | 0 | 0 | 0 | 0 | 0 | 0 | 0 | 0 | 0 | 0 | 0 | 0 | 0 | 0 | 0 | 0 | 0 | 0 | 0 | 0 | 0 | 0 | 0 | 0 | 0 | 0 | 0 | 0 | 0 | 0 | 0 | 0 | 0 | 0 | 0 | 0
114 | Std B10 | 114 | 2005 T-24 - Bi-level lighting control credits | 0.45101 | 0.45101 | 0.45101 | 0.45101 | 0.45101 | 0.45101 | 0.45101 | 0.45101 | 0.45101 | 0.45101 | 0.45101 | 0.45101 | 0.45101 | 0.45101 | 0.45101 | 0.45101 | 0.45101 | 0.45096 | 0.451 | 0.45101 | 0.45101 | 0.45101 | 0.45101 | 0.45101 | 0.45101 | 0.45101 | 0.45101 | 0.45101 | 0.45101 | 0.45101 | 0.31999 | 0.31702 | 0.31402 | 0.31102 | 0.30802 | 0.30505 | 0.30208 | 0.29918 | 0.29632 | 0.29356 | 0.29083 | 0.28828 | 0.28583 | 0.28345 | 0.28121 | 0.27903 | 0.27696 | 0.27496 | 0.27311 | 0.27135 | 0.26968 | 0.26808 | 0.26662 | 0.26523 | 0.26394 | 0.26271 | 0.26159 | 0.26054 | 0.25955 | 0.25863 | 0 | 0 | 0 | 0 | 0 | 0 | 0 | 0 | 0 | 0 | 0 | 0 | 0 | 0 | 0 | 0 | 0 | 0 | 0 | 0 | 0 | 0 | 0 | 0 | 0 | 0 | 0 | 0 | 0 | 0 | 0 | 0 | 0 | 0 | 0 | 0 | 0 | 0 | 0 | 0 | 0 | 0 | 0 | 0 | 0 | 0 | 0 | 0 | 0 | 0 | 0 | 0 | 0 | 0 | 0 | 0 | 0 | 0 | 0 | 0 | -0.001941 | -0.001941 | -0.001941 | -0.001941 | -0.001941 | -0.001941 | -0.001941 | -0.001941 | -0.001941 | -0.001941 | -0.001941 | -0.001941 | -0.001941 | -0.001941 | -0.001941 | -0.001941 | -0.001941 | -0.0019408 | -0.0019409 | -0.001941 | -0.001941 | -0.001941 | -0.001941 | -0.001941 | -0.001941 | -0.001941 | -0.001941 | -0.001941 | -0.001941 | -0.001941 | -0.0013771 | -0.0013644 | -0.0013514 | -0.0013385 | -0.0013256 | -0.0013128 | -0.0013001 | -0.0012876 | -0.0012753 | -0.0012634 | -0.0012516 | -0.0012407 | -0.0012301 | -0.0012199 | -0.0012102 | -0.0012009 | -0.0011919 | -0.0011833 | -0.0011754 | -0.0011678 | -0.0011606 | -0.0011537 | -0.0011475 | -0.0011415 | -0.0011359 | -0.0011306 | -0.0011258 | -0.0011213 | -0.001117 | -0.0011131
115 | Std B11 | 115 | 2005 T-24 - Duct testing/sealing in new commercial buildings | 0.62137 | 1.3839 | 1.2609 | 1.3224 | 1.3224 | 1.3224 | 1.3224 | 1.3224 | 1.3224 | 1.3224 | 1.3224 | 1.3224 | 1.3224 | 1.3224 | 1.3224 | 1.3224 | 1.3224 | 1.3223 | 1.3224 | 1.3224 | 1.3224 | 1.3224 | 1.3224 | 1.3224 | 1.3224 | 1.3224 | 1.3224 | 1.3224 | 1.3224 | 1.3224 | 0.5002 | 1.1141 | 1.0006 | 0.97472 | 0.89689 | 0.81479 | 0.73429 | 0.66103 | 0.5981 | 0.54624 | 0.50438 | 0.48543 | 0.47255 | 0.46382 | 0.45808 | 0.45424 | 0.45179 | 0.45004 | 0.44901 | 0.44838 | 0.44796 | 0.44764 | 0.44743 | 0.44732 | 0.44722 | 0.44722 | 0.44722 | 0.44711 | 0.44711 | 0.44711 | 0 | 0 | 0 | 0 | 0 | 0 | 0 | 0 | 0 | 0 | 0 | 0 | 0 | 0 | 0 | 0 | 0 | 0 | 0 | 0 | 0 | 0 | 0 | 0 | 0 | 0 | 0 | 0 | 0 | 0 | 0 | 0 | 0 | 0 | 0 | 0 | 0 | 0 | 0 | 0 | 0 | 0 | 0 | 0 | 0 | 0 | 0 | 0 | 0 | 0 | 0 | 0 | 0 | 0 | 0 | 0 | 0 | 0 | 0 | 0 | 0.0035873 | 0.0079897 | 0.0072796 | 0.0076346 | 0.0076346 | 0.0076346 | 0.0076346 | 0.0076346 | 0.0076346 | 0.0076346 | 0.0076346 | 0.0076346 | 0.0076346 | 0.0076346 | 0.0076346 | 0.0076346 | 0.0076346 | 0.0076338 | 0.0076344 | 0.0076346 | 0.0076346 | 0.0076346 | 0.0076346 | 0.0076346 | 0.0076346 | 0.0076346 | 0.0076346 | 0.0076346 | 0.0076346 | 0.0076346 | 0.0028878 | 0.0064317 | 0.0057769 | 0.0056273 | 0.0051779 | 0.004704 | 0.0042392 | 0.0038163 | 0.003453 | 0.0031536 | 0.0029119 | 0.0028025 | 0.0027282 | 0.0026778 | 0.0026446 | 0.0026224 | 0.0026083 | 0.0025982 | 0.0025923 | 0.0025886 | 0.0025862 | 0.0025843 | 0.0025831 | 0.0025825 | 0.0025819 | 0.0025819 | 0.0025819 | 0.0025813 | 0.0025813 | 0.0025813
116 | Std B12 | 116 | 2005 T-24 - Cooling tower applications | 0.83181 | 0.83181 | 0.83181 | 0.83181 | 0.83181 | 0.83181 | 0.83181 | 0.83181 | 0.83181 | 0.83181 | 0.83181 | 0.83181 | 0.83181 | 0.83181 | 0.83181 | 0.83181 | 0.83181 | 0.83172 | 0.83178 | 0.8318 | 0.8318 | 0.83181 | 0.83181 | 0.83181 | 0.83181 | 0.83181 | 0.83181 | 0.83181 | 0.83181 | 0.83181 | 0.61192 | 0.55625 | 0.50064 | 0.44504 | 0.38937 | 0.33376 | 0.27816 | 0.22249 | 0.16688 | 0.11128 | 0.055605 | 0 | 0 | 0 | 0 | 0 | 0 | 0 | 0 | 0 | 0 | 0 | 0 | 0 | 0 | 0 | 0 | 0 | 0 | 0 | 0 | 0 | 0 | 0 | 0 | 0 | 0 | 0 | 0 | 0 | 0 | 0 | 0 | 0 | 0 | 0 | 0 | 0 | 0 | 0 | 0 | 0 | 0 | 0 | 0 | 0 | 0 | 0 | 0 | 0 | 0 | 0 | 0 | 0 | 0 | 0 | 0 | 0 | 0 | 0 | 0 | 0 | 0 | 0 | 0 | 0 | 0 | 0 | 0 | 0 | 0 | 0 | 0 | 0 | 0 | 0 | 0 | 0 | 0 | 0 | 0 | 0 | 0 | 0 | 0 | 0 | 0 | 0 | 0 | 0 | 0 | 0 | 0 | 0 | 0 | 0 | 0 | 0 | 0 | 0 | 0 | 0 | 0 | 0 | 0 | 0 | 0 | 0 | 0 | 0 | 0 | 0 | 0 | 0 | 0 | 0 | 0 | 0 | 0 | 0 | 0 | 0 | 0 | 0 | 0 | 0 | 0 | 0 | 0 | 0 | 0 | 0 | 0 | 0 | 0 | 0 | 0 | 0 | 0 | 0
117 | Std B13 | 117 | 2005 T-24 - Multifamily Water Heating | 0 | 0 | 0 | 0 | 0 | 0 | 0 | 0 | 0 | 0 | 0 | 0 | 0 | 0 | 0 | 0 | 0 | 0 | 0 | 0 | 0 | 0 | 0 | 0 | 0 | 0 | 0 | 0 | 0 | 0 | 0 | 0 | 0 | 0 | 0 | 0 | 0 | 0 | 0 | 0 | 0 | 0 | 0 | 0 | 0 | 0 | 0 | 0 | 0 | 0 | 0 | 0 | 0 | 0 | 0 | 0 | 0 | 0 | 0 | 0 | 0 | 0 | 0 | 0 | 0 | 0 | 0 | 0 | 0 | 0 | 0 | 0 | 0 | 0 | 0 | 0 | 0 | 0 | 0 | 0 | 0 | 0 | 0 | 0 | 0 | 0 | 0 | 0 | 0 | 0 | 0 | 0 | 0 | 0 | 0 | 0 | 0 | 0 | 0 | 0 | 0 | 0 | 0 | 0 | 0 | 0 | 0 | 0 | 0 | 0 | 0 | 0 | 0 | 0 | 0 | 0 | 0 | 0 | 0 | 0 | 0.088005 | 0.088005 | 0.088005 | 0.088005 | 0.088005 | 0.088005 | 0.088005 | 0.088005 | 0.088005 | 0.088005 | 0.088005 | 0.088005 | 0.088005 | 0.088005 | 0.088005 | 0.088005 | 0.088005 | 0.087608 | 0.087763 | 0.087858 | 0.087915 | 0.08795 | 0.087972 | 0.087985 | 0.087992 | 0.087992 | 0.087992 | 0.087992 | 0.087992 | 0.087992 | 0.066758 | 0.060684 | 0.054618 | 0.048552 | 0.042478 | 0.036412 | 0.030346 | 0.024272 | 0.018206 | 0.01214 | 0.0060662 | 0 | 0 | 0 | 0 | 0 | 0 | 0 | 0 | 0 | 0 | 0 | 0 | 0 | 0 | 0 | 0 | 0 | 0 | 0
118 | Std B14a | 118 | 2005 T-24 - Composite for Remainder - Res | 0.84474 | 0.89904 | 0.56212 | 0.73058 | 0.15739 | 0.15739 | 0.15739 | 0.15739 | 0.15739 | 0.15739 | 0.15739 | 0.15739 | 0.15739 | 0.15739 | 0.15739 | 0.15739 | 0.15739 | 0.15663 | 0.15706 | 0.15724 | 0.15732 | 0.15736 | 0.15737 | 0.15738 | 0.15738 | 0.15738 | 0.15738 | 0.15738 | 0.15738 | 0.15738 | 0.20214 | 0.19555 | 0.11005 | 0.12714 | 0.023963 | 0.020541 | 0.017119 | 0.013693 | 0.010271 | 0.0068484 | 0.0034221 | 0 | 0 | 0 | 0 | 0 | 0 | 0 | 0 | 0 | 0 | 0 | 0 | 4.5763e-18 | 0 | 0 | 0 | 0 | 0 | 0 | 1.1869 | 1.2631 | 0.78977 | 1.0265 | 0.22112 | 0.22112 | 0.22112 | 0.22112 | 0.22112 | 0.22112 | 0.22112 | 0.22112 | 0.22112 | 0.22112 | 0.22112 | 0.22112 | 0.22112 | 0.22007 | 0.22066 | 0.22092 | 0.22104 | 0.22109 | 0.22111 | 0.22112 | 0.22112 | 0.22112 | 0.22112 | 0.22112 | 0.22112 | 0.22112 | 0.284 | 0.27475 | 0.15462 | 0.17863 | 0.033668 | 0.02886 | 0.024052 | 0.019238 | 0.01443 | 0.0096219 | 0.0048081 | 0 | 0 | 0 | 0 | 0 | 0 | 0 | 0 | 0 | 0 | 0 | 0 | 0 | 0 | 0 | 0 | 0 | 0 | 0 | 0.28456 | 0.30285 | 0.18936 | 0.2461 | 0.053017 | 0.053017 | 0.053017 | 0.053017 | 0.053017 | 0.053017 | 0.053017 | 0.053017 | 0.053017 | 0.053017 | 0.053017 | 0.053017 | 0.053017 | 0.052764 | 0.052907 | 0.052969 | 0.052996 | 0.053008 | 0.053013 | 0.053016 | 0.053017 | 0.053017 | 0.053017 | 0.053017 | 0.053017 | 0.053017 | 0.068092 | 0.065875 | 0.037071 | 0.042829 | 0.0080723 | 0.0069195 | 0.0057668 | 0.0046126 | 0.0034598 | 0.002307 | 0.0011528 | 0 | 0 | 0 | 0 | 0 | 0 | -1.321e-18 | 1.321e-18 | 1.321e-18 | 1.321e-18 | 0 | 0 | 0 | 1.321e-18 | 1.321e-18 | 1.321e-18 | 1.321e-18 | 1.321e-18 | 1.321e-18
119 | Std B14b | 119 | 2005 T-24 - Composite for Remainder - NonRes | 23.0664 | 51.3739 | 46.8078 | 49.0908 | 19.1079 | 19.1079 | 19.1079 | 19.1079 | 19.1079 | 19.1079 | 19.1079 | 19.1079 | 19.1079 | 19.1079 | 19.1079 | 19.1079 | 19.1079 | 19.1068 | 19.1076 | 19.1078 | 19.1078 | 19.1079 | 19.1079 | 19.1079 | 19.1079 | 19.1079 | 19.1079 | 19.1079 | 19.1079 | 19.1079 | 5.5195 | 11.1747 | 9.1637 | 8.5432 | 2.9093 | 2.4939 | 2.0784 | 1.6624 | 1.2469 | 0.83145 | 0.41548 | 0 | 0 | 0 | 0 | 0 | 0 | 0 | 0 | 0 | 0 | 0 | 0 | 0 | 0 | 0 | 0 | 0 | 0 | 0 | 5.7295 | 12.7608 | 11.6266 | 12.1937 | 4.7462 | 4.7462 | 4.7462 | 4.7462 | 4.7462 | 4.7462 | 4.7462 | 4.7462 | 4.7462 | 4.7462 | 4.7462 | 4.7462 | 4.7462 | 4.746 | 4.7461 | 4.7462 | 4.7462 | 4.7462 | 4.7462 | 4.7462 | 4.7462 | 4.7462 | 4.7462 | 4.7462 | 4.7462 | 4.7462 | 1.371 | 2.7757 | 2.2762 | 2.1221 | 0.72265 | 0.61945 | 0.51625 | 0.41293 | 0.30973 | 0.20653 | 0.1032 | 0 | 0 | 0 | 0 | 0 | 0 | 0 | 0 | 0 | 0 | 0 | 0 | 0 | 0 | 0 | 0 | 0 | 0 | 0 | -0.068526 | -0.15262 | -0.13906 | -0.14584 | -0.056766 | -0.056766 | -0.056766 | -0.056766 | -0.056766 | -0.056766 | -0.056766 | -0.056766 | -0.056766 | -0.056766 | -0.056766 | -0.056766 | -0.056766 | -0.056763 | -0.056765 | -0.056765 | -0.056766 | -0.056766 | -0.056766 | -0.056766 | -0.056766 | -0.056766 | -0.056766 | -0.056766 | -0.056766 | -0.056766 | -0.016397 | -0.033198 | -0.027223 | -0.02538 | -0.0086431 | -0.0074088 | -0.0061745 | -0.0049387 | -0.0037044 | -0.0024701 | -0.0012343 | 0 | 0 | 0 | 0 | 0 | 0 | 0 | 0 | 0 | 0 | 0 | 0 | 0 | 0 | 0 | 0 | 0 | 0 | 0
120 | Std B15a | 120 | 2005 T-24 - Whole Building - Res New Construction (Electric) | 18.0262 | 19.1848 | 11.9953 | 15.5901 | 3.3585 | 3.3585 | 3.3585 | 3.3585 | 3.3585 | 3.3585 | 3.3585 | 3.3585 | 3.3585 | 3.3585 | 3.3585 | 3.3585 | 3.3585 | 3.3424 | 3.3515 | 3.3554 | 3.3572 | 3.3579 | 3.3582 | 3.3584 | 3.3584 | 3.3584 | 3.3584 | 3.3584 | 3.3584 | 3.3584 | 14.502 | 14.0299 | 7.8953 | 9.1217 | 1.7192 | 1.4737 | 1.2282 | 0.98237 | 0.73685 | 0.49133 | 0.24552 | 0 | 0 | 0 | 0 | 0 | 0 | 0 | 0 | 0 | 0 | 0 | 0 | 0 | 0 | 0 | 0 | 0 | 0 | 0 | 1.0715 | 1.1404 | 0.71304 | 0.92673 | 0.19964 | 0.19964 | 0.19964 | 0.19964 | 0.19964 | 0.19964 | 0.19964 | 0.19964 | 0.19964 | 0.19964 | 0.19964 | 0.19964 | 0.19964 | 0.19869 | 0.19922 | 0.19946 | 0.19956 | 0.19961 | 0.19963 | 0.19963 | 0.19964 | 0.19964 | 0.19964 | 0.19964 | 0.19964 | 0.19964 | 0.86205 | 0.83399 | 0.46932 | 0.54222 | 0.1022 | 0.087602 | 0.073008 | 0.058396 | 0.043801 | 0.029207 | 0.014595 | 0 | 0 | 0 | 0 | 0 | 0 | 0 | 0 | 0 | 0 | 0 | 0 | 0 | 0 | 0 | 0 | 0 | 0 | 0 | 0 | 0 | 0 | 0 | 0 | 0 | 0 | 0 | 0 | 0 | 0 | 0 | 0 | 0 | 0 | 0 | 0 | 0 | 0 | 0 | 0 | 0 | 0 | 0 | 0 | 0 | 0 | 0 | 0 | 0 | 0 | 0 | 0 | 0 | 0 | 0 | 0 | 0 | 0 | 0 | 0 | 0 | 0 | 0 | 0 | 0 | 0 | 0 | 0 | 0 | 0 | 0 | 0 | 0 | 0 | 0 | 0 | 0 | 0 | 0
121 | Std B15b | 121 | - Whole Building - Non-Res New Construction (Electric)
122 | Std B16a | 122 | 2005 T-24 - Whole Building - Res New Construction (Gas) | 0 | 0 | 0 | 0 | 0 | 0 | 0 | 0 | 0 | 0 | 0 | 0 | 0 | 0 | 0 | 0 | 0 | 0 | 0 | 0 | 0 | 0 | 0 | 0 | 0 | 0 | 0 | 0 | 0 | 0 | 0 | 0 | 0 | 0 | 0 | 0 | 0 | 0 | 0 | 0 | 0 | 0 | 0 | 0 | 0 | 0 | 0 | 0 | 0 | 0 | 0 | 0 | 0 | 0 | 0 | 0 | 0 | 0 | 0 | 0 | 0 | 0 | 0 | 0 | 0 | 0 | 0 | 0 | 0 | 0 | 0 | 0 | 0 | 0 | 0 | 0 | 0 | 0 | 0 | 0 | 0 | 0 | 0 | 0 | 0 | 0 | 0 | 0 | 0 | 0 | 0 | 0 | 0 | 0 | 0 | 0 | 0 | 0 | 0 | 0 | 0 | 0 | 0 | 0 | 0 | 0 | 0 | 0 | 0 | 0 | 0 | 0 | 0 | 0 | 0 | 0 | 0 | 0 | 0 | 0 | 0.61565 | 0.65522 | 0.40967 | 0.53245 | 0.1147 | 0.1147 | 0.1147 | 0.1147 | 0.1147 | 0.1147 | 0.1147 | 0.1147 | 0.1147 | 0.1147 | 0.1147 | 0.1147 | 0.1147 | 0.11415 | 0.11446 | 0.1146 | 0.11466 | 0.11468 | 0.11469 | 0.1147 | 0.1147 | 0.1147 | 0.1147 | 0.1147 | 0.1147 | 0.1147 | 0.49529 | 0.47916 | 0.26965 | 0.31153 | 0.058717 | 0.050331 | 0.041946 | 0.033551 | 0.025166 | 0.01678 | 0.0083852 | 8.8827e-18 | 8.8827e-18 | 8.8827e-18 | 8.8827e-18 | 8.8827e-18 | 8.8827e-18 | 8.8827e-18 | -8.8827e-18 | 0 | 0 | 8.8827e-18 | 8.8827e-18 | -8.8827e-18 | -8.8827e-18 | -8.8827e-18 | -8.8827e-18 | -8.8827e-18 | -8.8827e-18 | -8.8827e-18
123 | Std B16b | 123 | - Whole Building - Non-Res New Construction (Gas)
124 | Std B17 | 124 | 2008 T-24 - Envelope insulation | 0 | 0 | 0 | 0 | 5.4549 | 21.6416 | 21.6416 | 21.6416 | 21.6416 | 21.6416 | 21.6416 | 21.6416 | 21.6416 | 21.6416 | 21.6416 | 21.6416 | 21.6416 | 21.6416 | 21.6416 | 21.6416 | 21.6416 | 21.6416 | 21.6416 | 21.6416 | 21.6416 | 21.6416 | 21.6416 | 21.6416 | 21.6416 | 21.6416 | 0 | 0 | 0 | 0 | 3.306 | 12.4897 | 11.8648 | 11.2649 | 10.7083 | 10.2117 | 9.7801 | 9.4152 | 9.1135 | 8.8686 | 8.6736 | 8.5186 | 8.3987 | 8.3037 | 8.232 | 8.1754 | 8.1337 | 8.1004 | 8.0754 | 8.057 | 8.042 | 8.032 | 8.0237 | 8.0171 | 8.0121 | 8.0087 | 0 | 0 | 0 | 0 | 0.86796 | 3.4435 | 3.4435 | 3.4435 | 3.4435 | 3.4435 | 3.4435 | 3.4435 | 3.4435 | 3.4435 | 3.4435 | 3.4435 | 3.4435 | 3.4435 | 3.4435 | 3.4435 | 3.4435 | 3.4435 | 3.4435 | 3.4435 | 3.4435 | 3.4435 | 3.4435 | 3.4435 | 3.4435 | 3.4435 | 0 | 0 | 0 | 0 | 0.52604 | 1.9873 | 1.8879 | 1.7924 | 1.7039 | 1.6249 | 1.5562 | 1.4981 | 1.4501 | 1.4111 | 1.3801 | 1.3555 | 1.3364 | 1.3213 | 1.3099 | 1.3008 | 1.2942 | 1.2889 | 1.2849 | 1.282 | 1.2796 | 1.278 | 1.2767 | 1.2756 | 1.2749 | 1.2743 | 0 | 0 | 0 | 0 | 0.46495 | 1.8447 | 1.8447 | 1.8447 | 1.8447 | 1.8447 | 1.8447 | 1.8447 | 1.8447 | 1.8447 | 1.8447 | 1.8447 | 1.8447 | 1.8447 | 1.8447 | 1.8447 | 1.8447 | 1.8447 | 1.8447 | 1.8447 | 1.8447 | 1.8447 | 1.8447 | 1.8447 | 1.8447 | 1.8447 | 0 | 0 | 0 | 0 | 0.28179 | 1.0646 | 1.0113 | 0.96018 | 0.91274 | 0.87041 | 0.83362 | 0.80252 | 0.77681 | 0.75593 | 0.73931 | 0.7261 | 0.71587 | 0.70778 | 0.70167 | 0.69684 | 0.69329 | 0.69045 | 0.68832 | 0.68676 | 0.68548 | 0.68463 | 0.68391 | 0.68335 | 0.68292 | 0.68264
125 | Std B18 | 125 | 2008 T-24 - Overall Envelope Tradeoff | 0 | 0 | 0 | 0 | 0.069606 | 0.27615 | 0.27615 | 0.27615 | 0.27615 | 0.27615 | 0.27615 | 0.27615 | 0.27615 | 0.27615 | 0.27615 | 0.27615 | 0.27615 | 0.27615 | 0.27615 | 0.27615 | 0.27615 | 0.27615 | 0.27615 | 0.27615 | 0.27615 | 0.27615 | 0.27615 | 0.27615 | 0.27615 | 0.27615 | 0 | 0 | 0 | 0 | 0.046427 | 0.18134 | 0.17883 | 0.17661 | 0.17468 | 0.17303 | 0.17162 | 0.17044 | 0.16943 | 0.16861 | 0.16793 | 0.16736 | 0.16689 | 0.16649 | 0.16618 | 0.16592 | 0.16571 | 0.16555 | 0.16541 | 0.16529 | 0.16519 | 0.16512 | 0.16505 | 0.16501 | 0.16496 | 0.16494 | 0 | 0 | 0 | 0 | 0 | 0 | 0 | 0 | 0 | 0 | 0 | 0 | 0 | 0 | 0 | 0 | 0 | 0 | 0 | 0 | 0 | 0 | 0 | 0 | 0 | 0 | 0 | 0 | 0 | 0 | 0 | 0 | 0 | 0 | 0 | 0 | 0 | 0 | 0 | 0 | 0 | 0 | 0 | 0 | 0 | 0 | 0 | 0 | 0 | 0 | 0 | 0 | 0 | 0 | 0 | 0 | 0 | 0 | 0 | 0 | 0 | 0 | 0 | 0 | 0 | 0 | 0 | 0 | 0 | 0 | 0 | 0 | 0 | 0 | 0 | 0 | 0 | 0 | 0 | 0 | 0 | 0 | 0 | 0 | 0 | 0 | 0 | 0 | 0 | 0 | 0 | 0 | 0 | 0 | 0 | 0 | 0 | 0 | 0 | 0 | 0 | 0 | 0 | 0 | 0 | 0 | 0 | 0 | 0 | 0 | 0 | 0 | 0 | 0 | 0 | 0 | 0 | 0 | 0 | 0
126 | Std B19 | 126 | 2008 T-24 - Skylighting | 0 | 0 | 0 | 0 | 1.0427 | 4.1367 | 4.1367 | 4.1367 | 4.1367 | 4.1367 | 4.1367 | 4.1367 | 4.1367 | 4.1367 | 4.1367 | 4.1367 | 4.1367 | 4.1367 | 4.1367 | 4.1367 | 4.1367 | 4.1367 | 4.1367 | 4.1367 | 4.1367 | 4.1367 | 4.1367 | 4.1367 | 4.1367 | 4.1367 | 0 | 0 | 0 | 0 | 0.75504 | 2.955 | 2.9088 | 2.8588 | 2.8072 | 2.7563 | 2.7088 | 2.6661 | 2.629 | 2.5985 | 2.5736 | 2.5544 | 2.5394 | 2.5277 | 2.5192 | 2.5126 | 2.5079 | 2.5041 | 2.5016 | 2.4997 | 2.4982 | 2.4972 | 2.4966 | 2.496 | 2.4957 | 2.4953 | 0 | 0 | 0 | 0 | 0.048005 | 0.19045 | 0.19045 | 0.19045 | 0.19045 | 0.19045 | 0.19045 | 0.19045 | 0.19045 | 0.19045 | 0.19045 | 0.19045 | 0.19045 | 0.19045 | 0.19045 | 0.19045 | 0.19045 | 0.19045 | 0.19045 | 0.19045 | 0.19045 | 0.19045 | 0.19045 | 0.19045 | 0.19045 | 0.19045 | 0 | 0 | 0 | 0 | 0.034762 | 0.13605 | 0.13392 | 0.13162 | 0.12924 | 0.1269 | 0.12471 | 0.12274 | 0.12104 | 0.11963 | 0.11849 | 0.11761 | 0.11691 | 0.11638 | 0.11598 | 0.11568 | 0.11546 | 0.11529 | 0.11517 | 0.11509 | 0.11501 | 0.11497 | 0.11494 | 0.11491 | 0.1149 | 0.11488 | 0 | 0 | 0 | 0 | -0.0017246 | -0.0068423 | -0.0068423 | -0.0068423 | -0.0068423 | -0.0068423 | -0.0068423 | -0.0068423 | -0.0068423 | -0.0068423 | -0.0068423 | -0.0068423 | -0.0068423 | -0.0068423 | -0.0068423 | -0.0068423 | -0.0068423 | -0.0068423 | -0.0068423 | -0.0068423 | -0.0068423 | -0.0068423 | -0.0068423 | -0.0068423 | -0.0068423 | -0.0068423 | 0 | 0 | 0 | 0 | -0.0012488 | -0.0048876 | -0.0048112 | -0.0047285 | -0.0046432 | -0.0045589 | -0.0044804 | -0.0044097 | -0.0043483 | -0.0042979 | -0.0042568 | -0.0042251 | -0.0042001 | -0.0041809 | -0.0041669 | -0.0041559 | -0.0041481 | -0.0041419 | -0.0041377 | -0.0041346 | -0.004132 | -0.0041305 | -0.0041294 | -0.0041284 | -0.0041279 | -0.0041273
127 | Std B20 | 127 | 2008 T-24 - Sidelighting | 0 | 0 | 0 | 0 | 0.42073 | 1.6692 | 1.6692 | 1.6692 | 1.6692 | 1.6692 | 1.6692 | 1.6692 | 1.6692 | 1.6692 | 1.6692 | 1.6692 | 1.6692 | 1.6692 | 1.6692 | 1.6692 | 1.6692 | 1.6692 | 1.6692 | 1.6692 | 1.6692 | 1.6692 | 1.6692 | 1.6692 | 1.6692 | 1.6692 | 0 | 0 | 0 | 0 | 0.29083 | 1.1367 | 1.119 | 1.101 | 1.0829 | 1.0653 | 1.0483 | 1.0325 | 1.0178 | 1.0045 | 0.99268 | 0.98213 | 0.97308 | 0.96517 | 0.95851 | 0.95286 | 0.94809 | 0.94407 | 0.9408 | 0.93804 | 0.93565 | 0.93377 | 0.93226 | 0.931 | 0.93 | 0.92912 | 0 | 0 | 0 | 0 | 0.14401 | 0.57136 | 0.57136 | 0.57136 | 0.57136 | 0.57136 | 0.57136 | 0.57136 | 0.57136 | 0.57136 | 0.57136 | 0.57136 | 0.57136 | 0.57136 | 0.57136 | 0.57136 | 0.57136 | 0.57136 | 0.57136 | 0.57136 | 0.57136 | 0.57136 | 0.57136 | 0.57136 | 0.57136 | 0.57136 | 0 | 0 | 0 | 0 | 0.099549 | 0.3891 | 0.38304 | 0.37685 | 0.37066 | 0.36464 | 0.35884 | 0.35342 | 0.34839 | 0.34383 | 0.33979 | 0.33618 | 0.33308 | 0.33037 | 0.32809 | 0.32616 | 0.32453 | 0.32315 | 0.32203 | 0.32109 | 0.32027 | 0.31962 | 0.31911 | 0.31868 | 0.31833 | 0.31803 | 0 | 0 | 0 | 0 | 0.00080442 | 0.0031915 | 0.0031915 | 0.0031915 | 0.0031915 | 0.0031915 | 0.0031915 | 0.0031915 | 0.0031915 | 0.0031915 | 0.0031915 | 0.0031915 | 0.0031915 | 0.0031915 | 0.0031915 | 0.0031915 | 0.0031915 | 0.0031915 | 0.0031915 | 0.0031915 | 0.0031915 | 0.0031915 | 0.0031915 | 0.0031915 | 0.0031915 | 0.0031915 | 0 | 0 | 0 | 0 | 0.00055605 | 0.0021734 | 0.0021396 | 0.002105 | 0.0020704 | 0.0020368 | 0.0020043 | 0.0019741 | 0.001946 | 0.0019205 | 0.001898 | 0.0018778 | 0.0018605 | 0.0018454 | 0.0018326 | 0.0018218 | 0.0018127 | 0.001805 | 0.0017988 | 0.0017935 | 0.0017889 | 0.0017853 | 0.0017824 | 0.00178 | 0.0017781 | 0.0017764
128 | Std B21 | 128 | 2008 T-24 - Tailored Indoor lighting | 0 | 0 | 0 | 0 | 12.5964 | 49.9749 | 49.9749 | 49.9749 | 49.9749 | 49.9749 | 49.9749 | 49.9749 | 49.9749 | 49.9749 | 49.9749 | 49.9749 | 49.9749 | 49.9749 | 49.9749 | 49.9749 | 49.9749 | 49.9749 | 49.9749 | 49.9749 | 49.9749 | 49.9749 | 49.9749 | 49.9749 | 49.9749 | 49.9749 | 0 | 0 | 0 | 0 | 6.1108 | 23.0876 | 22.0541 | 21.1571 | 20.3999 | 19.7792 | 19.2744 | 18.8719 | 18.5581 | 18.3125 | 18.1215 | 17.9783 | 17.8657 | 17.7804 | 17.719 | 17.6679 | 17.6338 | 17.6031 | 17.5826 | 17.569 | 17.5553 | 17.5485 | 17.5417 | 17.5349 | 17.5314 | 17.528 | 0 | 0 | 0 | 0 | 2.7513 | 10.9156 | 10.9156 | 10.9156 | 10.9156 | 10.9156 | 10.9156 | 10.9156 | 10.9156 | 10.9156 | 10.9156 | 10.9156 | 10.9156 | 10.9156 | 10.9156 | 10.9156 | 10.9156 | 10.9156 | 10.9156 | 10.9156 | 10.9156 | 10.9156 | 10.9156 | 10.9156 | 10.9156 | 10.9156 | 0 | 0 | 0 | 0 | 1.3347 | 5.0428 | 4.8171 | 4.6212 | 4.4558 | 4.3202 | 4.2099 | 4.122 | 4.0535 | 3.9998 | 3.9581 | 3.9268 | 3.9022 | 3.8836 | 3.8702 | 3.859 | 3.8516 | 3.8449 | 3.8404 | 3.8374 | 3.8345 | 3.833 | 3.8315 | 3.83 | 3.8292 | 3.8285 | 0 | 0 | 0 | 0 | -0.04737 | -0.18793 | -0.18793 | -0.18793 | -0.18793 | -0.18793 | -0.18793 | -0.18793 | -0.18793 | -0.18793 | -0.18793 | -0.18793 | -0.18793 | -0.18793 | -0.18793 | -0.18793 | -0.18793 | -0.18793 | -0.18793 | -0.18793 | -0.18793 | -0.18793 | -0.18793 | -0.18793 | -0.18793 | -0.18793 | 0 | 0 | 0 | 0 | -0.02298 | -0.086822 | -0.082936 | -0.079563 | -0.076715 | -0.074381 | -0.072482 | -0.070969 | -0.069789 | -0.068865 | -0.068147 | -0.067608 | -0.067185 | -0.066864 | -0.066634 | -0.066441 | -0.066313 | -0.066197 | -0.06612 | -0.066069 | -0.066018 | -0.065992 | -0.065967 | -0.065941 | -0.065928 | -0.065915
129 | Std B22a | 129 | - TDV Lighting Controls
130 | Std B22b | 130 | 2008 T-24 - DR Indoor Lighting | 0 | 0 | 0 | 0 | 0.012641 | 0.050153 | 0.050153 | 0 | 0 | 0 | 0 | 0 | 0 | 0 | 0 | 0 | 0 | 0 | 0 | 0 | 0 | 0 | 0 | 0 | 0 | 0 | 0 | 0 | 0 | 0 | 0 | 0 | 0 | 0 | 0.0098904 | 0.039215 | 0.039199 | 0 | 0 | 0 | 0 | 0 | 0 | 0 | 0 | 0 | 0 | 0 | 0 | 0 | 0 | 0 | 0 | 0 | 0 | 0 | 0 | 0 | 0 | 0 | 0 | 0 | 0 | 0 | 0.002619 | 0.010391 | 0.010391 | 0 | 0 | 0 | 0 | 0 | 0 | 0 | 0 | 0 | 0 | 0 | 0 | 0 | 0 | 0 | 0 | 0 | 0 | 0 | 0 | 0 | 0 | 0 | 0 | 0 | 0 | 0 | 0.0020491 | 0.0081246 | 0.0081213 | 0 | 0 | 0 | 0 | 0 | 0 | 0 | 0 | 0 | 0 | 0 | 0 | 0 | 0 | 0 | 0 | 0 | 0 | 0 | 0 | 0 | 0 | 0 | 0 | 0 | 0 | 0 | 0 | 0 | 0 | 0 | 0 | 0 | 0 | 0 | 0 | 0 | 0 | 0 | 0 | 0 | 0 | 0 | 0 | 0 | 0 | 0 | 0 | 0 | 0 | 0 | 0 | 0 | 0 | 0 | 0 | 0 | 0 | 0 | 0 | 0 | 0 | 0 | 0 | 0 | 0 | 0 | 0 | 0 | 0 | 0 | 0 | 0 | 0 | 0 | 0 | 0 | 0 | 0 | 0 | 0 | 0 | 0
131 | Std B23 | 131 | 2008 T-24 - Outdoor Lighting | 0 | 0 | 0 | 0 | 0.51634 | 2.0485 | 2.0485 | 2.0485 | 2.0485 | 2.0485 | 2.0485 | 2.0485 | 2.0485 | 2.0485 | 2.0485 | 2.0485 | 2.0485 | 2.0485 | 2.0485 | 2.0485 | 2.0485 | 2.0485 | 2.0485 | 2.0485 | 2.0485 | 2.0485 | 2.0485 | 2.0485 | 2.0485 | 2.0485 | 0 | 0 | 0 | 0 | 0.24494 | 0.92029 | 0.87312 | 0.83057 | 0.79265 | 0.75936 | 0.73037 | 0.7054 | 0.68413 | 0.66594 | 0.65052 | 0.63757 | 0.62678 | 0.61784 | 0.61029 | 0.60397 | 0.59888 | 0.59457 | 0.59102 | 0.58809 | 0.58563 | 0.58362 | 0.58208 | 0.58069 | 0.57961 | 0.57869 | 0 | 0 | 0 | 0 | 0 | 0 | 0 | 0 | 0 | 0 | 0 | 0 | 0 | 0 | 0 | 0 | 0 | 0 | 0 | 0 | 0 | 0 | 0 | 0 | 0 | 0 | 0 | 0 | 0 | 0 | 0 | 0 | 0 | 0 | 0 | 0 | 0 | 0 | 0 | 0 | 0 | 0 | 0 | 0 | 0 | 0 | 0 | 0 | 0 | 0 | 0 | 0 | 0 | 0 | 0 | 0 | 0 | 0 | 0 | 0 | 0 | 0 | 0 | 0 | 0 | 0 | 0 | 0 | 0 | 0 | 0 | 0 | 0 | 0 | 0 | 0 | 0 | 0 | 0 | 0 | 0 | 0 | 0 | 0 | 0 | 0 | 0 | 0 | 0 | 0 | 0 | 0 | 0 | 0 | 0 | 0 | 0 | 0 | 0 | 0 | 0 | 0 | 0 | 0 | 0 | 0 | 0 | 0 | 0 | 0 | 0 | 0 | 0 | 0 | 0 | 0 | 0 | 0 | 0 | 0
132 | Std B24 | 132 | 2008 T-24 - Outdoor Signs | 0 | 0 | 0 | 0 | 0.079948 | 0.31718 | 0.31718 | 0.31718 | 0.31718 | 0.31718 | 0.31718 | 0.31718 | 0.31718 | 0.31718 | 0.31718 | 0.31718 | 0.31718 | 0.31718 | 0.31718 | 0.31718 | 0.31718 | 0.31718 | 0.31718 | 0.31718 | 0.31718 | 0.31718 | 0.31718 | 0.31718 | 0.31718 | 0.31718 | 0 | 0 | 0 | 0 | 0.060919 | 0.2408 | 0.23987 | 0.23891 | 0.23798 | 0.23712 | 0.2363 | 0.23562 | 0.23503 | 0.23451 | 0.23412 | 0.2338 | 0.23353 | 0.23333 | 0.23318 | 0.23306 | 0.23296 | 0.23289 | 0.23284 | 0.23279 | 0.23276 | 0.23274 | 0.23272 | 0.23272 | 0.23269 | 0.23269 | 0 | 0 | 0 | 0 | 0 | 0 | 0 | 0 | 0 | 0 | 0 | 0 | 0 | 0 | 0 | 0 | 0 | 0 | 0 | 0 | 0 | 0 | 0 | 0 | 0 | 0 | 0 | 0 | 0 | 0 | 0 | 0 | 0 | 0 | 0 | 0 | 0 | 0 | 0 | 0 | 0 | 0 | 0 | 0 | 0 | 0 | 0 | 0 | 0 | 0 | 0 | 0 | 0 | 0 | 0 | 0 | 0 | 0 | 0 | 0 | 0 | 0 | 0 | 0 | 0 | 0 | 0 | 0 | 0 | 0 | 0 | 0 | 0 | 0 | 0 | 0 | 0 | 0 | 0 | 0 | 0 | 0 | 0 | 0 | 0 | 0 | 0 | 0 | 0 | 0 | 0 | 0 | 0 | 0 | 0 | 0 | 0 | 0 | 0 | 0 | 0 | 0 | 0 | 0 | 0 | 0 | 0 | 0 | 0 | 0 | 0 | 0 | 0 | 0 | 0 | 0 | 0 | 0 | 0 | 0
133 | Std B26 | 133 | 2008 T-24 - Refrigerated warehouses | 0 | 0 | 0 | 0 | 0.056895 | 0.22572 | 0.22572 | 0.22572 | 0.22572 | 0.22572 | 0.22572 | 0.22572 | 0.22572 | 0.22572 | 0.22572 | 0.22572 | 0.22572 | 0.22572 | 0.22572 | 0.22572 | 0.22572 | 0.22572 | 0.22572 | 0.22572 | 0.22572 | 0.22572 | 0.22572 | 0.22572 | 0.22572 | 0.22572 | 0 | 0 | 0 | 0 | 0.037689 | 0.14577 | 0.14195 | 0.13825 | 0.13478 | 0.13171 | 0.12904 | 0.12683 | 0.12502 | 0.12357 | 0.12245 | 0.12158 | 0.1209 | 0.12041 | 0.12002 | 0.11973 | 0.11953 | 0.11936 | 0.11924 | 0.11916 | 0.11909 | 0.11904 | 0.119 | 0.11899 | 0.11895 | 0.11893 | 0 | 0 | 0 | 0 | 0.0093625 | 0.037145 | 0.037145 | 0.037145 | 0.037145 | 0.037145 | 0.037145 | 0.037145 | 0.037145 | 0.037145 | 0.037145 | 0.037145 | 0.037145 | 0.037145 | 0.037145 | 0.037145 | 0.037145 | 0.037145 | 0.037145 | 0.037145 | 0.037145 | 0.037145 | 0.037145 | 0.037145 | 0.037145 | 0.037145 | 0 | 0 | 0 | 0 | 0.0062019 | 0.023988 | 0.023359 | 0.02275 | 0.022179 | 0.021673 | 0.021235 | 0.020871 | 0.020572 | 0.020335 | 0.02015 | 0.020008 | 0.019896 | 0.019815 | 0.01975 | 0.019703 | 0.019669 | 0.019641 | 0.019622 | 0.019608 | 0.019597 | 0.019588 | 0.019583 | 0.01958 | 0.019574 | 0.019572 | 0 | 0 | 0 | 0 | 0 | 0 | 0 | 0 | 0 | 0 | 0 | 0 | 0 | 0 | 0 | 0 | 0 | 0 | 0 | 0 | 0 | 0 | 0 | 0 | 0 | 0 | 0 | 0 | 0 | 0 | 0 | 0 | 0 | 0 | 0 | 0 | 0 | 0 | 0 | 0 | 0 | 0 | 0 | 0 | 0 | 0 | 0 | 0 | 0 | 0 | 0 | 0 | 0 | 0 | 0 | 0 | 0 | 0 | 0 | 0
134 | Std B27 | 134 | 2008 T-24 - DDC to Zone | 0 | 0 | 0 | 0 | 9.7215 | 38.5692 | 38.5692 | 38.5692 | 38.5692 | 38.5692 | 38.5692 | 38.5692 | 38.5692 | 38.5692 | 38.5692 | 38.5692 | 38.5692 | 38.5692 | 38.5692 | 38.5692 | 38.5692 | 38.5692 | 38.5692 | 38.5692 | 38.5692 | 38.5692 | 38.5692 | 38.5692 | 38.5692 | 38.5692 | 0 | 0 | 0 | 0 | 5.8662 | 22.454 | 21.6347 | 20.8462 | 20.1135 | 19.4508 | 18.872 | 18.3799 | 17.9688 | 17.6305 | 17.3592 | 17.1439 | 16.9733 | 16.8391 | 16.7329 | 16.6546 | 16.5902 | 16.5427 | 16.5064 | 16.4784 | 16.456 | 16.4392 | 16.4281 | 16.4169 | 16.4113 | 16.4029 | 0 | 0 | 0 | 0 | 3.4241 | 13.5848 | 13.5848 | 13.5848 | 13.5848 | 13.5848 | 13.5848 | 13.5848 | 13.5848 | 13.5848 | 13.5848 | 13.5848 | 13.5848 | 13.5848 | 13.5848 | 13.5848 | 13.5848 | 13.5848 | 13.5848 | 13.5848 | 13.5848 | 13.5848 | 13.5848 | 13.5848 | 13.5848 | 13.5848 | 0 | 0 | 0 | 0 | 2.0662 | 7.9087 | 7.6201 | 7.3424 | 7.0844 | 6.8509 | 6.6471 | 6.4737 | 6.3289 | 6.2098 | 6.1142 | 6.0384 | 5.9783 | 5.931 | 5.8936 | 5.866 | 5.8434 | 5.8266 | 5.8138 | 5.804 | 5.7961 | 5.7902 | 5.7863 | 5.7823 | 5.7804 | 5.7774 | 0 | 0 | 0 | 0 | 0.51654 | 2.0493 | 2.0493 | 2.0493 | 2.0493 | 2.0493 | 2.0493 | 2.0493 | 2.0493 | 2.0493 | 2.0493 | 2.0493 | 2.0493 | 2.0493 | 2.0493 | 2.0493 | 2.0493 | 2.0493 | 2.0493 | 2.0493 | 2.0493 | 2.0493 | 2.0493 | 2.0493 | 2.0493 | 2.0493 | 0 | 0 | 0 | 0 | 0.31169 | 1.1931 | 1.1495 | 1.1076 | 1.0687 | 1.0335 | 1.0027 | 0.97659 | 0.95474 | 0.93677 | 0.92236 | 0.91092 | 0.90185 | 0.89472 | 0.88907 | 0.88491 | 0.8815 | 0.87897 | 0.87704 | 0.87555 | 0.87437 | 0.87347 | 0.87288 | 0.87229 | 0.87199 | 0.87154
135 | Std B28 | 135 | 2008 T-24 - Residential Swimming pool | 0 | 0 | 0 | 0 | 2.359 | 4.6795 | 4.6795 | 4.6795 | 4.6795 | 4.6795 | 4.6795 | 4.6795 | 4.6795 | 4.6795 | 4.6795 | 4.6795 | 4.6795 | 4.6795 | 4.6795 | 4.6795 | 4.6795 | 4.6795 | 4.6795 | 4.6795 | 4.6795 | 4.6795 | 4.6795 | 4.6795 | 4.6795 | 4.6795 | 0 | 0 | 0 | 0 | 1.455 | 2.8358 | 2.7837 | 2.7329 | 2.6842 | 2.6397 | 2.5999 | 2.5655 | 2.5364 | 2.5124 | 2.4928 | 2.477 | 2.4644 | 2.4546 | 2.447 | 2.441 | 2.4363 | 2.4328 | 2.4299 | 2.4277 | 2.4262 | 2.4249 | 2.4239 | 2.4233 | 2.4227 | 2.4224 | 0 | 0 | 0 | 0 | 1.3183 | 2.6151 | 2.6151 | 2.6151 | 2.6151 | 2.6151 | 2.6151 | 2.6151 | 2.6151 | 2.6151 | 2.6151 | 2.6151 | 2.6151 | 2.6151 | 2.6151 | 2.6151 | 2.6151 | 2.6151 | 2.6151 | 2.6151 | 2.6151 | 2.6151 | 2.6151 | 2.6151 | 2.6151 | 2.6151 | 0 | 0 | 0 | 0 | 0.81314 | 1.5848 | 1.5557 | 1.5272 | 1.5001 | 1.4752 | 1.4529 | 1.4337 | 1.4174 | 1.404 | 1.3931 | 1.3843 | 1.3772 | 1.3717 | 1.3675 | 1.3641 | 1.3615 | 1.3595 | 1.358 | 1.3567 | 1.3558 | 1.3551 | 1.3546 | 1.3542 | 1.3539 | 1.3537 | 0 | 0 | 0 | 0 | 0 | 0 | 0 | 0 | 0 | 0 | 0 | 0 | 0 | 0 | 0 | 0 | 0 | 0 | 0 | 0 | 0 | 0 | 0 | 0 | 0 | 0 | 0 | 0 | 0 | 0 | 0 | 0 | 0 | 0 | 0 | 0 | 0 | 0 | 0 | 0 | 0 | 0 | 0 | 0 | 0 | 0 | 0 | 0 | 0 | 0 | 0 | 0 | 0 | 0 | 0 | 0 | 0 | 0 | 0 | 0
136 | Std B29 | 136 | 2008 T-24 - Site Built Fenestration | 0 | 0 | 0 | 0 | 0.12414 | 0.4925 | 0.4925 | 0.4925 | 0.4925 | 0.4925 | 0.4925 | 0.4925 | 0.4925 | 0.4925 | 0.4925 | 0.4925 | 0.4925 | 0.4925 | 0.4925 | 0.4925 | 0.4925 | 0.4925 | 0.4925 | 0.4925 | 0.4925 | 0.4925 | 0.4925 | 0.4925 | 0.4925 | 0.4925 | 0 | 0 | 0 | 0 | 0.06614 | 0.24988 | 0.23827 | 0.22821 | 0.21993 | 0.21342 | 0.20852 | 0.2049 | 0.20227 | 0.2004 | 0.19912 | 0.1982 | 0.19754 | 0.19711 | 0.19682 | 0.19659 | 0.19646 | 0.19636 | 0.19629 | 0.19623 | 0.19619 | 0.19619 | 0.19616 | 0.19616 | 0.19616 | 0.19616 | 0 | 0 | 0 | 0 | 0 | 0 | 0 | 0 | 0 | 0 | 0 | 0 | 0 | 0 | 0 | 0 | 0 | 0 | 0 | 0 | 0 | 0 | 0 | 0 | 0 | 0 | 0 | 0 | 0 | 0 | 0 | 0 | 0 | 0 | 0 | 0 | 0 | 0 | 0 | 0 | 0 | 0 | 0 | 0 | 0 | 0 | 0 | 0 | 0 | 0 | 0 | 0 | 0 | 0 | 0 | 0 | 0 | 0 | 0 | 0 | 0 | 0 | 0 | 0 | 0.0024346 | 0.0096592 | 0.0096592 | 0.0096592 | 0.0096592 | 0.0096592 | 0.0096592 | 0.0096592 | 0.0096592 | 0.0096592 | 0.0096592 | 0.0096592 | 0.0096592 | 0.0096592 | 0.0096592 | 0.0096592 | 0.0096592 | 0.0096592 | 0.0096592 | 0.0096592 | 0.0096592 | 0.0096592 | 0.0096592 | 0.0096592 | 0.0096592 | 0.0096592 | 0 | 0 | 0 | 0 | 0.0012972 | 0.0049008 | 0.0046732 | 0.0044759 | 0.0043134 | 0.0041857 | 0.0040897 | 0.0040187 | 0.0039672 | 0.0039304 | 0.0039053 | 0.0038872 | 0.0038743 | 0.0038659 | 0.0038601 | 0.0038556 | 0.003853 | 0.0038511 | 0.0038498 | 0.0038485 | 0.0038479 | 0.0038479 | 0.0038472 | 0.0038472 | 0.0038472 | 0.0038472
137 | Std B30 | 137 | 2008 T-24 - Residential Fenestration | 0 | 0 | 0 | 0 | 0.59791 | 1.1861 | 1.1861 | 1.1861 | 1.1861 | 1.1861 | 1.1861 | 1.1861 | 1.1861 | 1.1861 | 1.1861 | 1.1861 | 1.1861 | 1.1861 | 1.1861 | 1.1861 | 1.1861 | 1.1861 | 1.1861 | 1.1861 | 1.1861 | 1.1861 | 1.1861 | 1.1861 | 1.1861 | 1.1861 | 0 | 0 | 0 | 0 | 0.24585 | 0.44172 | 0.40245 | 0.36998 | 0.34374 | 0.32305 | 0.30686 | 0.29441 | 0.28493 | 0.27784 | 0.27248 | 0.26846 | 0.26539 | 0.26319 | 0.26156 | 0.26032 | 0.25936 | 0.25869 | 0.25821 | 0.25783 | 0.25754 | 0.25735 | 0.25716 | 0.25706 | 0.25697 | 0.25697 | 0 | 0 | 0 | 0 | 0.45425 | 0.9011 | 0.9011 | 0.9011 | 0.9011 | 0.9011 | 0.9011 | 0.9011 | 0.9011 | 0.9011 | 0.9011 | 0.9011 | 0.9011 | 0.9011 | 0.9011 | 0.9011 | 0.9011 | 0.9011 | 0.9011 | 0.9011 | 0.9011 | 0.9011 | 0.9011 | 0.9011 | 0.9011 | 0.9011 | 0 | 0 | 0 | 0 | 0.18678 | 0.33559 | 0.30575 | 0.28109 | 0.26115 | 0.24543 | 0.23314 | 0.22368 | 0.21647 | 0.21109 | 0.20701 | 0.20396 | 0.20163 | 0.19996 | 0.19872 | 0.19777 | 0.19705 | 0.19654 | 0.19617 | 0.19588 | 0.19566 | 0.19552 | 0.19537 | 0.1953 | 0.19523 | 0.19523 | 0 | 0 | 0 | 0 | 0.17594 | 0.34901 | 0.34901 | 0.34901 | 0.34901 | 0.34901 | 0.34901 | 0.34901 | 0.34901 | 0.34901 | 0.34901 | 0.34901 | 0.34901 | 0.34901 | 0.34901 | 0.34901 | 0.34901 | 0.34901 | 0.34901 | 0.34901 | 0.34901 | 0.34901 | 0.34901 | 0.34901 | 0.34901 | 0.34901 | 0 | 0 | 0 | 0 | 0.072342 | 0.12998 | 0.11842 | 0.10887 | 0.10115 | 0.095059 | 0.090297 | 0.086633 | 0.083843 | 0.081757 | 0.080179 | 0.078995 | 0.078094 | 0.077445 | 0.076966 | 0.0766 | 0.076318 | 0.076121 | 0.07598 | 0.075867 | 0.075783 | 0.075726 | 0.07567 | 0.075642 | 0.075614 | 0.075614
138 | Std B31 | 138 | 2008 T-24 - Cool Roof Expansion | 0 | 0 | 0 | 0 | 2.7538 | 10.9254 | 10.9254 | 10.9254 | 10.9254 | 10.9254 | 10.9254 | 10.9254 | 10.9254 | 10.9254 | 10.9254 | 10.9254 | 10.9254 | 10.9254 | 10.9254 | 10.9254 | 10.9254 | 10.9254 | 10.9254 | 10.9254 | 10.9254 | 10.9254 | 10.9254 | 10.9254 | 10.9254 | 10.9254 | 0 | 0 | 0 | 0 | 1.5361 | 5.8813 | 5.6991 | 5.5494 | 5.4306 | 5.3387 | 5.2698 | 5.2175 | 5.1795 | 5.1518 | 5.132 | 5.1169 | 5.1066 | 5.0987 | 5.0932 | 5.0892 | 5.0868 | 5.0844 | 5.0836 | 5.0821 | 5.0813 | 5.0813 | 5.0805 | 5.0805 | 5.0805 | 5.0805 | 0 | 0 | 0 | 0 | 0.22949 | 0.91048 | 0.91048 | 0.91048 | 0.91048 | 0.91048 | 0.91048 | 0.91048 | 0.91048 | 0.91048 | 0.91048 | 0.91048 | 0.91048 | 0.91048 | 0.91048 | 0.91048 | 0.91048 | 0.91048 | 0.91048 | 0.91048 | 0.91048 | 0.91048 | 0.91048 | 0.91048 | 0.91048 | 0.91048 | 0 | 0 | 0 | 0 | 0.12801 | 0.49012 | 0.47494 | 0.46246 | 0.45256 | 0.4449 | 0.43916 | 0.4348 | 0.43164 | 0.42933 | 0.42768 | 0.42642 | 0.42556 | 0.4249 | 0.42444 | 0.42411 | 0.42391 | 0.42371 | 0.42365 | 0.42352 | 0.42345 | 0.42345 | 0.42338 | 0.42338 | 0.42338 | 0.42338 | 0 | 0 | 0 | 0 | -0.024232 | -0.096138 | -0.096138 | -0.096138 | -0.096138 | -0.096138 | -0.096138 | -0.096138 | -0.096138 | -0.096138 | -0.096138 | -0.096138 | -0.096138 | -0.096138 | -0.096138 | -0.096138 | -0.096138 | -0.096138 | -0.096138 | -0.096138 | -0.096138 | -0.096138 | -0.096138 | -0.096138 | -0.096138 | -0.096138 | 0 | 0 | 0 | 0 | -0.013517 | -0.051752 | -0.050149 | -0.048832 | -0.047786 | -0.046978 | -0.046371 | -0.045911 | -0.045577 | -0.045333 | -0.045159 | -0.045026 | -0.044936 | -0.044866 | -0.044817 | -0.044782 | -0.044761 | -0.04474 | -0.044733 | -0.044719 | -0.044712 | -0.044712 | -0.044706 | -0.044706 | -0.044706 | -0.044706
139 | Std B32 | 139 | 2008 T-24 - MF Water heating control | 0 | 0 | 0 | 0 | 0 | 0 | 0 | 0 | 0 | 0 | 0 | 0 | 0 | 0 | 0 | 0 | 0 | 0 | 0 | 0 | 0 | 0 | 0 | 0 | 0 | 0 | 0 | 0 | 0 | 0 | 0 | 0 | 0 | 0 | 0 | 0 | 0 | 0 | 0 | 0 | 0 | 0 | 0 | 0 | 0 | 0 | 0 | 0 | 0 | 0 | 0 | 0 | 0 | 0 | 0 | 0 | 0 | 0 | 0 | 0 | 0 | 0 | 0 | 0 | 0 | 0 | 0 | 0 | 0 | 0 | 0 | 0 | 0 | 0 | 0 | 0 | 0 | 0 | 0 | 0 | 0 | 0 | 0 | 0 | 0 | 0 | 0 | 0 | 0 | 0 | 0 | 0 | 0 | 0 | 0 | 0 | 0 | 0 | 0 | 0 | 0 | 0 | 0 | 0 | 0 | 0 | 0 | 0 | 0 | 0 | 0 | 0 | 0 | 0 | 0 | 0 | 0 | 0 | 0 | 0 | 0 | 0 | 0 | 0 | 0.0032391 | 0.0096908 | 0.0096908 | 0.0096908 | 0.0096908 | 0.0096908 | 0.0096908 | 0.0096908 | 0.0096908 | 0.0096908 | 0.0096908 | 0.0096908 | 0.0096908 | 0.0096908 | 0.0096908 | 0.0096908 | 0.0096908 | 0.0096908 | 0.0096908 | 0.0096908 | 0.0096908 | 0.0096908 | 0.0096908 | 0.0096908 | 0.0096908 | 0.0096908 | 0 | 0 | 0 | 0 | 0.0024285 | 0.0071475 | 0.0070391 | 0.0069436 | 0.0068619 | 0.0067939 | 0.0067397 | 0.006696 | 0.0066628 | 0.0066369 | 0.0066175 | 0.0066021 | 0.0065908 | 0.0065827 | 0.0065763 | 0.0065722 | 0.0065682 | 0.0065657 | 0.0065641 | 0.0065625 | 0.0065617 | 0.0065609 | 0.0065601 | 0.0065601 | 0.0065593 | 0.0065593
140 | Std B33a | 140 | 2008 T-24 - CfR IL Complete Building Method | 0 | 0 | 0 | 0 | 75.0306 | 224.4767 | 224.4767 | 224.4767 | 224.4767 | 224.4767 | 224.4767 | 224.4767 | 224.4767 | 224.4767 | 224.4767 | 224.4767 | 224.4767 | 224.4767 | 224.4767 | 224.4767 | 224.4767 | 224.4767 | 224.4767 | 224.4767 | 224.4767 | 224.4767 | 224.4767 | 224.4767 | 224.4767 | 224.4767 | 0 | 0 | 0 | 0 | 1.8666 | 5.3182 | 5.0801 | 4.8735 | 4.6991 | 4.5561 | 4.4398 | 4.3471 | 4.2748 | 4.2183 | 4.1743 | 4.1413 | 4.1153 | 4.0957 | 4.0815 | 4.0698 | 4.0619 | 4.0548 | 4.0501 | 4.047 | 4.0438 | 4.0423 | 4.0407 | 4.0391 | 4.0383 | 4.0376 | 0 | 0 | 0 | 0 | 16.6497 | 49.8126 | 49.8126 | 49.8126 | 49.8126 | 49.8126 | 49.8126 | 49.8126 | 49.8126 | 49.8126 | 49.8126 | 49.8126 | 49.8126 | 49.8126 | 49.8126 | 49.8126 | 49.8126 | 49.8126 | 49.8126 | 49.8126 | 49.8126 | 49.8126 | 49.8126 | 49.8126 | 49.8126 | 49.8126 | 0 | 0 | 0 | 0 | 0.41421 | 1.1801 | 1.1273 | 1.0815 | 1.0428 | 1.011 | 0.98522 | 0.96465 | 0.94861 | 0.93605 | 0.92629 | 0.91897 | 0.91321 | 0.90886 | 0.90572 | 0.9031 | 0.90136 | 0.89979 | 0.89874 | 0.89805 | 0.89735 | 0.897 | 0.89665 | 0.8963 | 0.89613 | 0.89595 | 0 | 0 | 0 | 0 | -0.28098 | -0.84064 | -0.84064 | -0.84064 | -0.84064 | -0.84064 | -0.84064 | -0.84064 | -0.84064 | -0.84064 | -0.84064 | -0.84064 | -0.84064 | -0.84064 | -0.84064 | -0.84064 | -0.84064 | -0.84064 | -0.84064 | -0.84064 | -0.84064 | -0.84064 | -0.84064 | -0.84064 | -0.84064 | -0.84064 | 0 | 0 | 0 | 0 | -0.0069902 | -0.019916 | -0.019024 | -0.018251 | -0.017598 | -0.017062 | -0.016627 | -0.016279 | -0.016009 | -0.015797 | -0.015632 | -0.015509 | -0.015411 | -0.015338 | -0.015285 | -0.015241 | -0.015211 | -0.015185 | -0.015167 | -0.015155 | -0.015144 | -0.015138 | -0.015132 | -0.015126 | -0.015123 | -0.01512
141 | Std B33b | 141 | 2008 T-24 - CfR IL Area Category Method | 0 | 0 | 0 | 0 | 41.2104 | 123.2933 | 123.2933 | 123.2933 | 123.2933 | 123.2933 | 123.2933 | 123.2933 | 123.2933 | 123.2933 | 123.2933 | 123.2933 | 123.2933 | 123.2933 | 123.2933 | 123.2933 | 123.2933 | 123.2933 | 123.2933 | 123.2933 | 123.2933 | 123.2933 | 123.2933 | 123.2933 | 123.2933 | 123.2933 | 0 | 0 | 0 | 0 | 1.0252 | 2.921 | 2.7903 | 2.6768 | 2.581 | 2.5024 | 2.4386 | 2.3876 | 2.3479 | 2.3169 | 2.2927 | 2.2746 | 2.2603 | 2.2495 | 2.2418 | 2.2353 | 2.231 | 2.2271 | 2.2245 | 2.2228 | 2.2211 | 2.2202 | 2.2193 | 2.2185 | 2.218 | 2.2176 | 0 | 0 | 0 | 0 | 9.2251 | 27.5997 | 27.5997 | 27.5997 | 27.5997 | 27.5997 | 27.5997 | 27.5997 | 27.5997 | 27.5997 | 27.5997 | 27.5997 | 27.5997 | 27.5997 | 27.5997 | 27.5997 | 27.5997 | 27.5997 | 27.5997 | 27.5997 | 27.5997 | 27.5997 | 27.5997 | 27.5997 | 27.5997 | 27.5997 | 0 | 0 | 0 | 0 | 0.2295 | 0.65388 | 0.62461 | 0.5992 | 0.57776 | 0.56018 | 0.54588 | 0.53448 | 0.52559 | 0.51864 | 0.51323 | 0.50917 | 0.50598 | 0.50357 | 0.50183 | 0.50038 | 0.49942 | 0.49855 | 0.49797 | 0.49758 | 0.49719 | 0.497 | 0.49681 | 0.49661 | 0.49652 | 0.49642 | 0 | 0 | 0 | 0 | -0.15385 | -0.4603 | -0.4603 | -0.4603 | -0.4603 | -0.4603 | -0.4603 | -0.4603 | -0.4603 | -0.4603 | -0.4603 | -0.4603 | -0.4603 | -0.4603 | -0.4603 | -0.4603 | -0.4603 | -0.4603 | -0.4603 | -0.4603 | -0.4603 | -0.4603 | -0.4603 | -0.4603 | -0.4603 | -0.4603 | 0 | 0 | 0 | 0 | -0.0038275 | -0.010905 | -0.010417 | -0.0099933 | -0.0096356 | -0.0093424 | -0.009104 | -0.0089139 | -0.0087657 | -0.0086497 | -0.0085594 | -0.0084918 | -0.0084386 | -0.0083983 | -0.0083693 | -0.0083452 | -0.0083291 | -0.0083146 | -0.0083049 | -0.0082985 | -0.008292 | -0.0082888 | -0.0082856 | -0.0082823 | -0.0082807 | -0.0082791
142 | Std B33c | 142 | 2008 T-24 - CfR IL Egress Control | 0 | 0 | 0 | 0 | 2.3771 | 7.112 | 7.112 | 7.112 | 7.112 | 7.112 | 7.112 | 7.112 | 7.112 | 7.112 | 7.112 | 7.112 | 7.112 | 7.112 | 7.112 | 7.112 | 7.112 | 7.112 | 7.112 | 7.112 | 7.112 | 7.112 | 7.112 | 7.112 | 7.112 | 7.112 | 0 | 0 | 0 | 0 | 0.059139 | 0.16849 | 0.16095 | 0.1544 | 0.14888 | 0.14435 | 0.14066 | 0.13773 | 0.13544 | 0.13364 | 0.13225 | 0.1312 | 0.13038 | 0.12976 | 0.12931 | 0.12894 | 0.12869 | 0.12847 | 0.12832 | 0.12822 | 0.12812 | 0.12807 | 0.12802 | 0.12797 | 0.12794 | 0.12792 | 0 | 0 | 0 | 0 | 0 | 0 | 0 | 0 | 0 | 0 | 0 | 0 | 0 | 0 | 0 | 0 | 0 | 0 | 0 | 0 | 0 | 0 | 0 | 0 | 0 | 0 | 0 | 0 | 0 | 0 | 0 | 0 | 0 | 0 | 0 | 0 | 0 | 0 | 0 | 0 | 0 | 0 | 0 | 0 | 0 | 0 | 0 | 0 | 0 | 0 | 0 | 0 | 0 | 0 | 0 | 0 | 0 | 0 | 0 | 0 | 0 | 0 | 0 | 0 | -0.0039318 | -0.011763 | -0.011763 | -0.011763 | -0.011763 | -0.011763 | -0.011763 | -0.011763 | -0.011763 | -0.011763 | -0.011763 | -0.011763 | -0.011763 | -0.011763 | -0.011763 | -0.011763 | -0.011763 | -0.011763 | -0.011763 | -0.011763 | -0.011763 | -0.011763 | -0.011763 | -0.011763 | -0.011763 | -0.011763 | 0 | 0 | 0 | 0 | -9.7816e-05 | -0.00027869 | -0.00026622 | -0.00025539 | -0.00024625 | -0.00023875 | -0.00023266 | -0.0002278 | -0.00022401 | -0.00022105 | -0.00021874 | -0.00021702 | -0.00021566 | -0.00021463 | -0.00021389 | -0.00021327 | -0.00021286 | -0.00021249 | -0.00021224 | -0.00021207 | -0.00021191 | -0.00021183 | -0.00021175 | -0.00021166 | -0.00021162 | -0.00021158
143 | Std B33d | 143 | 2008 T-24 - CfR HVAC Efficiency | 0 | 0 | 0 | 0 | 1.5915 | 4.7614 | 4.7614 | 4.7614 | 4.7614 | 4.7614 | 4.7614 | 4.7614 | 4.7614 | 4.7614 | 4.7614 | 4.7614 | 4.7614 | 4.7614 | 4.7614 | 4.7614 | 4.7614 | 4.7614 | 4.7614 | 4.7614 | 4.7614 | 4.7614 | 4.7614 | 4.7614 | 4.7614 | 4.7614 | 0 | 0 | 0 | 0 | 0.11312 | 0.3223 | 0.30787 | 0.29535 | 0.28478 | 0.27611 | 0.26907 | 0.26345 | 0.25907 | 0.25564 | 0.25297 | 0.25097 | 0.2494 | 0.24821 | 0.24736 | 0.24664 | 0.24617 | 0.24574 | 0.24545 | 0.24526 | 0.24507 | 0.24497 | 0.24488 | 0.24478 | 0.24474 | 0.24469 | 0 | 0 | 0 | 0 | 0.72351 | 2.1646 | 2.1646 | 2.1646 | 2.1646 | 2.1646 | 2.1646 | 2.1646 | 2.1646 | 2.1646 | 2.1646 | 2.1646 | 2.1646 | 2.1646 | 2.1646 | 2.1646 | 2.1646 | 2.1646 | 2.1646 | 2.1646 | 2.1646 | 2.1646 | 2.1646 | 2.1646 | 2.1646 | 2.1646 | 0 | 0 | 0 | 0 | 0.051427 | 0.14652 | 0.13996 | 0.13427 | 0.12946 | 0.12552 | 0.12232 | 0.11977 | 0.11778 | 0.11622 | 0.115 | 0.1141 | 0.11338 | 0.11284 | 0.11245 | 0.11213 | 0.11191 | 0.11171 | 0.11158 | 0.1115 | 0.11141 | 0.11137 | 0.11132 | 0.11128 | 0.11126 | 0.11124 | 0 | 0 | 0 | 0 | -0.0026324 | -0.0078755 | -0.0078755 | -0.0078755 | -0.0078755 | -0.0078755 | -0.0078755 | -0.0078755 | -0.0078755 | -0.0078755 | -0.0078755 | -0.0078755 | -0.0078755 | -0.0078755 | -0.0078755 | -0.0078755 | -0.0078755 | -0.0078755 | -0.0078755 | -0.0078755 | -0.0078755 | -0.0078755 | -0.0078755 | -0.0078755 | -0.0078755 | -0.0078755 | 0 | 0 | 0 | 0 | -0.00018711 | -0.00053309 | -0.00050923 | -0.00048852 | -0.00047103 | -0.0004567 | -0.00044504 | -0.00043575 | -0.0004285 | -0.00042283 | -0.00041842 | -0.00041512 | -0.00041252 | -0.00041055 | -0.00040913 | -0.00040795 | -0.00040716 | -0.00040645 | -0.00040598 | -0.00040567 | -0.00040535 | -0.00040519 | -0.00040504 | -0.00040488 | -0.0004048 | -0.00040472
144 | Std B33e | 144 | 2008 T-24 - CfR Res Cool Roofs | 0 | 0 | 0 | 0 | 0.26901 | 0.80482 | 0.80482 | 0.80482 | 0.80482 | 0.80482 | 0.80482 | 0.80482 | 0.80482 | 0.80482 | 0.80482 | 0.80482 | 0.80482 | 0.80482 | 0.80482 | 0.80482 | 0.80482 | 0.80482 | 0.80482 | 0.80482 | 0.80482 | 0.80482 | 0.80482 | 0.80482 | 0.80482 | 0.80482 | 0 | 0 | 0 | 0 | 0.027726 | 0.078994 | 0.075458 | 0.072389 | 0.069798 | 0.067674 | 0.065947 | 0.06457 | 0.063496 | 0.062656 | 0.062002 | 0.061512 | 0.061127 | 0.060835 | 0.060625 | 0.06045 | 0.060334 | 0.060229 | 0.060159 | 0.060112 | 0.060065 | 0.060042 | 0.060019 | 0.059995 | 0.059984 | 0.059972 | 0 | 0 | 0 | 0 | 0.20589 | 0.61597 | 0.61597 | 0.61597 | 0.61597 | 0.61597 | 0.61597 | 0.61597 | 0.61597 | 0.61597 | 0.61597 | 0.61597 | 0.61597 | 0.61597 | 0.61597 | 0.61597 | 0.61597 | 0.61597 | 0.61597 | 0.61597 | 0.61597 | 0.61597 | 0.61597 | 0.61597 | 0.61597 | 0.61597 | 0 | 0 | 0 | 0 | 0.02122 | 0.060458 | 0.057752 | 0.055403 | 0.05342 | 0.051794 | 0.050472 | 0.049419 | 0.048597 | 0.047954 | 0.047454 | 0.047078 | 0.046784 | 0.04656 | 0.0464 | 0.046266 | 0.046176 | 0.046096 | 0.046042 | 0.046007 | 0.045971 | 0.045953 | 0.045935 | 0.045917 | 0.045908 | 0.0459 | 0 | 0 | 0 | 0 | -0.013834 | -0.041387 | -0.041387 | -0.041387 | -0.041387 | -0.041387 | -0.041387 | -0.041387 | -0.041387 | -0.041387 | -0.041387 | -0.041387 | -0.041387 | -0.041387 | -0.041387 | -0.041387 | -0.041387 | -0.041387 | -0.041387 | -0.041387 | -0.041387 | -0.041387 | -0.041387 | -0.041387 | -0.041387 | -0.041387 | 0 | 0 | 0 | 0 | -0.0014258 | -0.0040622 | -0.0038804 | -0.0037225 | -0.0035893 | -0.0034801 | -0.0033913 | -0.0033204 | -0.0032652 | -0.003222 | -0.0031884 | -0.0031632 | -0.0031434 | -0.0031284 | -0.0031176 | -0.0031086 | -0.0031026 | -0.0030972 | -0.0030936 | -0.0030912 | -0.0030888 | -0.0030876 | -0.0030864 | -0.0030852 | -0.0030846 | -0.003084
145 | Std B33f | 145 | 2008 T-24 - CfR Res Central Fan WL | 0 | 0 | 0 | 0 | 0.73253 | 2.1916 | 2.1916 | 2.1916 | 2.1916 | 2.1916 | 2.1916 | 2.1916 | 2.1916 | 2.1916 | 2.1916 | 2.1916 | 2.1916 | 2.1916 | 2.1916 | 2.1916 | 2.1916 | 2.1916 | 2.1916 | 2.1916 | 2.1916 | 2.1916 | 2.1916 | 2.1916 | 2.1916 | 2.1916 | 0 | 0 | 0 | 0 | 0.10414 | 0.2967 | 0.28342 | 0.27189 | 0.26216 | 0.25418 | 0.24769 | 0.24252 | 0.23849 | 0.23533 | 0.23288 | 0.23104 | 0.22959 | 0.2285 | 0.22771 | 0.22705 | 0.22661 | 0.22622 | 0.22595 | 0.22578 | 0.2256 | 0.22552 | 0.22543 | 0.22534 | 0.2253 | 0.22525 | 0 | 0 | 0 | 0 | 0.58024 | 1.736 | 1.736 | 1.736 | 1.736 | 1.736 | 1.736 | 1.736 | 1.736 | 1.736 | 1.736 | 1.736 | 1.736 | 1.736 | 1.736 | 1.736 | 1.736 | 1.736 | 1.736 | 1.736 | 1.736 | 1.736 | 1.736 | 1.736 | 1.736 | 1.736 | 0 | 0 | 0 | 0 | 0.082488 | 0.23502 | 0.2245 | 0.21537 | 0.20766 | 0.20134 | 0.1962 | 0.1921 | 0.18891 | 0.18641 | 0.18446 | 0.18301 | 0.18186 | 0.18099 | 0.18037 | 0.17985 | 0.1795 | 0.17919 | 0.17898 | 0.17884 | 0.1787 | 0.17863 | 0.17856 | 0.17849 | 0.17846 | 0.17842 | 0 | 0 | 0 | 0 | -0.016808 | -0.050286 | -0.050286 | -0.050286 | -0.050286 | -0.050286 | -0.050286 | -0.050286 | -0.050286 | -0.050286 | -0.050286 | -0.050286 | -0.050286 | -0.050286 | -0.050286 | -0.050286 | -0.050286 | -0.050286 | -0.050286 | -0.050286 | -0.050286 | -0.050286 | -0.050286 | -0.050286 | -0.050286 | -0.050286 | 0 | 0 | 0 | 0 | -0.0023894 | -0.0068077 | -0.006503 | -0.0062385 | -0.0060152 | -0.0058322 | -0.0056833 | -0.0055646 | -0.0054721 | -0.0053997 | -0.0053434 | -0.0053011 | -0.005268 | -0.0052428 | -0.0052247 | -0.0052096 | -0.0051996 | -0.0051905 | -0.0051845 | -0.0051805 | -0.0051764 | -0.0051744 | -0.0051724 | -0.0051704 | -0.0051694 | -0.0051684
146 | Std B34 | 146 | 2013 T-24 - NRA-Lighting-Alterations-New Measures | 0 | 0 | 0 | 0 | 0 | 0 | 0 | 0 | 29.2681 | 58.059 | 58.059 | 58.059 | 58.059 | 58.059 | 58.059 | 58.059 | 58.059 | 58.059 | 58.059 | 58.059 | 58.059 | 58.059 | 58.059 | 58.059 | 58.059 | 58.059 | 58.059 | 58.059 | 58.059 | 58.059 | 0 | 0 | 0 | 0 | 0 | 0 | 0 | 0 | 15.5271 | 29.3005 | 27.9031 | 26.6541 | 25.5699 | 24.6548 | 23.9046 | 23.2945 | 22.8081 | 22.4288 | 22.132 | 21.9012 | 21.728 | 21.592 | 21.489 | 21.4148 | 21.3529 | 21.3117 | 21.2746 | 21.2499 | 21.2334 | 21.2169 | 0 | 0 | 0 | 0 | 0 | 0 | 0 | 0 | 5.6536 | 11.2151 | 11.2151 | 11.2151 | 11.2151 | 11.2151 | 11.2151 | 11.2151 | 11.2151 | 11.2151 | 11.2151 | 11.2151 | 11.2151 | 11.2151 | 11.2151 | 11.2151 | 11.2151 | 11.2151 | 11.2151 | 11.2151 | 11.2151 | 11.2151 | 0 | 0 | 0 | 0 | 0 | 0 | 0 | 0 | 2.9993 | 5.6599 | 5.39 | 5.1487 | 4.9393 | 4.7625 | 4.6176 | 4.4997 | 4.4058 | 4.3325 | 4.2752 | 4.2306 | 4.1971 | 4.1709 | 4.151 | 4.1366 | 4.1247 | 4.1167 | 4.1095 | 4.1048 | 4.1016 | 4.0984 | 0 | 0 | 0 | 0 | 0 | 0 | 0 | 0 | -0.19697 | -0.39073 | -0.39073 | -0.39073 | -0.39073 | -0.39073 | -0.39073 | -0.39073 | -0.39073 | -0.39073 | -0.39073 | -0.39073 | -0.39073 | -0.39073 | -0.39073 | -0.39073 | -0.39073 | -0.39073 | -0.39073 | -0.39073 | -0.39073 | -0.39073 | 0 | 0 | 0 | 0 | 0 | 0 | 0 | 0 | -0.1045 | -0.19719 | -0.18779 | -0.17938 | -0.17208 | -0.16592 | -0.16088 | -0.15677 | -0.1535 | -0.15094 | -0.14895 | -0.14739 | -0.14623 | -0.14531 | -0.14462 | -0.14412 | -0.1437 | -0.14343 | -0.14318 | -0.14301 | -0.1429 | -0.14279
147 | Std B35 | 147 | 2013 T-24 - NRA-Lighting-Alterations-Existing Measures | 0 | 0 | 0 | 0 | 0 | 0 | 0 | 0 | 41.8303 | 82.9787 | 82.9787 | 82.9787 | 82.9787 | 82.9787 | 82.9787 | 82.9787 | 82.9787 | 82.9787 | 82.9787 | 82.9787 | 82.9787 | 82.9787 | 82.9787 | 82.9787 | 82.9787 | 82.9787 | 82.9787 | 82.9787 | 82.9787 | 82.9787 | 0 | 0 | 0 | 0 | 0 | 0 | 0 | 0 | 22.1915 | 41.8767 | 39.8795 | 38.0943 | 36.5449 | 35.237 | 34.1647 | 33.2928 | 32.5976 | 32.0556 | 31.6314 | 31.3015 | 31.054 | 30.8596 | 30.7123 | 30.6063 | 30.5179 | 30.459 | 30.406 | 30.3706 | 30.347 | 30.3235 | 0 | 0 | 0 | 0 | 0 | 0 | 0 | 0 | 16.2229 | 32.1813 | 32.1813 | 32.1813 | 32.1813 | 32.1813 | 32.1813 | 32.1813 | 32.1813 | 32.1813 | 32.1813 | 32.1813 | 32.1813 | 32.1813 | 32.1813 | 32.1813 | 32.1813 | 32.1813 | 32.1813 | 32.1813 | 32.1813 | 32.1813 | 0 | 0 | 0 | 0 | 0 | 0 | 0 | 0 | 8.6064 | 16.2409 | 15.4663 | 14.774 | 14.1731 | 13.6658 | 13.25 | 12.9118 | 12.6422 | 12.432 | 12.2675 | 12.1395 | 12.0436 | 11.9682 | 11.911 | 11.8699 | 11.8356 | 11.8128 | 11.7922 | 11.7785 | 11.7694 | 11.7602 | 0 | 0 | 0 | 0 | 0 | 0 | 0 | 0 | -0.1362 | -0.27017 | -0.27017 | -0.27017 | -0.27017 | -0.27017 | -0.27017 | -0.27017 | -0.27017 | -0.27017 | -0.27017 | -0.27017 | -0.27017 | -0.27017 | -0.27017 | -0.27017 | -0.27017 | -0.27017 | -0.27017 | -0.27017 | -0.27017 | -0.27017 | 0 | 0 | 0 | 0 | 0 | 0 | 0 | 0 | -0.072253 | -0.13635 | -0.12984 | -0.12403 | -0.11899 | -0.11473 | -0.11124 | -0.1084 | -0.10613 | -0.10437 | -0.10299 | -0.10191 | -0.10111 | -0.10048 | -0.099996 | -0.099651 | -0.099363 | -0.099171 | -0.098999 | -0.098884 | -0.098807 | -0.09873
148 | Std B36 | 148 | 2013 T-24 - NRA-Lighting-Egress Lighting Control | 0 | 0 | 0 | 0 | 0 | 0 | 0 | 0 | 10.9432 | 21.708 | 21.708 | 21.708 | 21.708 | 21.708 | 21.708 | 21.708 | 21.708 | 21.708 | 21.708 | 21.708 | 21.708 | 21.708 | 21.708 | 21.708 | 21.708 | 21.708 | 21.708 | 21.708 | 21.708 | 21.708 | 0 | 0 | 0 | 0 | 0 | 0 | 0 | 0 | 5.8055 | 10.9553 | 10.4328 | 9.9658 | 9.5605 | 9.2183 | 8.9378 | 8.7097 | 8.5278 | 8.386 | 8.2751 | 8.1888 | 8.124 | 8.0732 | 8.0346 | 8.0069 | 7.9838 | 7.9684 | 7.9545 | 7.9452 | 7.9391 | 7.9329 | 0 | 0 | 0 | 0 | 0 | 0 | 0 | 0 | 0 | 0 | 0 | 0 | 0 | 0 | 0 | 0 | 0 | 0 | 0 | 0 | 0 | 0 | 0 | 0 | 0 | 0 | 0 | 0 | 0 | 0 | 0 | 0 | 0 | 0 | 0 | 0 | 0 | 0 | 0 | 0 | 0 | 0 | 0 | 0 | 0 | 0 | 0 | 0 | 0 | 0 | 0 | 0 | 0 | 0 | 0 | 0 | 0 | 0 | 0 | 0 | 0 | 0 | 0 | 0 | 0 | 0 | 0 | 0 | 0 | 0 | 0 | 0 | 0 | 0 | 0 | 0 | 0 | 0 | 0 | 0 | 0 | 0 | 0 | 0 | 0 | 0 | 0 | 0 | 0 | 0 | 0 | 0 | 0 | 0 | 0 | 0 | 0 | 0 | 0 | 0 | 0 | 0 | 0 | 0 | 0 | 0 | 0 | 0 | 0 | 0 | 0 | 0 | 0 | 0 | 0 | 0 | 0 | 0 | 0 | 0
149 | Std B37 | 149 | 2013 T-24 - NRA-Lighting-MF Building Corridors | 0 | 0 | 0 | 0 | 0 | 0 | 0 | 0 | 0.74262 | 1.4731 | 1.4731 | 1.4731 | 1.4731 | 1.4731 | 1.4731 | 1.4731 | 1.4731 | 1.4731 | 1.4731 | 1.4731 | 1.4731 | 1.4731 | 1.4731 | 1.4731 | 1.4731 | 1.4731 | 1.4731 | 1.4731 | 1.4731 | 1.4731 | 0 | 0 | 0 | 0 | 0 | 0 | 0 | 0 | 0.39397 | 0.74344 | 0.70798 | 0.67629 | 0.64878 | 0.62556 | 0.60653 | 0.59105 | 0.57871 | 0.56909 | 0.56155 | 0.5557 | 0.5513 | 0.54785 | 0.54524 | 0.54336 | 0.54179 | 0.54074 | 0.5398 | 0.53917 | 0.53875 | 0.53834 | 0 | 0 | 0 | 0 | 0 | 0 | 0 | 0 | 0.089483 | 0.17751 | 0.17751 | 0.17751 | 0.17751 | 0.17751 | 0.17751 | 0.17751 | 0.17751 | 0.17751 | 0.17751 | 0.17751 | 0.17751 | 0.17751 | 0.17751 | 0.17751 | 0.17751 | 0.17751 | 0.17751 | 0.17751 | 0.17751 | 0.17751 | 0 | 0 | 0 | 0 | 0 | 0 | 0 | 0 | 0.047472 | 0.089582 | 0.08531 | 0.081491 | 0.078177 | 0.075379 | 0.073085 | 0.07122 | 0.069733 | 0.068573 | 0.067666 | 0.06696 | 0.066431 | 0.066015 | 0.0657 | 0.065473 | 0.065284 | 0.065158 | 0.065044 | 0.064969 | 0.064918 | 0.064868 | 0 | 0 | 0 | 0 | 0 | 0 | 0 | 0 | -0.003196 | -0.0063399 | -0.0063399 | -0.0063399 | -0.0063399 | -0.0063399 | -0.0063399 | -0.0063399 | -0.0063399 | -0.0063399 | -0.0063399 | -0.0063399 | -0.0063399 | -0.0063399 | -0.0063399 | -0.0063399 | -0.0063399 | -0.0063399 | -0.0063399 | -0.0063399 | -0.0063399 | -0.0063399 | 0 | 0 | 0 | 0 | 0 | 0 | 0 | 0 | -0.0016955 | -0.0031995 | -0.0030469 | -0.0029105 | -0.0027922 | -0.0026922 | -0.0026103 | -0.0025437 | -0.0024906 | -0.0024492 | -0.0024167 | -0.0023915 | -0.0023726 | -0.0023578 | -0.0023465 | -0.0023384 | -0.0023317 | -0.0023272 | -0.0023231 | -0.0023204 | -0.0023186 | -0.0023168
150 | Std B38 | 150 | - NRA-Lighting-Hotel Corridors
151 | Std B39 | 151 | - NRA-Lighting-Warehouses and Libraries
152 | Std B40 | 152 | 2013 T-24 - NRA-Envelope-Cool Roofs | 0 | 0 | 0 | 0 | 0 | 0 | 0 | 0 | 2.8119 | 5.5779 | 5.5779 | 5.5779 | 5.5779 | 5.5779 | 5.5779 | 5.5779 | 5.5779 | 5.5779 | 5.5779 | 5.5779 | 5.5779 | 5.5779 | 5.5779 | 5.5779 | 5.5779 | 5.5779 | 5.5779 | 5.5779 | 5.5779 | 5.5779 | 0 | 0 | 0 | 0 | 0 | 0 | 0 | 0 | 1.5962 | 3.0471 | 2.9406 | 2.8495 | 2.7746 | 2.7152 | 2.6693 | 2.6348 | 2.6087 | 2.5897 | 2.5758 | 2.5659 | 2.5584 | 2.5532 | 2.5493 | 2.5465 | 2.5445 | 2.5433 | 2.5421 | 2.5417 | 2.541 | 2.5406 | 0 | 0 | 0 | 0 | 0 | 0 | 0 | 0 | 0.98087 | 1.9457 | 1.9457 | 1.9457 | 1.9457 | 1.9457 | 1.9457 | 1.9457 | 1.9457 | 1.9457 | 1.9457 | 1.9457 | 1.9457 | 1.9457 | 1.9457 | 1.9457 | 1.9457 | 1.9457 | 1.9457 | 1.9457 | 1.9457 | 1.9457 | 0 | 0 | 0 | 0 | 0 | 0 | 0 | 0 | 0.55679 | 1.0629 | 1.0258 | 0.99398 | 0.96787 | 0.94714 | 0.93112 | 0.9191 | 0.90998 | 0.90335 | 0.89852 | 0.89506 | 0.89244 | 0.89064 | 0.88926 | 0.88829 | 0.8876 | 0.88719 | 0.88677 | 0.88664 | 0.88636 | 0.88622 | 0 | 0 | 0 | 0 | 0 | 0 | 0 | 0 | -0.018209 | -0.03612 | -0.03612 | -0.03612 | -0.03612 | -0.03612 | -0.03612 | -0.03612 | -0.03612 | -0.03612 | -0.03612 | -0.03612 | -0.03612 | -0.03612 | -0.03612 | -0.03612 | -0.03612 | -0.03612 | -0.03612 | -0.03612 | -0.03612 | -0.03612 | 0 | 0 | 0 | 0 | 0 | 0 | 0 | 0 | -0.010336 | -0.019732 | -0.019042 | -0.018452 | -0.017967 | -0.017583 | -0.017285 | -0.017062 | -0.016893 | -0.01677 | -0.01668 | -0.016616 | -0.016567 | -0.016534 | -0.016508 | -0.01649 | -0.016477 | -0.016469 | -0.016462 | -0.016459 | -0.016454 | -0.016452
153 | Std B41 | 153 | 2013 T-24 - NRA-HVAC-Equipment Efficiency | 0 | 0 | 0 | 0 | 0 | 0 | 0 | 0 | 15.2796 | 30.31 | 30.31 | 30.31 | 30.31 | 30.31 | 30.31 | 30.31 | 30.31 | 30.31 | 30.31 | 30.31 | 30.31 | 30.31 | 30.31 | 30.31 | 30.31 | 30.31 | 30.31 | 30.31 | 30.31 | 30.31 | 0 | 0 | 0 | 0 | 0 | 0 | 0 | 0 | 3.4332 | 6.4787 | 6.1697 | 5.8936 | 5.6538 | 5.4515 | 5.2856 | 5.1507 | 5.0432 | 4.9593 | 4.8937 | 4.8426 | 4.8044 | 4.7743 | 4.7515 | 4.7351 | 4.7214 | 4.7123 | 4.7041 | 4.6986 | 4.695 | 4.6913 | 0 | 0 | 0 | 0 | 0 | 0 | 0 | 0 | 5.3608 | 10.6342 | 10.6342 | 10.6342 | 10.6342 | 10.6342 | 10.6342 | 10.6342 | 10.6342 | 10.6342 | 10.6342 | 10.6342 | 10.6342 | 10.6342 | 10.6342 | 10.6342 | 10.6342 | 10.6342 | 10.6342 | 10.6342 | 10.6342 | 10.6342 | 0 | 0 | 0 | 0 | 0 | 0 | 0 | 0 | 1.2045 | 2.2731 | 2.1646 | 2.0678 | 1.9836 | 1.9127 | 1.8545 | 1.8071 | 1.7694 | 1.74 | 1.7169 | 1.699 | 1.6856 | 1.6751 | 1.6671 | 1.6613 | 1.6565 | 1.6533 | 1.6504 | 1.6485 | 1.6472 | 1.646 | 0 | 0 | 0 | 0 | 0 | 0 | 0 | 0 | 0.67815 | 1.3452 | 1.3452 | 1.3452 | 1.3452 | 1.3452 | 1.3452 | 1.3452 | 1.3452 | 1.3452 | 1.3452 | 1.3452 | 1.3452 | 1.3452 | 1.3452 | 1.3452 | 1.3452 | 1.3452 | 1.3452 | 1.3452 | 1.3452 | 1.3452 | 0 | 0 | 0 | 0 | 0 | 0 | 0 | 0 | 0.15238 | 0.28755 | 0.27383 | 0.26157 | 0.25093 | 0.24195 | 0.23459 | 0.2286 | 0.22383 | 0.22011 | 0.2172 | 0.21493 | 0.21323 | 0.2119 | 0.21089 | 0.21016 | 0.20955 | 0.20915 | 0.20878 | 0.20854 | 0.20838 | 0.20822
154 | Std B42 | 154 | 2013 T-24 - NRA-Process-Air Compressors | 0 | 0 | 0 | 0 | 0 | 0 | 0 | 0 | 2.02 | 4.0071 | 4.0071 | 4.0071 | 4.0071 | 4.0071 | 4.0071 | 4.0071 | 4.0071 | 4.0071 | 4.0071 | 4.0071 | 4.0071 | 4.0071 | 4.0071 | 4.0071 | 4.0071 | 4.0071 | 4.0071 | 4.0071 | 4.0071 | 4.0071 | 0 | 0 | 0 | 0 | 0 | 0 | 0 | 0 | 1.2343 | 2.3679 | 2.2846 | 2.2012 | 2.121 | 2.0465 | 1.979 | 1.9201 | 1.8701 | 1.8282 | 1.7938 | 1.7662 | 1.7443 | 1.727 | 1.7133 | 1.7025 | 1.6945 | 1.688 | 1.6831 | 1.6794 | 1.6766 | 1.6743 | 0 | 0 | 0 | 0 | 0 | 0 | 0 | 0 | 0 | 0 | 0 | 0 | 0 | 0 | 0 | 0 | 0 | 0 | 0 | 0 | 0 | 0 | 0 | 0 | 0 | 0 | 0 | 0 | 0 | 0 | 0 | 0 | 0 | 0 | 0 | 0 | 0 | 0 | 0 | 0 | 0 | 0 | 0 | 0 | 0 | 0 | 0 | 0 | 0 | 0 | 0 | 0 | 0 | 0 | 0 | 0 | 0 | 0 | 0 | 0 | 0 | 0 | 0 | 0 | 0 | 0 | 0 | 0 | 0 | 0 | 0 | 0 | 0 | 0 | 0 | 0 | 0 | 0 | 0 | 0 | 0 | 0 | 0 | 0 | 0 | 0 | 0 | 0 | 0 | 0 | 0 | 0 | 0 | 0 | 0 | 0 | 0 | 0 | 0 | 0 | 0 | 0 | 0 | 0 | 0 | 0 | 0 | 0 | 0 | 0 | 0 | 0 | 0 | 0 | 0 | 0 | 0 | 0 | 0 | 0
155 | Std B43 | 155 | - NRNC-Lighting-Daylighting
156 | Std B44 | 156 | - NRNC-Lighting-Indoor Lighting Controls
157 | Std B45 | 157 | - NRNC-Lighting-Retail
158 | Std B46 | 158 | 2013 T-24 - NRNC-Lighting-Egress Lighting Control | 0 | 0 | 0 | 0 | 0 | 0 | 0 | 0 | 0 | 4.4208 | 6.5861 | 6.5861 | 6.5861 | 6.5861 | 6.5861 | 6.5861 | 6.5861 | 6.5861 | 6.5861 | 6.5861 | 6.5861 | 6.5861 | 6.5861 | 6.5861 | 6.5861 | 6.5861 | 6.5861 | 6.5861 | 6.5861 | 6.5861 | 0 | 0 | 0 | 0 | 0 | 0 | 0 | 0 | 0 | 2.231 | 3.1653 | 3.0236 | 2.9006 | 2.7968 | 2.7117 | 2.6425 | 2.5873 | 2.5443 | 2.5106 | 2.4844 | 2.4648 | 2.4494 | 2.4377 | 2.4293 | 2.4222 | 2.4176 | 2.4134 | 2.4105 | 2.4087 | 2.4068 | 0 | 0 | 0 | 0 | 0 | 0 | 0 | 0 | 0 | 0 | 0 | 0 | 0 | 0 | 0 | 0 | 0 | 0 | 0 | 0 | 0 | 0 | 0 | 0 | 0 | 0 | 0 | 0 | 0 | 0 | 0 | 0 | 0 | 0 | 0 | 0 | 0 | 0 | 0 | 0 | 0 | 0 | 0 | 0 | 0 | 0 | 0 | 0 | 0 | 0 | 0 | 0 | 0 | 0 | 0 | 0 | 0 | 0 | 0 | 0 | 0 | 0 | 0 | 0 | 0 | 0 | 0 | 0 | 0 | 0 | 0 | 0 | 0 | 0 | 0 | 0 | 0 | 0 | 0 | 0 | 0 | 0 | 0 | 0 | 0 | 0 | 0 | 0 | 0 | 0 | 0 | 0 | 0 | 0 | 0 | 0 | 0 | 0 | 0 | 0 | 0 | 0 | 0 | 0 | 0 | 0 | 0 | 0 | 0 | 0 | 0 | 0 | 0 | 0 | 0 | 0 | 0 | 0 | 0 | 0
159 | Std B47 | 159 | 2013 T-24 - NRNC-Lighting-MF Building Corridors | 0 | 0 | 0 | 0 | 0 | 0 | 0 | 0 | 0 | 0.95585 | 1.424 | 1.424 | 1.424 | 1.424 | 1.424 | 1.424 | 1.424 | 1.424 | 1.424 | 1.424 | 1.424 | 1.424 | 1.424 | 1.424 | 1.424 | 1.424 | 1.424 | 1.424 | 1.424 | 1.424 | 0 | 0 | 0 | 0 | 0 | 0 | 0 | 0 | 0 | 0.48239 | 0.68438 | 0.65375 | 0.62716 | 0.60471 | 0.58631 | 0.57135 | 0.55942 | 0.55012 | 0.54284 | 0.53717 | 0.53293 | 0.52959 | 0.52706 | 0.52524 | 0.52373 | 0.52272 | 0.52181 | 0.5212 | 0.5208 | 0.52039 | 0 | 0 | 0 | 0 | 0 | 0 | 0 | 0 | 0 | 0.11518 | 0.17159 | 0.17159 | 0.17159 | 0.17159 | 0.17159 | 0.17159 | 0.17159 | 0.17159 | 0.17159 | 0.17159 | 0.17159 | 0.17159 | 0.17159 | 0.17159 | 0.17159 | 0.17159 | 0.17159 | 0.17159 | 0.17159 | 0.17159 | 0 | 0 | 0 | 0 | 0 | 0 | 0 | 0 | 0 | 0.058126 | 0.082466 | 0.078775 | 0.075571 | 0.072866 | 0.070649 | 0.068846 | 0.067408 | 0.066287 | 0.06541 | 0.064728 | 0.064216 | 0.063814 | 0.06351 | 0.06329 | 0.063108 | 0.062986 | 0.062876 | 0.062803 | 0.062754 | 0.062706 | 0 | 0 | 0 | 0 | 0 | 0 | 0 | 0 | 0 | -0.0041137 | -0.0061285 | -0.0061285 | -0.0061285 | -0.0061285 | -0.0061285 | -0.0061285 | -0.0061285 | -0.0061285 | -0.0061285 | -0.0061285 | -0.0061285 | -0.0061285 | -0.0061285 | -0.0061285 | -0.0061285 | -0.0061285 | -0.0061285 | -0.0061285 | -0.0061285 | -0.0061285 | 0 | 0 | 0 | 0 | 0 | 0 | 0 | 0 | 0 | -0.002076 | -0.0029454 | -0.0028135 | -0.0026991 | -0.0026025 | -0.0025233 | -0.0024589 | -0.0024075 | -0.0023675 | -0.0023362 | -0.0023118 | -0.0022935 | -0.0022792 | -0.0022683 | -0.0022605 | -0.0022539 | -0.0022496 | -0.0022457 | -0.0022431 | -0.0022413 | -0.0022396
160 | Std B48 | 160 | - NRNC-Lighting-Hotel Corridors
161 | Std B49 | 161 | - NRNC-Lighting-Warehouses and Libraries
162 | Std B50 | 162 | 2013 T-24 - NRNC-Lighting-Parking Garage | 0 | 0 | 0 | 0 | 0 | 0 | 0 | 0 | 0 | 4.8159 | 7.1747 | 7.1747 | 7.1747 | 7.1747 | 7.1747 | 7.1747 | 7.1747 | 7.1747 | 7.1747 | 7.1747 | 7.1747 | 7.1747 | 7.1747 | 7.1747 | 7.1747 | 7.1747 | 7.1747 | 7.1747 | 7.1747 | 7.1747 | 0 | 0 | 0 | 0 | 0 | 0 | 0 | 0 | 0 | 2.4304 | 3.4481 | 3.2938 | 3.1598 | 3.0467 | 2.954 | 2.8786 | 2.8185 | 2.7717 | 2.735 | 2.7064 | 2.6851 | 2.6682 | 2.6555 | 2.6463 | 2.6387 | 2.6336 | 2.629 | 2.626 | 2.6239 | 2.6219 | 0 | 0 | 0 | 0 | 0 | 0 | 0 | 0 | 0 | 0.95216 | 1.4185 | 1.4185 | 1.4185 | 1.4185 | 1.4185 | 1.4185 | 1.4185 | 1.4185 | 1.4185 | 1.4185 | 1.4185 | 1.4185 | 1.4185 | 1.4185 | 1.4185 | 1.4185 | 1.4185 | 1.4185 | 1.4185 | 1.4185 | 0 | 0 | 0 | 0 | 0 | 0 | 0 | 0 | 0 | 0.48052 | 0.68174 | 0.65122 | 0.62473 | 0.60238 | 0.58405 | 0.56914 | 0.55726 | 0.54799 | 0.54074 | 0.5351 | 0.53087 | 0.52754 | 0.52503 | 0.52321 | 0.5217 | 0.5207 | 0.51979 | 0.51919 | 0.51878 | 0.51838 | 0 | 0 | 0 | 0 | 0 | 0 | 0 | 0 | 0 | 0 | 0 | 0 | 0 | 0 | 0 | 0 | 0 | 0 | 0 | 0 | 0 | 0 | 0 | 0 | 0 | 0 | 0 | 0 | 0 | 0 | 0 | 0 | 0 | 0 | 0 | 0 | 0 | 0 | 0 | 0 | 0 | 0 | 0 | 0 | 0 | 0 | 0 | 0 | 0 | 0 | 0 | 0 | 0 | 0 | 0 | 0 | 0 | 0 | 0 | 0
163 | Std B51 | 163 | - NRNC-Lighting-Controllable Lighting
164 | Std B52 | 164 | 2013 T-24 - NRNC-Lighting-DR Lighting Controls | 0 | 0 | 0 | 0 | 0 | 0 | 0 | 0 | 0 | 0.1426 | 0.21244 | 0.21244 | 0.21244 | 0.21244 | 0.21244 | 0.21244 | 0.21244 | 0.21244 | 0.21244 | 0.21244 | 0.21244 | 0.21244 | 0.21244 | 0.21244 | 0.21244 | 0.21244 | 0.21244 | 0.21244 | 0.21244 | 0.21244 | 0 | 0 | 0 | 0 | 0 | 0 | 0 | 0 | 0 | 0.099441 | 0.14667 | 0.14459 | 0.14186 | 0.13864 | 0.13527 | 0.13213 | 0.12952 | 0.12754 | 0.12616 | 0.12524 | 0.12465 | 0.12427 | 0.12404 | 0.12391 | 0.12382 | 0.12376 | 0.12373 | 0.12371 | 0.1237 | 0.1237 | 0 | 0 | 0 | 0 | 0 | 0 | 0 | 0 | 0 | 0.28002 | 0.41718 | 0.41718 | 0.41718 | 0.41718 | 0.41718 | 0.41718 | 0.41718 | 0.41718 | 0.41718 | 0.41718 | 0.41718 | 0.41718 | 0.41718 | 0.41718 | 0.41718 | 0.41718 | 0.41718 | 0.41718 | 0.41718 | 0.41718 | 0 | 0 | 0 | 0 | 0 | 0 | 0 | 0 | 0 | 0.19528 | 0.28802 | 0.28394 | 0.27857 | 0.27227 | 0.26563 | 0.25947 | 0.25435 | 0.25046 | 0.24774 | 0.24593 | 0.24478 | 0.24404 | 0.24359 | 0.24333 | 0.24315 | 0.24303 | 0.24297 | 0.24294 | 0.24291 | 0.24291 | 0 | 0 | 0 | 0 | 0 | 0 | 0 | 0 | 0 | -0.00061369 | -0.00091427 | -0.00091427 | -0.00091427 | -0.00091427 | -0.00091427 | -0.00091427 | -0.00091427 | -0.00091427 | -0.00091427 | -0.00091427 | -0.00091427 | -0.00091427 | -0.00091427 | -0.00091427 | -0.00091427 | -0.00091427 | -0.00091427 | -0.00091427 | -0.00091427 | -0.00091427 | 0 | 0 | 0 | 0 | 0 | 0 | 0 | 0 | 0 | -0.00042796 | -0.00063121 | -0.00062226 | -0.00061051 | -0.00059668 | -0.00058214 | -0.00056864 | -0.00055741 | -0.0005489 | -0.00054293 | -0.00053897 | -0.00053644 | -0.00053482 | -0.00053384 | -0.00053326 | -0.00053287 | -0.00053261 | -0.00053248 | -0.00053242 | -0.00053235 | -0.00053235
165 | Std B53 | 165 | 2013 T-24 - NRNC-Lighting-Outdoor Lighting & Controls | 0 | 0 | 0 | 0 | 0 | 0 | 0 | 0 | 0 | 1.8563 | 2.7655 | 2.7655 | 2.7655 | 2.7655 | 2.7655 | 2.7655 | 2.7655 | 2.7655 | 2.7655 | 2.7655 | 2.7655 | 2.7655 | 2.7655 | 2.7655 | 2.7655 | 2.7655 | 2.7655 | 2.7655 | 2.7655 | 2.7655 | 0 | 0 | 0 | 0 | 0 | 0 | 0 | 0 | 0 | 0.93681 | 1.3291 | 1.2696 | 1.218 | 1.1744 | 1.1386 | 1.1096 | 1.0864 | 1.0683 | 1.0542 | 1.0432 | 1.035 | 1.0285 | 1.0236 | 1.02 | 1.0171 | 1.0151 | 1.0134 | 1.0122 | 1.0114 | 1.0106 | 0 | 0 | 0 | 0 | 0 | 0 | 0 | 0 | 0 | 0.36701 | 0.54677 | 0.54677 | 0.54677 | 0.54677 | 0.54677 | 0.54677 | 0.54677 | 0.54677 | 0.54677 | 0.54677 | 0.54677 | 0.54677 | 0.54677 | 0.54677 | 0.54677 | 0.54677 | 0.54677 | 0.54677 | 0.54677 | 0.54677 | 0 | 0 | 0 | 0 | 0 | 0 | 0 | 0 | 0 | 0.18522 | 0.26278 | 0.25102 | 0.24081 | 0.23219 | 0.22512 | 0.21938 | 0.2148 | 0.21122 | 0.20843 | 0.20626 | 0.20462 | 0.20334 | 0.20237 | 0.20167 | 0.20109 | 0.2007 | 0.20035 | 0.20012 | 0.19997 | 0.19981 | 0 | 0 | 0 | 0 | 0 | 0 | 0 | 0 | 0 | 0 | 0 | 0 | 0 | 0 | 0 | 0 | 0 | 0 | 0 | 0 | 0 | 0 | 0 | 0 | 0 | 0 | 0 | 0 | 0 | 0 | 0 | 0 | 0 | 0 | 0 | 0 | 0 | 0 | 0 | 0 | 0 | 0 | 0 | 0 | 0 | 0 | 0 | 0 | 0 | 0 | 0 | 0 | 0 | 0 | 0 | 0 | 0 | 0 | 0 | 0
166 | Std B54 | 166 | 2013 T-24 - NRNC-Lighting-Office Plug Load Control | 0 | 0 | 0 | 0 | 0 | 0 | 0 | 0 | 0 | 3.0212 | 4.501 | 4.501 | 4.501 | 4.501 | 4.501 | 4.501 | 4.501 | 4.501 | 4.501 | 4.501 | 4.501 | 4.501 | 4.501 | 4.501 | 4.501 | 4.501 | 4.501 | 4.501 | 4.501 | 4.501 | 0 | 0 | 0 | 0 | 0 | 0 | 0 | 0 | 0 | 2.1069 | 3.1075 | 3.0634 | 3.0056 | 2.9375 | 2.8659 | 2.7995 | 2.7442 | 2.7023 | 2.6729 | 2.6534 | 2.6409 | 2.633 | 2.6282 | 2.6253 | 2.6234 | 2.6221 | 2.6215 | 2.6211 | 2.6208 | 2.6208 | 0 | 0 | 0 | 0 | 0 | 0 | 0 | 0 | 0 | 0.26184 | 0.39009 | 0.39009 | 0.39009 | 0.39009 | 0.39009 | 0.39009 | 0.39009 | 0.39009 | 0.39009 | 0.39009 | 0.39009 | 0.39009 | 0.39009 | 0.39009 | 0.39009 | 0.39009 | 0.39009 | 0.39009 | 0.39009 | 0.39009 | 0 | 0 | 0 | 0 | 0 | 0 | 0 | 0 | 0 | 0.1826 | 0.26932 | 0.2655 | 0.26049 | 0.25459 | 0.24838 | 0.24262 | 0.23783 | 0.2342 | 0.23165 | 0.22996 | 0.22888 | 0.22819 | 0.22778 | 0.22753 | 0.22736 | 0.22725 | 0.22719 | 0.22717 | 0.22714 | 0.22714 | 0 | 0 | 0 | 0 | 0 | 0 | 0 | 0 | 0 | -0.013002 | -0.019371 | -0.019371 | -0.019371 | -0.019371 | -0.019371 | -0.019371 | -0.019371 | -0.019371 | -0.019371 | -0.019371 | -0.019371 | -0.019371 | -0.019371 | -0.019371 | -0.019371 | -0.019371 | -0.019371 | -0.019371 | -0.019371 | -0.019371 | 0 | 0 | 0 | 0 | 0 | 0 | 0 | 0 | 0 | -0.0090674 | -0.013374 | -0.013184 | -0.012935 | -0.012642 | -0.012334 | -0.012048 | -0.01181 | -0.01163 | -0.011503 | -0.011419 | -0.011366 | -0.011331 | -0.011311 | -0.011298 | -0.01129 | -0.011285 | -0.011282 | -0.01128 | -0.011279 | -0.011279
167 | Std B55 | 167 | - NRNC-Envelope-Cool Roofs
168 | Std B56 | 168 | - NRNC-Envelope-Fenestration
169 | Std B57 | 169 | - NRNC-HVAC-HVAC Controls and Economizers
170 | Std B58 | 170 | - NRNC-HVAC-Fan Control & Economizers
171 | Std B59 | 171 | - NRNC-HVAC-Reduced Reheat
172 | Std B60 | 172 | - NRNC-HVAC-Guest Room OC Controls
173 | Std B61 | 173 | - NRNC-HVAC-Kitchen Ventilation
174 | Std B62 | 174 | - NRNC-HVAC-Commercial Boilers
175 | Std B63 | 175 | - NRNC-HVAC-Chiller Min Efficiency
176 | Std B64 | 176 | 2013 T-24 - NRNC-HVAC-Garage Exhaust | 0 | 0 | 0 | 0 | 0 | 0 | 0 | 0 | 0 | 2.9414 | 4.3821 | 4.3821 | 4.3821 | 4.3821 | 4.3821 | 4.3821 | 4.3821 | 4.3821 | 4.3821 | 4.3821 | 4.3821 | 4.3821 | 4.3821 | 4.3821 | 4.3821 | 4.3821 | 4.3821 | 4.3821 | 4.3821 | 4.3821 | 0 | 0 | 0 | 0 | 0 | 0 | 0 | 0 | 0 | 2.0512 | 3.0254 | 2.9825 | 2.9262 | 2.8599 | 2.7902 | 2.7255 | 2.6717 | 2.6309 | 2.6023 | 2.5833 | 2.5712 | 2.5634 | 2.5587 | 2.5559 | 2.5541 | 2.5528 | 2.5522 | 2.5519 | 2.5516 | 2.5516 | 0 | 0 | 0 | 0 | 0 | 0 | 0 | 0 | 0 | 0.67128 | 1.0001 | 1.0001 | 1.0001 | 1.0001 | 1.0001 | 1.0001 | 1.0001 | 1.0001 | 1.0001 | 1.0001 | 1.0001 | 1.0001 | 1.0001 | 1.0001 | 1.0001 | 1.0001 | 1.0001 | 1.0001 | 1.0001 | 1.0001 | 0 | 0 | 0 | 0 | 0 | 0 | 0 | 0 | 0 | 0.46812 | 0.69045 | 0.68065 | 0.6678 | 0.65267 | 0.63677 | 0.622 | 0.60972 | 0.60041 | 0.59388 | 0.58955 | 0.58678 | 0.58501 | 0.58394 | 0.5833 | 0.58288 | 0.58259 | 0.58245 | 0.58238 | 0.58231 | 0.58231 | 0 | 0 | 0 | 0 | 0 | 0 | 0 | 0 | 0 | 0 | 0 | 0 | 0 | 0 | 0 | 0 | 0 | 0 | 0 | 0 | 0 | 0 | 0 | 0 | 0 | 0 | 0 | 0 | 0 | 0 | 0 | 0 | 0 | 0 | 0 | 0 | 0 | 0 | 0 | 0 | 0 | 0 | 0 | 0 | 0 | 0 | 0 | 0 | 0 | 0 | 0 | 0 | 0 | 0 | 0 | 0 | 0 | 0 | 0 | 0
177 | Std B65 | 177 | 2013 T-24 - NRNC-HVAC-Laboratory Exhaust | 0 | 0 | 0 | 0 | 0 | 0 | 0 | 0 | 0 | 10.0377 | 14.9542 | 14.9542 | 14.9542 | 14.9542 | 14.9542 | 14.9542 | 14.9542 | 14.9542 | 14.9542 | 14.9542 | 14.9542 | 14.9542 | 14.9542 | 14.9542 | 14.9542 | 14.9542 | 14.9542 | 14.9542 | 14.9542 | 14.9542 | 0 | 0 | 0 | 0 | 0 | 0 | 0 | 0 | 0 | 6.9999 | 10.3244 | 10.1779 | 9.9857 | 9.7596 | 9.5217 | 9.3009 | 9.1172 | 8.9781 | 8.8804 | 8.8157 | 8.7743 | 8.7477 | 8.7318 | 8.7222 | 8.7159 | 8.7116 | 8.7095 | 8.7084 | 8.7074 | 8.7074 | 0 | 0 | 0 | 0 | 0 | 0 | 0 | 0 | 0 | 2.4903 | 3.71 | 3.71 | 3.71 | 3.71 | 3.71 | 3.71 | 3.71 | 3.71 | 3.71 | 3.71 | 3.71 | 3.71 | 3.71 | 3.71 | 3.71 | 3.71 | 3.71 | 3.71 | 3.71 | 3.71 | 0 | 0 | 0 | 0 | 0 | 0 | 0 | 0 | 0 | 1.7366 | 2.5614 | 2.5251 | 2.4774 | 2.4213 | 2.3623 | 2.3075 | 2.2619 | 2.2274 | 2.2032 | 2.1871 | 2.1768 | 2.1702 | 2.1663 | 2.1639 | 2.1623 | 2.1613 | 2.1608 | 2.1605 | 2.1602 | 2.1602 | 0 | 0 | 0 | 0 | 0 | 0 | 0 | 0 | 0 | 0.45896 | 0.68375 | 0.68375 | 0.68375 | 0.68375 | 0.68375 | 0.68375 | 0.68375 | 0.68375 | 0.68375 | 0.68375 | 0.68375 | 0.68375 | 0.68375 | 0.68375 | 0.68375 | 0.68375 | 0.68375 | 0.68375 | 0.68375 | 0.68375 | 0 | 0 | 0 | 0 | 0 | 0 | 0 | 0 | 0 | 0.32006 | 0.47206 | 0.46536 | 0.45658 | 0.44624 | 0.43536 | 0.42526 | 0.41687 | 0.41051 | 0.40604 | 0.40308 | 0.40119 | 0.39997 | 0.39924 | 0.39881 | 0.39852 | 0.39832 | 0.39822 | 0.39818 | 0.39813 | 0.39813
178 | Std B66 | 178 | 2013 T-24 - NRNC-HVAC-Small ECM Motor | 0 | 0 | 0 | 0 | 0 | 0 | 0 | 0 | 0 | 11.702 | 17.4336 | 17.4336 | 17.4336 | 17.4336 | 17.4336 | 17.4336 | 17.4336 | 17.4336 | 17.4336 | 17.4336 | 17.4336 | 17.4336 | 17.4336 | 17.4336 | 17.4336 | 17.4336 | 17.4336 | 17.4336 | 17.4336 | 17.4336 | 0 | 0 | 0 | 0 | 0 | 0 | 0 | 0 | 0 | 6.9151 | 9.9394 | 9.5767 | 9.2277 | 8.9034 | 8.61 | 8.3538 | 8.136 | 7.954 | 7.8042 | 7.6842 | 7.5889 | 7.5134 | 7.4539 | 7.4069 | 7.3722 | 7.3438 | 7.3227 | 7.3066 | 7.2943 | 7.2844 | 0 | 0 | 0 | 0 | 0 | 0 | 0 | 0 | 0 | 0 | 0 | 0 | 0 | 0 | 0 | 0 | 0 | 0 | 0 | 0 | 0 | 0 | 0 | 0 | 0 | 0 | 0 | 0 | 0 | 0 | 0 | 0 | 0 | 0 | 0 | 0 | 0 | 0 | 0 | 0 | 0 | 0 | 0 | 0 | 0 | 0 | 0 | 0 | 0 | 0 | 0 | 0 | 0 | 0 | 0 | 0 | 0 | 0 | 0 | 0 | 0 | 0 | 0 | 0 | 0 | 0 | 0 | 0 | 0 | 0 | 0 | 0 | 0 | 0 | 0 | 0 | 0 | 0 | 0 | 0 | 0 | 0 | 0 | 0 | 0 | 0 | 0 | 0 | 0 | 0 | 0 | 0 | 0 | 0 | 0 | 0 | 0 | 0 | 0 | 0 | 0 | 0 | 0 | 0 | 0 | 0 | 0 | 0 | 0 | 0 | 0 | 0 | 0 | 0 | 0 | 0 | 0 | 0 | 0 | 0
179 | Std B67 | 179 | 2013 T-24 - NRNC-HVAC-Water & Space Heating ACM | 0 | 0 | 0 | 0 | 0 | 0 | 0 | 0 | 0 | 0.021023 | 0.03132 | 0.03132 | 0.03132 | 0.03132 | 0.03132 | 0.03132 | 0.03132 | 0.03132 | 0.03132 | 0.03132 | 0.03132 | 0.03132 | 0.03132 | 0.03132 | 0.03132 | 0.03132 | 0.03132 | 0.03132 | 0.03132 | 0.03132 | 0 | 0 | 0 | 0 | 0 | 0 | 0 | 0 | 0 | 0.012423 | 0.017856 | 0.017205 | 0.016578 | 0.015995 | 0.015468 | 0.015008 | 0.014616 | 0.014289 | 0.01402 | 0.013805 | 0.013633 | 0.013498 | 0.013391 | 0.013307 | 0.013244 | 0.013193 | 0.013155 | 0.013126 | 0.013104 | 0.013086 | 0 | 0 | 0 | 0 | 0 | 0 | 0 | 0 | 0 | 0.034377 | 0.051214 | 0.051214 | 0.051214 | 0.051214 | 0.051214 | 0.051214 | 0.051214 | 0.051214 | 0.051214 | 0.051214 | 0.051214 | 0.051214 | 0.051214 | 0.051214 | 0.051214 | 0.051214 | 0.051214 | 0.051214 | 0.051214 | 0.051214 | 0 | 0 | 0 | 0 | 0 | 0 | 0 | 0 | 0 | 0.020314 | 0.029199 | 0.028133 | 0.027108 | 0.026155 | 0.025294 | 0.024541 | 0.023901 | 0.023366 | 0.022926 | 0.022574 | 0.022294 | 0.022072 | 0.021897 | 0.021759 | 0.021657 | 0.021574 | 0.021512 | 0.021465 | 0.021428 | 0.021399 | 0 | 0 | 0 | 0 | 0 | 0 | 0 | 0 | 0 | 0.052017 | 0.077495 | 0.077495 | 0.077495 | 0.077495 | 0.077495 | 0.077495 | 0.077495 | 0.077495 | 0.077495 | 0.077495 | 0.077495 | 0.077495 | 0.077495 | 0.077495 | 0.077495 | 0.077495 | 0.077495 | 0.077495 | 0.077495 | 0.077495 | 0 | 0 | 0 | 0 | 0 | 0 | 0 | 0 | 0 | 0.030739 | 0.044182 | 0.04257 | 0.041018 | 0.039577 | 0.038273 | 0.037134 | 0.036165 | 0.035357 | 0.034691 | 0.034157 | 0.033734 | 0.033398 | 0.033134 | 0.032925 | 0.032771 | 0.032644 | 0.032551 | 0.032479 | 0.032424 | 0.03238
180 | Std B68 | 180 | 2013 T-24 - NRNC-HVAC-Cooling Towers Water | 0 | 0 | 0 | 0 | 0 | 0 | 0 | 0 | 0 | 0.056785 | 0.084598 | 0.084598 | 0.084598 | 0.084598 | 0.084598 | 0.084598 | 0.084598 | 0.084598 | 0.084598 | 0.084598 | 0.084598 | 0.084598 | 0.084598 | 0.084598 | 0.084598 | 0.084598 | 0.084598 | 0.084598 | 0.084598 | 0.084598 | 0 | 0 | 0 | 0 | 0 | 0 | 0 | 0 | 0 | 0.033556 | 0.048232 | 0.046472 | 0.044778 | 0.043204 | 0.041781 | 0.040537 | 0.03948 | 0.038597 | 0.037871 | 0.037288 | 0.036825 | 0.036459 | 0.036171 | 0.035942 | 0.035774 | 0.035636 | 0.035534 | 0.035456 | 0.035396 | 0.035348 | 0 | 0 | 0 | 0 | 0 | 0 | 0 | 0 | 0 | 0 | 0 | 0 | 0 | 0 | 0 | 0 | 0 | 0 | 0 | 0 | 0 | 0 | 0 | 0 | 0 | 0 | 0 | 0 | 0 | 0 | 0 | 0 | 0 | 0 | 0 | 0 | 0 | 0 | 0 | 0 | 0 | 0 | 0 | 0 | 0 | 0 | 0 | 0 | 0 | 0 | 0 | 0 | 0 | 0 | 0 | 0 | 0 | 0 | 0 | 0 | 0 | 0 | 0 | 0 | 0 | 0 | 0 | 0 | 0 | 0 | 0 | 0 | 0 | 0 | 0 | 0 | 0 | 0 | 0 | 0 | 0 | 0 | 0 | 0 | 0 | 0 | 0 | 0 | 0 | 0 | 0 | 0 | 0 | 0 | 0 | 0 | 0 | 0 | 0 | 0 | 0 | 0 | 0 | 0 | 0 | 0 | 0 | 0 | 0 | 0 | 0 | 0 | 0 | 0 | 0 | 0 | 0 | 0 | 0 | 0
181 | Std B69 | 181 | 2013 T-24 - NRNC-HVAC-Occupant Controlled Smart Thermostats | 0 | 0 | 0 | 0 | 0 | 0 | 0 | 0 | 0 | 0.028379 | 0.042279 | 0.042279 | 0.042279 | 0.042279 | 0.042279 | 0.042279 | 0.042279 | 0.042279 | 0.042279 | 0.042279 | 0.042279 | 0.042279 | 0.042279 | 0.042279 | 0.042279 | 0.042279 | 0.042279 | 0.042279 | 0.042279 | 0.042279 | 0 | 0 | 0 | 0 | 0 | 0 | 0 | 0 | 0 | 0.01677 | 0.024105 | 0.023225 | 0.022379 | 0.021592 | 0.020881 | 0.020259 | 0.019731 | 0.01929 | 0.018926 | 0.018635 | 0.018404 | 0.018221 | 0.018077 | 0.017963 | 0.017879 | 0.01781 | 0.017759 | 0.01772 | 0.01769 | 0.017666 | 0 | 0 | 0 | 0 | 0 | 0 | 0 | 0 | 0 | 0.3729 | 0.55555 | 0.55555 | 0.55555 | 0.55555 | 0.55555 | 0.55555 | 0.55555 | 0.55555 | 0.55555 | 0.55555 | 0.55555 | 0.55555 | 0.55555 | 0.55555 | 0.55555 | 0.55555 | 0.55555 | 0.55555 | 0.55555 | 0.55555 | 0 | 0 | 0 | 0 | 0 | 0 | 0 | 0 | 0 | 0.22036 | 0.31673 | 0.30518 | 0.29405 | 0.28372 | 0.27437 | 0.26621 | 0.25926 | 0.25347 | 0.24869 | 0.24487 | 0.24183 | 0.23942 | 0.23753 | 0.23603 | 0.23493 | 0.23402 | 0.23335 | 0.23284 | 0.23244 | 0.23213 | 0 | 0 | 0 | 0 | 0 | 0 | 0 | 0 | 0 | 0 | 0 | 0 | 0 | 0 | 0 | 0 | 0 | 0 | 0 | 0 | 0 | 0 | 0 | 0 | 0 | 0 | 0 | 0 | 0 | 0 | 0 | 0 | 0 | 0 | 0 | 0 | 0 | 0 | 0 | 0 | 0 | 0 | 0 | 0 | 0 | 0 | 0 | 0 | 0 | 0 | 0 | 0 | 0 | 0 | 0 | 0 | 0 | 0 | 0 | 0
182 | Std B70 | 182 | - NRNC-HVAC-Low-Temp Radiant Cooling
183 | Std B71 | 183 | - NRNC-HVAC-Evap Cooling Credit
184 | Std B72 | 184 | - NRNC-HVAC-Outside Air
185 | Std B73 | 185 | 2013 T-24 - NRNC-HVAC-Acceptance Requirements | 0 | 0 | 0 | 0 | 0 | 0 | 0 | 0 | 0 | 0.24646 | 0.36718 | 0.36718 | 0.36718 | 0.36718 | 0.36718 | 0.36718 | 0.36718 | 0.36718 | 0.36718 | 0.36718 | 0.36718 | 0.36718 | 0.36718 | 0.36718 | 0.36718 | 0.36718 | 0.36718 | 0.36718 | 0.36718 | 0.36718 | 0 | 0 | 0 | 0 | 0 | 0 | 0 | 0 | 0 | 0.14564 | 0.20934 | 0.2017 | 0.19435 | 0.18752 | 0.18134 | 0.17594 | 0.17136 | 0.16752 | 0.16437 | 0.16184 | 0.15983 | 0.15824 | 0.15699 | 0.156 | 0.15527 | 0.15467 | 0.15423 | 0.15389 | 0.15363 | 0.15342 | 0 | 0 | 0 | 0 | 0 | 0 | 0 | 0 | 0 | 0 | 0 | 0 | 0 | 0 | 0 | 0 | 0 | 0 | 0 | 0 | 0 | 0 | 0 | 0 | 0 | 0 | 0 | 0 | 0 | 0 | 0 | 0 | 0 | 0 | 0 | 0 | 0 | 0 | 0 | 0 | 0 | 0 | 0 | 0 | 0 | 0 | 0 | 0 | 0 | 0 | 0 | 0 | 0 | 0 | 0 | 0 | 0 | 0 | 0 | 0 | 0 | 0 | 0 | 0 | 0 | 0 | 0 | 0 | 0 | 0 | 0 | 0 | 0 | 0 | 0 | 0 | 0 | 0 | 0 | 0 | 0 | 0 | 0 | 0 | 0 | 0 | 0 | 0 | 0 | 0 | 0 | 0 | 0 | 0 | 0 | 0 | 0 | 0 | 0 | 0 | 0 | 0 | 0 | 0 | 0 | 0 | 0 | 0 | 0 | 0 | 0 | 0 | 0 | 0 | 0 | 0 | 0 | 0 | 0 | 0
186 | Std B74 | 186 | 2013 T-24 - NRNC-Refrigeration-Warehouse | 0 | 0 | 0 | 0 | 0 | 0 | 0 | 0 | 0 | 0.23668 | 0.35261 | 0.35261 | 0.35261 | 0.35261 | 0.35261 | 0.35261 | 0.35261 | 0.35261 | 0.35261 | 0.35261 | 0.35261 | 0.35261 | 0.35261 | 0.35261 | 0.35261 | 0.35261 | 0.35261 | 0.35261 | 0.35261 | 0.35261 | 0 | 0 | 0 | 0 | 0 | 0 | 0 | 0 | 0 | 0.16769 | 0.24965 | 0.24938 | 0.24905 | 0.24857 | 0.24797 | 0.24717 | 0.24612 | 0.24472 | 0.24294 | 0.24069 | 0.23786 | 0.23441 | 0.2303 | 0.22559 | 0.22039 | 0.21485 | 0.20922 | 0.20376 | 0.19865 | 0.19412 | 0 | 0 | 0 | 0 | 0 | 0 | 0 | 0 | 0 | 0.039025 | 0.058139 | 0.058139 | 0.058139 | 0.058139 | 0.058139 | 0.058139 | 0.058139 | 0.058139 | 0.058139 | 0.058139 | 0.058139 | 0.058139 | 0.058139 | 0.058139 | 0.058139 | 0.058139 | 0.058139 | 0.058139 | 0.058139 | 0.058139 | 0 | 0 | 0 | 0 | 0 | 0 | 0 | 0 | 0 | 0.027649 | 0.041163 | 0.041118 | 0.041064 | 0.040985 | 0.040886 | 0.040754 | 0.040581 | 0.04035 | 0.040057 | 0.039685 | 0.039219 | 0.038649 | 0.037972 | 0.037196 | 0.036338 | 0.035425 | 0.034496 | 0.033597 | 0.032755 | 0.032007 | 0 | 0 | 0 | 0 | 0 | 0 | 0 | 0 | 0 | 0 | 0 | 0 | 0 | 0 | 0 | 0 | 0 | 0 | 0 | 0 | 0 | 0 | 0 | 0 | 0 | 0 | 0 | 0 | 0 | 0 | 0 | 0 | 0 | 0 | 0 | 0 | 0 | 0 | 0 | 0 | 0 | 0 | 0 | 0 | 0 | 0 | 0 | 0 | 0 | 0 | 0 | 0 | 0 | 0 | 0 | 0 | 0 | 0 | 0 | 0
187 | Std B75 | 187 | 2013 T-24 - NRNC-Refrigeration-Supermarket | 0 | 0 | 0 | 0 | 0 | 0 | 0 | 0 | 0 | 3.8205 | 5.6918 | 5.6918 | 5.6918 | 5.6918 | 5.6918 | 5.6918 | 5.6918 | 5.6918 | 5.6918 | 5.6918 | 5.6918 | 5.6918 | 5.6918 | 5.6918 | 5.6918 | 5.6918 | 5.6918 | 5.6918 | 5.6918 | 5.6918 | 0 | 0 | 0 | 0 | 0 | 0 | 0 | 0 | 0 | 2.7069 | 4.0299 | 4.0254 | 4.0202 | 4.0125 | 4.0028 | 3.9899 | 3.9729 | 3.9503 | 3.9216 | 3.8852 | 3.8395 | 3.7838 | 3.7175 | 3.6415 | 3.5575 | 3.4681 | 3.3772 | 3.2891 | 3.2067 | 3.1335 | 0 | 0 | 0 | 0 | 0 | 0 | 0 | 0 | 0 | 0.32664 | 0.48663 | 0.48663 | 0.48663 | 0.48663 | 0.48663 | 0.48663 | 0.48663 | 0.48663 | 0.48663 | 0.48663 | 0.48663 | 0.48663 | 0.48663 | 0.48663 | 0.48663 | 0.48663 | 0.48663 | 0.48663 | 0.48663 | 0.48663 | 0 | 0 | 0 | 0 | 0 | 0 | 0 | 0 | 0 | 0.23143 | 0.34454 | 0.34416 | 0.34371 | 0.34306 | 0.34223 | 0.34112 | 0.33967 | 0.33773 | 0.33528 | 0.33217 | 0.32827 | 0.3235 | 0.31783 | 0.31134 | 0.30415 | 0.29652 | 0.28874 | 0.28121 | 0.27416 | 0.26791 | 0 | 0 | 0 | 0 | 0 | 0 | 0 | 0 | 0 | 0.46166 | 0.68778 | 0.68778 | 0.68778 | 0.68778 | 0.68778 | 0.68778 | 0.68778 | 0.68778 | 0.68778 | 0.68778 | 0.68778 | 0.68778 | 0.68778 | 0.68778 | 0.68778 | 0.68778 | 0.68778 | 0.68778 | 0.68778 | 0.68778 | 0 | 0 | 0 | 0 | 0 | 0 | 0 | 0 | 0 | 0.32709 | 0.48695 | 0.48642 | 0.48578 | 0.48485 | 0.48368 | 0.48212 | 0.48007 | 0.47733 | 0.47387 | 0.46947 | 0.46395 | 0.45722 | 0.44921 | 0.44003 | 0.42987 | 0.41908 | 0.40809 | 0.39744 | 0.38748 | 0.37864
188 | Std B76 | 188 | 2013 T-24 - NRNC-Process-Process Boilers | 0 | 0 | 0 | 0 | 0 | 0 | 0 | 0 | 0 | 0.14406 | 0.21462 | 0.21462 | 0.21462 | 0.21462 | 0.21462 | 0.21462 | 0.21462 | 0.21462 | 0.21462 | 0.21462 | 0.21462 | 0.21462 | 0.21462 | 0.21462 | 0.21462 | 0.21462 | 0.21462 | 0.21462 | 0.21462 | 0.21462 | 0 | 0 | 0 | 0 | 0 | 0 | 0 | 0 | 0 | 0.10046 | 0.14817 | 0.14607 | 0.14331 | 0.14006 | 0.13665 | 0.13348 | 0.13085 | 0.12885 | 0.12745 | 0.12652 | 0.12592 | 0.12554 | 0.12531 | 0.12518 | 0.12509 | 0.12503 | 0.12499 | 0.12498 | 0.12496 | 0.12496 | 0 | 0 | 0 | 0 | 0 | 0 | 0 | 0 | 0 | 0 | 0 | 0 | 0 | 0 | 0 | 0 | 0 | 0 | 0 | 0 | 0 | 0 | 0 | 0 | 0 | 0 | 0 | 0 | 0 | 0 | 0 | 0 | 0 | 0 | 0 | 0 | 0 | 0 | 0 | 0 | 0 | 0 | 0 | 0 | 0 | 0 | 0 | 0 | 0 | 0 | 0 | 0 | 0 | 0 | 0 | 0 | 0 | 0 | 0 | 0 | 0 | 0 | 0 | 0 | 0 | 0 | 0 | 0 | 0 | 0.2689 | 0.4006 | 0.4006 | 0.4006 | 0.4006 | 0.4006 | 0.4006 | 0.4006 | 0.4006 | 0.4006 | 0.4006 | 0.4006 | 0.4006 | 0.4006 | 0.4006 | 0.4006 | 0.4006 | 0.4006 | 0.4006 | 0.4006 | 0.4006 | 0 | 0 | 0 | 0 | 0 | 0 | 0 | 0 | 0 | 0.18752 | 0.27658 | 0.27265 | 0.26751 | 0.26145 | 0.25508 | 0.24916 | 0.24424 | 0.24051 | 0.2379 | 0.23616 | 0.23505 | 0.23434 | 0.23391 | 0.23366 | 0.23349 | 0.23337 | 0.23332 | 0.23329 | 0.23326 | 0.23326
189 | Std B77 | 189 | 2013 T-24 - NRNC-Process-Air Compressors | 0 | 0 | 0 | 0 | 0 | 0 | 0 | 0 | 0 | 2.2327 | 3.3262 | 3.3262 | 3.3262 | 3.3262 | 3.3262 | 3.3262 | 3.3262 | 3.3262 | 3.3262 | 3.3262 | 3.3262 | 3.3262 | 3.3262 | 3.3262 | 3.3262 | 3.3262 | 3.3262 | 3.3262 | 3.3262 | 3.3262 | 0 | 0 | 0 | 0 | 0 | 0 | 0 | 0 | 0 | 1.3194 | 1.8964 | 1.8272 | 1.7606 | 1.6987 | 1.6428 | 1.5939 | 1.5523 | 1.5176 | 1.489 | 1.4661 | 1.4479 | 1.4335 | 1.4222 | 1.4132 | 1.4066 | 1.4012 | 1.3971 | 1.3941 | 1.3917 | 1.3898 | 0 | 0 | 0 | 0 | 0 | 0 | 0 | 0 | 0 | 0 | 0 | 0 | 0 | 0 | 0 | 0 | 0 | 0 | 0 | 0 | 0 | 0 | 0 | 0 | 0 | 0 | 0 | 0 | 0 | 0 | 0 | 0 | 0 | 0 | 0 | 0 | 0 | 0 | 0 | 0 | 0 | 0 | 0 | 0 | 0 | 0 | 0 | 0 | 0 | 0 | 0 | 0 | 0 | 0 | 0 | 0 | 0 | 0 | 0 | 0 | 0 | 0 | 0 | 0 | 0 | 0 | 0 | 0 | 0 | 0 | 0 | 0 | 0 | 0 | 0 | 0 | 0 | 0 | 0 | 0 | 0 | 0 | 0 | 0 | 0 | 0 | 0 | 0 | 0 | 0 | 0 | 0 | 0 | 0 | 0 | 0 | 0 | 0 | 0 | 0 | 0 | 0 | 0 | 0 | 0 | 0 | 0 | 0 | 0 | 0 | 0 | 0 | 0 | 0 | 0 | 0 | 0 | 0 | 0 | 0
190 | Std B78 | 190 | 2013 T-24 - NRNC-Process-Data Centers | 0 | 0 | 0 | 0 | 0 | 0 | 0 | 0 | 0 | 5.8298 | 8.6852 | 8.6852 | 8.6852 | 8.6852 | 8.6852 | 8.6852 | 8.6852 | 8.6852 | 8.6852 | 8.6852 | 8.6852 | 8.6852 | 8.6852 | 8.6852 | 8.6852 | 8.6852 | 8.6852 | 8.6852 | 8.6852 | 8.6852 | 0 | 0 | 0 | 0 | 0 | 0 | 0 | 0 | 0 | 3.445 | 4.9517 | 4.771 | 4.5971 | 4.4356 | 4.2894 | 4.1618 | 4.0532 | 3.9626 | 3.888 | 3.8282 | 3.7807 | 3.7431 | 3.7135 | 3.69 | 3.6728 | 3.6586 | 3.6481 | 3.6401 | 3.6339 | 3.629 | 0 | 0 | 0 | 0 | 0 | 0 | 0 | 0 | 0 | 0.16959 | 0.25266 | 0.25266 | 0.25266 | 0.25266 | 0.25266 | 0.25266 | 0.25266 | 0.25266 | 0.25266 | 0.25266 | 0.25266 | 0.25266 | 0.25266 | 0.25266 | 0.25266 | 0.25266 | 0.25266 | 0.25266 | 0.25266 | 0.25266 | 0 | 0 | 0 | 0 | 0 | 0 | 0 | 0 | 0 | 0.10022 | 0.14405 | 0.13879 | 0.13373 | 0.12903 | 0.12478 | 0.12107 | 0.11791 | 0.11528 | 0.1131 | 0.11136 | 0.10998 | 0.10889 | 0.10803 | 0.10735 | 0.10684 | 0.10643 | 0.10613 | 0.10589 | 0.10571 | 0.10557 | 0 | 0 | 0 | 0 | 0 | 0 | 0 | 0 | 0 | 0 | 0 | 0 | 0 | 0 | 0 | 0 | 0 | 0 | 0 | 0 | 0 | 0 | 0 | 0 | 0 | 0 | 0 | 0 | 0 | 0 | 0 | 0 | 0 | 0 | 0 | 0 | 0 | 0 | 0 | 0 | 0 | 0 | 0 | 0 | 0 | 0 | 0 | 0 | 0 | 0 | 0 | 0 | 0 | 0 | 0 | 0 | 0 | 0 | 0 | 0
191 | Std B79 | 191 | 2013 T-24 - NRNC-DHW - Hotel DHW Control and Solar | 0 | 0 | 0 | 0 | 0 | 0 | 0 | 0 | 0 | -0.033321 | -0.049641 | -0.049641 | -0.049641 | -0.049641 | -0.049641 | -0.049641 | -0.049641 | -0.049641 | -0.049641 | -0.049641 | -0.049641 | -0.049641 | -0.049641 | -0.049641 | -0.049641 | -0.049641 | -0.049641 | -0.049641 | -0.049641 | -0.049641 | 0 | 0 | 0 | 0 | 0 | 0 | 0 | 0 | 0 | -0.02326 | -0.034526 | -0.034392 | -0.034255 | -0.034121 | -0.033998 | -0.033881 | -0.033783 | -0.033698 | -0.033624 | -0.033568 | -0.033522 | -0.033483 | -0.033455 | -0.033434 | -0.033416 | -0.033402 | -0.033391 | -0.033384 | -0.033377 | -0.033374 | 0 | 0 | 0 | 0 | 0 | 0 | 0 | 0 | 0 | 0 | 0 | 0 | 0 | 0 | 0 | 0 | 0 | 0 | 0 | 0 | 0 | 0 | 0 | 0 | 0 | 0 | 0 | 0 | 0 | 0 | 0 | 0 | 0 | 0 | 0 | 0 | 0 | 0 | 0 | 0 | 0 | 0 | 0 | 0 | 0 | 0 | 0 | 0 | 0 | 0 | 0 | 0 | 0 | 0 | 0 | 0 | 0 | 0 | 0 | 0 | 0 | 0 | 0 | 0 | 0 | 0 | 0 | 0 | 0 | 0.12629 | 0.18814 | 0.18814 | 0.18814 | 0.18814 | 0.18814 | 0.18814 | 0.18814 | 0.18814 | 0.18814 | 0.18814 | 0.18814 | 0.18814 | 0.18814 | 0.18814 | 0.18814 | 0.18814 | 0.18814 | 0.18814 | 0.18814 | 0.18814 | 0 | 0 | 0 | 0 | 0 | 0 | 0 | 0 | 0 | 0.088158 | 0.13086 | 0.13035 | 0.12983 | 0.12932 | 0.12885 | 0.12841 | 0.12804 | 0.12772 | 0.12744 | 0.12722 | 0.12705 | 0.1269 | 0.1268 | 0.12672 | 0.12665 | 0.1266 | 0.12656 | 0.12653 | 0.1265 | 0.12649
192 | Std B80 | 192 | 2013 T-24 - NRNC-DHW-Solar Water Heating | 0 | 0 | 0 | 0 | 0 | 0 | 0 | 0 | 0 | 0.26207 | 0.39043 | 0.39043 | 0.39043 | 0.39043 | 0.39043 | 0.39043 | 0.39043 | 0.39043 | 0.39043 | 0.39043 | 0.39043 | 0.39043 | 0.39043 | 0.39043 | 0.39043 | 0.39043 | 0.39043 | 0.39043 | 0.39043 | 0.39043 | 0 | 0 | 0 | 0 | 0 | 0 | 0 | 0 | 0 | 0.18294 | 0.27155 | 0.27049 | 0.26941 | 0.26836 | 0.26739 | 0.26647 | 0.2657 | 0.26503 | 0.26445 | 0.26401 | 0.26365 | 0.26334 | 0.26312 | 0.26295 | 0.26282 | 0.26271 | 0.26262 | 0.26257 | 0.26251 | 0.26248 | 0 | 0 | 0 | 0 | 0 | 0 | 0 | 0 | 0 | 0.030698 | 0.045734 | 0.045734 | 0.045734 | 0.045734 | 0.045734 | 0.045734 | 0.045734 | 0.045734 | 0.045734 | 0.045734 | 0.045734 | 0.045734 | 0.045734 | 0.045734 | 0.045734 | 0.045734 | 0.045734 | 0.045734 | 0.045734 | 0.045734 | 0 | 0 | 0 | 0 | 0 | 0 | 0 | 0 | 0 | 0.02143 | 0.031809 | 0.031686 | 0.031559 | 0.031436 | 0.031322 | 0.031215 | 0.031124 | 0.031046 | 0.030978 | 0.030926 | 0.030883 | 0.030848 | 0.030822 | 0.030802 | 0.030786 | 0.030773 | 0.030763 | 0.030757 | 0.03075 | 0.030747 | 0 | 0 | 0 | 0 | 0 | 0 | 0 | 0 | 0 | 0.082085 | 0.12229 | 0.12229 | 0.12229 | 0.12229 | 0.12229 | 0.12229 | 0.12229 | 0.12229 | 0.12229 | 0.12229 | 0.12229 | 0.12229 | 0.12229 | 0.12229 | 0.12229 | 0.12229 | 0.12229 | 0.12229 | 0.12229 | 0.12229 | 0 | 0 | 0 | 0 | 0 | 0 | 0 | 0 | 0 | 0.057301 | 0.085054 | 0.084724 | 0.084386 | 0.084056 | 0.083752 | 0.083465 | 0.083222 | 0.083014 | 0.082832 | 0.082693 | 0.08258 | 0.082484 | 0.082415 | 0.082363 | 0.082319 | 0.082285 | 0.082258 | 0.082241 | 0.082224 | 0.082215
193 | Std B81 | 193 | 2013 T-24 - NRNC-Solar-Solar Ready | 0 | 0 | 0 | 0 | 0 | 0 | 0 | 0 | 0 | 2.6706 | 3.9786 | 3.9786 | 3.9786 | 3.9786 | 3.9786 | 3.9786 | 3.9786 | 3.9786 | 3.9786 | 3.9786 | 3.9786 | 3.9786 | 3.9786 | 3.9786 | 3.9786 | 3.9786 | 3.9786 | 3.9786 | 3.9786 | 3.9786 | 0 | 0 | 0 | 0 | 0 | 0 | 0 | 0 | 0 | 1.8642 | 2.7672 | 2.7564 | 2.7454 | 2.7347 | 2.7248 | 2.7155 | 2.7076 | 2.7008 | 2.6949 | 2.6903 | 2.6867 | 2.6836 | 2.6813 | 2.6796 | 2.6782 | 2.6771 | 2.6762 | 2.6756 | 2.6751 | 2.6748 | 0 | 0 | 0 | 0 | 0 | 0 | 0 | 0 | 0 | 0 | 0 | 0 | 0 | 0 | 0 | 0 | 0 | 0 | 0 | 0 | 0 | 0 | 0 | 0 | 0 | 0 | 0 | 0 | 0 | 0 | 0 | 0 | 0 | 0 | 0 | 0 | 0 | 0 | 0 | 0 | 0 | 0 | 0 | 0 | 0 | 0 | 0 | 0 | 0 | 0 | 0 | 0 | 0 | 0 | 0 | 0 | 0 | 0 | 0 | 0 | 0 | 0 | 0 | 0 | 0 | 0 | 0 | 0 | 0 | 0 | 0 | 0 | 0 | 0 | 0 | 0 | 0 | 0 | 0 | 0 | 0 | 0 | 0 | 0 | 0 | 0 | 0 | 0 | 0 | 0 | 0 | 0 | 0 | 0 | 0 | 0 | 0 | 0 | 0 | 0 | 0 | 0 | 0 | 0 | 0 | 0 | 0 | 0 | 0 | 0 | 0 | 0 | 0 | 0 | 0 | 0 | 0 | 0 | 0 | 0
194 | Std B82 | 194 | 2013 T-24 - NRNC-Whole Building | 0 | 0 | 0 | 0 | 0 | 0 | 0 | 0 | 0 | 37.9891 | 56.596 | 56.596 | 56.596 | 56.596 | 56.596 | 56.596 | 56.596 | 56.596 | 56.596 | 56.596 | 56.596 | 56.596 | 56.596 | 56.596 | 56.596 | 56.596 | 56.596 | 56.596 | 56.596 | 56.596 | 0 | 0 | 0 | 0 | 0 | 0 | 0 | 0 | 0 | 22.1604 | 32.1747 | 31.4232 | 30.7723 | 30.2218 | 29.7677 | 29.402 | 29.1127 | 28.8837 | 28.7028 | 28.5662 | 28.4617 | 28.3814 | 28.3171 | 28.2729 | 28.2367 | 28.2086 | 28.1885 | 28.1764 | 28.1644 | 28.1563 | 0 | 0 | 0 | 0 | 0 | 0 | 0 | 0 | 0 | 9.917 | 14.7743 | 14.7743 | 14.7743 | 14.7743 | 14.7743 | 14.7743 | 14.7743 | 14.7743 | 14.7743 | 14.7743 | 14.7743 | 14.7743 | 14.7743 | 14.7743 | 14.7743 | 14.7743 | 14.7743 | 14.7743 | 14.7743 | 14.7743 | 0 | 0 | 0 | 0 | 0 | 0 | 0 | 0 | 0 | 5.785 | 8.3992 | 8.203 | 8.0331 | 7.8894 | 7.7708 | 7.6754 | 7.5998 | 7.5401 | 7.4928 | 7.4572 | 7.4299 | 7.4089 | 7.3921 | 7.3806 | 7.3712 | 7.3638 | 7.3586 | 7.3554 | 7.3523 | 7.3502 | 0 | 0 | 0 | 0 | 0 | 0 | 0 | 0 | 0 | 0.24722 | 0.36831 | 0.36831 | 0.36831 | 0.36831 | 0.36831 | 0.36831 | 0.36831 | 0.36831 | 0.36831 | 0.36831 | 0.36831 | 0.36831 | 0.36831 | 0.36831 | 0.36831 | 0.36831 | 0.36831 | 0.36831 | 0.36831 | 0.36831 | 0 | 0 | 0 | 0 | 0 | 0 | 0 | 0 | 0 | 0.14421 | 0.20938 | 0.20449 | 0.20026 | 0.19668 | 0.19372 | 0.19134 | 0.18946 | 0.18797 | 0.18679 | 0.1859 | 0.18522 | 0.1847 | 0.18428 | 0.18399 | 0.18376 | 0.18357 | 0.18344 | 0.18337 | 0.18329 | 0.18323
195 | Std B83 | 195 | 2013 T-24 - RNC-Lighting | 0 | 0 | 0 | 0 | 0 | 0 | 0 | 0 | 0 | 0.75346 | 0.75346 | 0.75346 | 0.75346 | 0.75346 | 0.75346 | 0.75346 | 0.75346 | 0.75346 | 0.75346 | 0.75346 | 0.75346 | 0.75346 | 0.75346 | 0.75346 | 0.75346 | 0.75346 | 0.75346 | 0.75346 | 0.75346 | 0.75346 | 0 | 0 | 0 | 0 | 0 | 0 | 0 | 0 | 0 | 0.42834 | 0.41566 | 0.40512 | 0.39683 | 0.39052 | 0.38587 | 0.3825 | 0.38003 | 0.37838 | 0.37715 | 0.37634 | 0.37575 | 0.37538 | 0.37506 | 0.3749 | 0.37474 | 0.37468 | 0.37463 | 0.37458 | 0.37452 | 0.37452 | 0 | 0 | 0 | 0 | 0 | 0 | 0 | 0 | 0 | 0 | 0 | 0 | 0 | 0 | 0 | 0 | 0 | 0 | 0 | 0 | 0 | 0 | 0 | 0 | 0 | 0 | 0 | 0 | 0 | 0 | 0 | 0 | 0 | 0 | 0 | 0 | 0 | 0 | 0 | 0 | 0 | 0 | 0 | 0 | 0 | 0 | 0 | 0 | 0 | 0 | 0 | 0 | 0 | 0 | 0 | 0 | 0 | 0 | 0 | 0 | 0 | 0 | 0 | 0 | 0 | 0 | 0 | 0 | 0 | -0.017288 | -0.017288 | -0.017288 | -0.017288 | -0.017288 | -0.017288 | -0.017288 | -0.017288 | -0.017288 | -0.017288 | -0.017288 | -0.017288 | -0.017288 | -0.017288 | -0.017288 | -0.017288 | -0.017288 | -0.017288 | -0.017288 | -0.017288 | -0.017288 | 0 | 0 | 0 | 0 | 0 | 0 | 0 | 0 | 0 | -0.0098282 | -0.0095373 | -0.0092955 | -0.0091052 | -0.0089604 | -0.0088536 | -0.0087763 | -0.0087198 | -0.0086818 | -0.0086535 | -0.0086351 | -0.0086216 | -0.008613 | -0.0086057 | -0.008602 | -0.0085983 | -0.0085971 | -0.0085959 | -0.0085946 | -0.0085934 | -0.0085934
196 | Std B84 | 196 | - RNC-Envelope-Wall Insulation
197 | Std B85 | 197 | - RNC-Envelope-Fenestration
198 | Std B86 | 198 | - RNC-Envelope-Roof Envelope
199 | Std B87 | 199 | - RNC-Envelope-Advanced Envelope
200 | Std B88 | 200 | - RNC-HVAC-Whole House Fans
201 | Std B89 | 201 | - RNC-HVAC-Zoned AC
202 | Std B90 | 202 | - RNC-HVAC-Duct
203 | Std B91 | 203 | - RNC-HVAC - Refrigerant Charge
204 | Std B92 | 204 | - RNC-DHW-SF DHW
205 | Std B93 | 205 | 2013 T-24 - RNC-DHW - MF DHW Control and Solar | 0 | 0 | 0 | 0 | 0 | 0 | 0 | 0 | 0 | -0.10251 | -0.13606 | -0.13606 | -0.13606 | -0.13606 | -0.13606 | -0.13606 | -0.13606 | -0.13606 | -0.13606 | -0.13606 | -0.13606 | -0.13606 | -0.13606 | -0.13606 | -0.13606 | -0.13606 | -0.13606 | -0.13606 | -0.13606 | -0.13606 | 0 | 0 | 0 | 0 | 0 | 0 | 0 | 0 | 0 | -0.071559 | -0.094631 | -0.094264 | -0.093887 | -0.09352 | -0.093182 | -0.092863 | -0.092593 | -0.092361 | -0.092158 | -0.092003 | -0.091878 | -0.091771 | -0.091694 | -0.091636 | -0.091588 | -0.091549 | -0.09152 | -0.091501 | -0.091482 | -0.091472 | 0 | 0 | 0 | 0 | 0 | 0 | 0 | 0 | 0 | 0 | 0 | 0 | 0 | 0 | 0 | 0 | 0 | 0 | 0 | 0 | 0 | 0 | 0 | 0 | 0 | 0 | 0 | 0 | 0 | 0 | 0 | 0 | 0 | 0 | 0 | 0 | 0 | 0 | 0 | 0 | 0 | 0 | 0 | 0 | 0 | 0 | 0 | 0 | 0 | 0 | 0 | 0 | 0 | 0 | 0 | 0 | 0 | 0 | 0 | 0 | 0 | 0 | 0 | 0 | 0 | 0 | 0 | 0 | 0 | 0.40364 | 0.53574 | 0.53574 | 0.53574 | 0.53574 | 0.53574 | 0.53574 | 0.53574 | 0.53574 | 0.53574 | 0.53574 | 0.53574 | 0.53574 | 0.53574 | 0.53574 | 0.53574 | 0.53574 | 0.53574 | 0.53574 | 0.53574 | 0.53574 | 0 | 0 | 0 | 0 | 0 | 0 | 0 | 0 | 0 | 0.28177 | 0.37261 | 0.37117 | 0.36968 | 0.36824 | 0.36691 | 0.36565 | 0.36459 | 0.36367 | 0.36288 | 0.36227 | 0.36177 | 0.36135 | 0.36105 | 0.36082 | 0.36063 | 0.36048 | 0.36037 | 0.36029 | 0.36021 | 0.36018
206 | Std B94 | 206 | 2013 T-24 - RNC-DHW - High Efficiency Water Heater Ready | 0 | 0 | 0 | 0 | 0 | 0 | 0 | 0 | 0 | 0 | 0 | 0 | 0 | 0 | 0 | 0 | 0 | 0 | 0 | 0 | 0 | 0 | 0 | 0 | 0 | 0 | 0 | 0 | 0 | 0 | 0 | 0 | 0 | 0 | 0 | 0 | 0 | 0 | 0 | 0 | 0 | 0 | 0 | 0 | 0 | 0 | 0 | 0 | 0 | 0 | 0 | 0 | 0 | 0 | 0 | 0 | 0 | 0 | 0 | 0 | 0 | 0 | 0 | 0 | 0 | 0 | 0 | 0 | 0 | 0 | 0 | 0 | 0 | 0 | 0 | 0 | 0 | 0 | 0 | 0 | 0 | 0 | 0 | 0 | 0 | 0 | 0 | 0 | 0 | 0 | 0 | 0 | 0 | 0 | 0 | 0 | 0 | 0 | 0 | 0 | 0 | 0 | 0 | 0 | 0 | 0 | 0 | 0 | 0 | 0 | 0 | 0 | 0 | 0 | 0 | 0 | 0 | 0 | 0 | 0 | 0 | 0 | 0 | 0 | 0 | 0 | 0 | 0 | 0 | 0.026306 | 0.026306 | 0.026306 | 0.026306 | 0.026306 | 0.026306 | 0.026306 | 0.026306 | 0.026306 | 0.026306 | 0.026306 | 0.026306 | 0.026306 | 0.026306 | 0.026306 | 0.026306 | 0.026306 | 0.026306 | 0.026306 | 0.026306 | 0.026306 | 0 | 0 | 0 | 0 | 0 | 0 | 0 | 0 | 0 | 0.014955 | 0.014512 | 0.014144 | 0.013855 | 0.013634 | 0.013472 | 0.013354 | 0.013268 | 0.01321 | 0.013167 | 0.013139 | 0.013119 | 0.013106 | 0.013094 | 0.013089 | 0.013083 | 0.013081 | 0.01308 | 0.013078 | 0.013076 | 0.013076
207 | Std B95 | 207 | 2013 T-24 - RNC-DHW - Solar for Electrically Heated Homes | 0 | 0 | 0 | 0 | 0 | 0 | 0 | 0 | 0 | 0.024299 | 0.024299 | 0.024299 | 0.024299 | 0.024299 | 0.024299 | 0.024299 | 0.024299 | 0.024299 | 0.024299 | 0.024299 | 0.024299 | 0.024299 | 0.024299 | 0.024299 | 0.024299 | 0.024299 | 0.024299 | 0.024299 | 0.024299 | 0.024299 | 0 | 0 | 0 | 0 | 0 | 0 | 0 | 0 | 0 | 0.016962 | 0.0169 | 0.016834 | 0.016767 | 0.016702 | 0.016641 | 0.016584 | 0.016536 | 0.016495 | 0.016458 | 0.016431 | 0.016408 | 0.016389 | 0.016376 | 0.016365 | 0.016357 | 0.01635 | 0.016345 | 0.016341 | 0.016338 | 0.016336 | 0 | 0 | 0 | 0 | 0 | 0 | 0 | 0 | 0 | 0.0026998 | 0.0026998 | 0.0026998 | 0.0026998 | 0.0026998 | 0.0026998 | 0.0026998 | 0.0026998 | 0.0026998 | 0.0026998 | 0.0026998 | 0.0026998 | 0.0026998 | 0.0026998 | 0.0026998 | 0.0026998 | 0.0026998 | 0.0026998 | 0.0026998 | 0.0026998 | 0.0026998 | 0 | 0 | 0 | 0 | 0 | 0 | 0 | 0 | 0 | 0.0018847 | 0.0018778 | 0.0018705 | 0.001863 | 0.0018557 | 0.001849 | 0.0018427 | 0.0018373 | 0.0018327 | 0.0018287 | 0.0018256 | 0.0018231 | 0.001821 | 0.0018195 | 0.0018184 | 0.0018174 | 0.0018166 | 0.0018161 | 0.0018157 | 0.0018153 | 0.0018151 | 0 | 0 | 0 | 0 | 0 | 0 | 0 | 0 | 0 | 0 | 0 | 0 | 0 | 0 | 0 | 0 | 0 | 0 | 0 | 0 | 0 | 0 | 0 | 0 | 0 | 0 | 0 | 0 | 0 | 0 | 0 | 0 | 0 | 0 | 0 | 0 | 0 | 0 | 0 | 0 | 0 | 0 | 0 | 0 | 0 | 0 | 0 | 0 | 0 | 0 | 0 | 0 | 0 | 0 | 0 | 0 | 0 | 0 | 0 | 0
208 | Std B96 | 208 | 2013 T-24 - RNC-Solar - Solar Ready & Oriented Homes | 0 | 0 | 0 | 0 | 0 | 0 | 0 | 0 | 0 | 0.025241 | 0.025241 | 0.025241 | 0.025241 | 0.025241 | 0.025241 | 0.025241 | 0.025241 | 0.025241 | 0.025241 | 0.025241 | 0.025241 | 0.025241 | 0.025241 | 0.025241 | 0.025241 | 0.025241 | 0.025241 | 0.025241 | 0.025241 | 0.025241 | 0 | 0 | 0 | 0 | 0 | 0 | 0 | 0 | 0 | 0.01762 | 0.017555 | 0.017487 | 0.017417 | 0.017349 | 0.017287 | 0.017227 | 0.017177 | 0.017134 | 0.017097 | 0.017068 | 0.017045 | 0.017025 | 0.017011 | 0.017 | 0.016991 | 0.016984 | 0.016978 | 0.016975 | 0.016971 | 0.016969 | 0 | 0 | 0 | 0 | 0 | 0 | 0 | 0 | 0 | 0.035057 | 0.035057 | 0.035057 | 0.035057 | 0.035057 | 0.035057 | 0.035057 | 0.035057 | 0.035057 | 0.035057 | 0.035057 | 0.035057 | 0.035057 | 0.035057 | 0.035057 | 0.035057 | 0.035057 | 0.035057 | 0.035057 | 0.035057 | 0.035057 | 0 | 0 | 0 | 0 | 0 | 0 | 0 | 0 | 0 | 0.024472 | 0.024382 | 0.024288 | 0.024191 | 0.024096 | 0.024009 | 0.023927 | 0.023857 | 0.023798 | 0.023745 | 0.023705 | 0.023673 | 0.023646 | 0.023626 | 0.023611 | 0.023598 | 0.023588 | 0.023581 | 0.023576 | 0.023571 | 0.023569 | 0 | 0 | 0 | 0 | 0 | 0 | 0 | 0 | 0 | 0.002685 | 0.002685 | 0.002685 | 0.002685 | 0.002685 | 0.002685 | 0.002685 | 0.002685 | 0.002685 | 0.002685 | 0.002685 | 0.002685 | 0.002685 | 0.002685 | 0.002685 | 0.002685 | 0.002685 | 0.002685 | 0.002685 | 0.002685 | 0.002685 | 0 | 0 | 0 | 0 | 0 | 0 | 0 | 0 | 0 | 0.0018744 | 0.0018675 | 0.0018602 | 0.0018528 | 0.0018456 | 0.0018389 | 0.0018326 | 0.0018273 | 0.0018227 | 0.0018187 | 0.0018156 | 0.0018132 | 0.0018111 | 0.0018095 | 0.0018084 | 0.0018074 | 0.0018067 | 0.0018061 | 0.0018057 | 0.0018053 | 0.0018051
209 | Std B97 | 209 | 2013 T-24 - RNC-SF Whole Building | 0 | 0 | 0 | 0 | 0 | 0 | 0 | 0 | 0 | 4.8231 | 4.8231 | 4.8231 | 4.8231 | 4.8231 | 4.8231 | 4.8231 | 4.8231 | 4.8231 | 4.8231 | 4.8231 | 4.8231 | 4.8231 | 4.8231 | 4.8231 | 4.8231 | 4.8231 | 4.8231 | 4.8231 | 4.8231 | 4.8231 | 0 | 0 | 0 | 0 | 0 | 0 | 0 | 0 | 0 | 2.7419 | 2.6607 | 2.5933 | 2.5402 | 2.4998 | 2.47 | 2.4484 | 2.4327 | 2.4221 | 2.4142 | 2.4091 | 2.4053 | 2.4029 | 2.4008 | 2.3998 | 2.3988 | 2.3984 | 2.3981 | 2.3978 | 2.3974 | 2.3974 | 0 | 0 | 0 | 0 | 0 | 0 | 0 | 0 | 0 | 6.4004 | 6.4004 | 6.4004 | 6.4004 | 6.4004 | 6.4004 | 6.4004 | 6.4004 | 6.4004 | 6.4004 | 6.4004 | 6.4004 | 6.4004 | 6.4004 | 6.4004 | 6.4004 | 6.4004 | 6.4004 | 6.4004 | 6.4004 | 6.4004 | 0 | 0 | 0 | 0 | 0 | 0 | 0 | 0 | 0 | 3.6386 | 3.5309 | 3.4414 | 3.371 | 3.3174 | 3.2778 | 3.2492 | 3.2283 | 3.2142 | 3.2037 | 3.1969 | 3.1919 | 3.1887 | 3.186 | 3.1847 | 3.1833 | 3.1828 | 3.1824 | 3.1819 | 3.1815 | 3.1815 | 0 | 0 | 0 | 0 | 0 | 0 | 0 | 0 | 0 | 0.1934 | 0.1934 | 0.1934 | 0.1934 | 0.1934 | 0.1934 | 0.1934 | 0.1934 | 0.1934 | 0.1934 | 0.1934 | 0.1934 | 0.1934 | 0.1934 | 0.1934 | 0.1934 | 0.1934 | 0.1934 | 0.1934 | 0.1934 | 0.1934 | 0 | 0 | 0 | 0 | 0 | 0 | 0 | 0 | 0 | 0.10994 | 0.10669 | 0.10399 | 0.10186 | 0.10024 | 0.099042 | 0.098177 | 0.097546 | 0.09712 | 0.096804 | 0.096598 | 0.096447 | 0.096351 | 0.096269 | 0.096227 | 0.096186 | 0.096173 | 0.096159 | 0.096145 | 0.096131 | 0.096131
210 | Std B98 | 210 | 2013 T-24 - RNC-MF Whole Building | 0 | 0 | 0 | 0 | 0 | 0 | 0 | 0 | 0 | 0.98725 | 1.3103 | 1.3103 | 1.3103 | 1.3103 | 1.3103 | 1.3103 | 1.3103 | 1.3103 | 1.3103 | 1.3103 | 1.3103 | 1.3103 | 1.3103 | 1.3103 | 1.3103 | 1.3103 | 1.3103 | 1.3103 | 1.3103 | 1.3103 | 0 | 0 | 0 | 0 | 0 | 0 | 0 | 0 | 0 | 0.56125 | 0.72288 | 0.70455 | 0.69013 | 0.67915 | 0.67106 | 0.6652 | 0.66092 | 0.65803 | 0.65589 | 0.6545 | 0.65347 | 0.65282 | 0.65227 | 0.65199 | 0.65171 | 0.65161 | 0.65152 | 0.65143 | 0.65134 | 0.65134 | 0 | 0 | 0 | 0 | 0 | 0 | 0 | 0 | 0 | 0.9934 | 1.3185 | 1.3185 | 1.3185 | 1.3185 | 1.3185 | 1.3185 | 1.3185 | 1.3185 | 1.3185 | 1.3185 | 1.3185 | 1.3185 | 1.3185 | 1.3185 | 1.3185 | 1.3185 | 1.3185 | 1.3185 | 1.3185 | 1.3185 | 0 | 0 | 0 | 0 | 0 | 0 | 0 | 0 | 0 | 0.56475 | 0.72739 | 0.70894 | 0.69443 | 0.68339 | 0.67524 | 0.66935 | 0.66504 | 0.66214 | 0.65998 | 0.65858 | 0.65755 | 0.65689 | 0.65633 | 0.65605 | 0.65577 | 0.65568 | 0.65558 | 0.65549 | 0.6554 | 0.6554 | 0 | 0 | 0 | 0 | 0 | 0 | 0 | 0 | 0 | 0.033625 | 0.04463 | 0.04463 | 0.04463 | 0.04463 | 0.04463 | 0.04463 | 0.04463 | 0.04463 | 0.04463 | 0.04463 | 0.04463 | 0.04463 | 0.04463 | 0.04463 | 0.04463 | 0.04463 | 0.04463 | 0.04463 | 0.04463 | 0.04463 | 0 | 0 | 0 | 0 | 0 | 0 | 0 | 0 | 0 | 0.019116 | 0.024621 | 0.023997 | 0.023505 | 0.023132 | 0.022856 | 0.022656 | 0.02251 | 0.022412 | 0.022339 | 0.022292 | 0.022257 | 0.022235 | 0.022216 | 0.022206 | 0.022197 | 0.022194 | 0.02219 | 0.022187 | 0.022184 | 0.022184
211 | Std B99 | 211 | 2013 T-24 - RA-SF Whole Building | 0 | 0 | 0 | 0 | 0 | 0 | 0 | 0 | 0 | 2.0739 | 2.0739 | 2.0739 | 2.0739 | 2.0739 | 2.0739 | 2.0739 | 2.0739 | 2.0739 | 2.0739 | 2.0739 | 2.0739 | 2.0739 | 2.0739 | 2.0739 | 2.0739 | 2.0739 | 2.0739 | 2.0739 | 2.0739 | 2.0739 | 0 | 0 | 0 | 0 | 0 | 0 | 0 | 0 | 0 | 1.179 | 1.1441 | 1.1151 | 1.0923 | 1.0749 | 1.0621 | 1.0528 | 1.0461 | 1.0415 | 1.0381 | 1.0359 | 1.0343 | 1.0332 | 1.0324 | 1.0319 | 1.0315 | 1.0313 | 1.0312 | 1.031 | 1.0309 | 1.0309 | 0 | 0 | 0 | 0 | 0 | 0 | 0 | 0 | 0 | 2.7522 | 2.7522 | 2.7522 | 2.7522 | 2.7522 | 2.7522 | 2.7522 | 2.7522 | 2.7522 | 2.7522 | 2.7522 | 2.7522 | 2.7522 | 2.7522 | 2.7522 | 2.7522 | 2.7522 | 2.7522 | 2.7522 | 2.7522 | 2.7522 | 0 | 0 | 0 | 0 | 0 | 0 | 0 | 0 | 0 | 1.5646 | 1.5183 | 1.4798 | 1.4495 | 1.4265 | 1.4095 | 1.3971 | 1.3882 | 1.3821 | 1.3776 | 1.3747 | 1.3725 | 1.3712 | 1.37 | 1.3694 | 1.3688 | 1.3686 | 1.3684 | 1.3682 | 1.368 | 1.368 | 0 | 0 | 0 | 0 | 0 | 0 | 0 | 0 | 0 | 0.08316 | 0.08316 | 0.08316 | 0.08316 | 0.08316 | 0.08316 | 0.08316 | 0.08316 | 0.08316 | 0.08316 | 0.08316 | 0.08316 | 0.08316 | 0.08316 | 0.08316 | 0.08316 | 0.08316 | 0.08316 | 0.08316 | 0.08316 | 0.08316 | 0 | 0 | 0 | 0 | 0 | 0 | 0 | 0 | 0 | 0.047276 | 0.045877 | 0.044714 | 0.043799 | 0.043102 | 0.042588 | 0.042216 | 0.041945 | 0.041762 | 0.041626 | 0.041537 | 0.041472 | 0.041431 | 0.041396 | 0.041378 | 0.04136 | 0.041354 | 0.041348 | 0.041342 | 0.041336 | 0.041336
212 | Std B100 | 212 | 2013 T-24 - RA-MF Whole Building | 0 | 0 | 0 | 0 | 0 | 0 | 0 | 0 | 0 | 0.42452 | 0.56345 | 0.56345 | 0.56345 | 0.56345 | 0.56345 | 0.56345 | 0.56345 | 0.56345 | 0.56345 | 0.56345 | 0.56345 | 0.56345 | 0.56345 | 0.56345 | 0.56345 | 0.56345 | 0.56345 | 0.56345 | 0.56345 | 0.56345 | 0 | 0 | 0 | 0 | 0 | 0 | 0 | 0 | 0 | 0.24134 | 0.31084 | 0.30296 | 0.29676 | 0.29204 | 0.28856 | 0.28603 | 0.28419 | 0.28295 | 0.28203 | 0.28143 | 0.28099 | 0.28071 | 0.28047 | 0.28035 | 0.28023 | 0.28019 | 0.28015 | 0.28011 | 0.28007 | 0.28007 | 0 | 0 | 0 | 0 | 0 | 0 | 0 | 0 | 0 | 0.42716 | 0.56696 | 0.56696 | 0.56696 | 0.56696 | 0.56696 | 0.56696 | 0.56696 | 0.56696 | 0.56696 | 0.56696 | 0.56696 | 0.56696 | 0.56696 | 0.56696 | 0.56696 | 0.56696 | 0.56696 | 0.56696 | 0.56696 | 0.56696 | 0 | 0 | 0 | 0 | 0 | 0 | 0 | 0 | 0 | 0.24284 | 0.31278 | 0.30485 | 0.29861 | 0.29386 | 0.29035 | 0.28782 | 0.28597 | 0.28472 | 0.28379 | 0.28319 | 0.28275 | 0.28246 | 0.28222 | 0.2821 | 0.28198 | 0.28194 | 0.2819 | 0.28186 | 0.28182 | 0.28182 | 0 | 0 | 0 | 0 | 0 | 0 | 0 | 0 | 0 | 0.014459 | 0.019191 | 0.019191 | 0.019191 | 0.019191 | 0.019191 | 0.019191 | 0.019191 | 0.019191 | 0.019191 | 0.019191 | 0.019191 | 0.019191 | 0.019191 | 0.019191 | 0.019191 | 0.019191 | 0.019191 | 0.019191 | 0.019191 | 0.019191 | 0 | 0 | 0 | 0 | 0 | 0 | 0 | 0 | 0 | 0.0082198 | 0.010587 | 0.010319 | 0.010107 | 0.0099465 | 0.009828 | 0.0097422 | 0.0096795 | 0.0096372 | 0.0096059 | 0.0095855 | 0.0095705 | 0.0095609 | 0.0095528 | 0.0095487 | 0.0095446 | 0.0095432 | 0.0095419 | 0.0095405 | 0.0095391 | 0.0095391
213 | 0 | 213 | 2016 T-24 - NRA-Lighting-Alterations | 0 | 0 | 0 | 0 | 0 | 0 | 0 | 0 | 0 | 0 | 0 | 34.0392 | 37.1985 | 37.1985 | 37.1985 | 37.1985 | 37.1985 | 37.1985 | 37.1985 | 37.1985 | 37.1985 | 37.1985 | 37.1985 | 37.1985 | 37.1985 | 37.1985 | 37.1985 | 37.1985 | 37.1985 | 37.1985 | 0 | 0 | 0 | 0 | 0 | 0 | 0 | 0 | 0 | 0 | 0 | 20.3735 | 21.6015 | 20.9227 | 20.2413 | 19.5705 | 18.9181 | 18.2975 | 17.7165 | 17.1777 | 16.6891 | 16.2506 | 15.8598 | 15.5164 | 15.218 | 14.9592 | 14.7373 | 14.5498 | 14.3887 | 14.254 | 0 | 0 | 0 | 0 | 0 | 0 | 0 | 0 | 0 | 0 | 0 | 8.8798 | 9.704 | 9.704 | 9.704 | 9.704 | 9.704 | 9.704 | 9.704 | 9.704 | 9.704 | 9.704 | 9.704 | 9.704 | 9.704 | 9.704 | 9.704 | 9.704 | 9.704 | 9.704 | 0 | 0 | 0 | 0 | 0 | 0 | 0 | 0 | 0 | 0 | 0 | 5.3148 | 5.6352 | 5.4581 | 5.2803 | 5.1053 | 4.9352 | 4.7733 | 4.6217 | 4.4811 | 4.3537 | 4.2393 | 4.1373 | 4.0478 | 3.9699 | 3.9024 | 3.8445 | 3.7956 | 3.7536 | 3.7184 | 0 | 0 | 0 | 0 | 0 | 0 | 0 | 0 | 0 | 0 | 0 | -0.20627 | -0.22542 | -0.22542 | -0.22542 | -0.22542 | -0.22542 | -0.22542 | -0.22542 | -0.22542 | -0.22542 | -0.22542 | -0.22542 | -0.22542 | -0.22542 | -0.22542 | -0.22542 | -0.22542 | -0.22542 | -0.22542 | 0 | 0 | 0 | 0 | 0 | 0 | 0 | 0 | 0 | 0 | 0 | -0.12346 | -0.1309 | -0.12679 | -0.12266 | -0.1186 | -0.11464 | -0.11088 | -0.10736 | -0.1041 | -0.10113 | -0.098477 | -0.096109 | -0.094028 | -0.09222 | -0.090651 | -0.089307 | -0.08817 | -0.087194 | -0.086378
214 | 0 | 214 | 2016 T-24 - NRA-Lighting-Outdoor Lighting Controls | 0 | 0 | 0 | 0 | 0 | 0 | 0 | 0 | 0 | 0 | 0 | 0.72577 | 0.79313 | 0.79313 | 0.79313 | 0.79313 | 0.79313 | 0.79313 | 0.79313 | 0.79313 | 0.79313 | 0.79313 | 0.79313 | 0.79313 | 0.79313 | 0.79313 | 0.79313 | 0.79313 | 0.79313 | 0.79313 | 0 | 0 | 0 | 0 | 0 | 0 | 0 | 0 | 0 | 0 | 0 | 0.4344 | 0.46058 | 0.44611 | 0.43158 | 0.41728 | 0.40337 | 0.39013 | 0.37774 | 0.36626 | 0.35584 | 0.34649 | 0.33816 | 0.33084 | 0.32447 | 0.31895 | 0.31422 | 0.31023 | 0.30679 | 0.30392 | 0 | 0 | 0 | 0 | 0 | 0 | 0 | 0 | 0 | 0 | 0 | 0 | 0 | 0 | 0 | 0 | 0 | 0 | 0 | 0 | 0 | 0 | 0 | 0 | 0 | 0 | 0 | 0 | 0 | 0 | 0 | 0 | 0 | 0 | 0 | 0 | 0 | 0 | 0 | 0 | 0 | 0 | 0 | 0 | 0 | 0 | 0 | 0 | 0 | 0 | 0 | 0 | 0 | 0 | 0 | 0 | 0 | 0 | 0 | 0 | 0 | 0 | 0 | 0 | 0 | 0 | 0 | 0 | 0 | 0 | 0 | 0 | 0 | 0 | 0 | 0 | 0 | 0 | 0 | 0 | 0 | 0 | 0 | 0 | 0 | 0 | 0 | 0 | 0 | 0 | 0 | 0 | 0 | 0 | 0 | 0 | 0 | 0 | 0 | 0 | 0 | 0 | 0 | 0 | 0 | 0 | 0 | 0 | 0 | 0 | 0 | 0 | 0 | 0 | 0 | 0 | 0 | 0 | 0 | 0
215 | 0 | 215 | 2016 T-24 - NRA-Lighting-ASHARE Measure-Elevator Lighting & Ventilation | 0 | 0 | 0 | 0 | 0 | 0 | 0 | 0 | 0 | 0 | 0 | 1.16 | 1.2677 | 1.2677 | 1.2677 | 1.2677 | 1.2677 | 1.2677 | 1.2677 | 1.2677 | 1.2677 | 1.2677 | 1.2677 | 1.2677 | 1.2677 | 1.2677 | 1.2677 | 1.2677 | 1.2677 | 1.2677 | 0 | 0 | 0 | 0 | 0 | 0 | 0 | 0 | 0 | 0 | 0 | 0.62825 | 0.6412 | 0.59944 | 0.5637 | 0.53517 | 0.51339 | 0.49755 | 0.48639 | 0.47856 | 0.47325 | 0.46965 | 0.46722 | 0.4656 | 0.46443 | 0.46371 | 0.46326 | 0.46299 | 0.46272 | 0.46263 | 0 | 0 | 0 | 0 | 0 | 0 | 0 | 0 | 0 | 0 | 0 | 0.049715 | 0.054329 | 0.054329 | 0.054329 | 0.054329 | 0.054329 | 0.054329 | 0.054329 | 0.054329 | 0.054329 | 0.054329 | 0.054329 | 0.054329 | 0.054329 | 0.054329 | 0.054329 | 0.054329 | 0.054329 | 0.054329 | 0 | 0 | 0 | 0 | 0 | 0 | 0 | 0 | 0 | 0 | 0 | 0.026925 | 0.02748 | 0.02569 | 0.024159 | 0.022936 | 0.022002 | 0.021324 | 0.020845 | 0.02051 | 0.020282 | 0.020128 | 0.020024 | 0.019954 | 0.019904 | 0.019873 | 0.019854 | 0.019842 | 0.019831 | 0.019827 | 0 | 0 | 0 | 0 | 0 | 0 | 0 | 0 | 0 | 0 | 0 | -0.0049923 | -0.0054557 | -0.0054557 | -0.0054557 | -0.0054557 | -0.0054557 | -0.0054557 | -0.0054557 | -0.0054557 | -0.0054557 | -0.0054557 | -0.0054557 | -0.0054557 | -0.0054557 | -0.0054557 | -0.0054557 | -0.0054557 | -0.0054557 | -0.0054557 | 0 | 0 | 0 | 0 | 0 | 0 | 0 | 0 | 0 | 0 | 0 | -0.0027038 | -0.0027595 | -0.0025798 | -0.002426 | -0.0023032 | -0.0022095 | -0.0021413 | -0.0020933 | -0.0020596 | -0.0020367 | -0.0020212 | -0.0020108 | -0.0020038 | -0.0019987 | -0.0019956 | -0.0019937 | -0.0019925 | -0.0019914 | -0.001991
216 | 0 | 216 | 2016 T-24 - NRA-HVAC-ASHARE Measure-DDC | 0 | 0 | 0 | 0 | 0 | 0 | 0 | 0 | 0 | 0 | 0 | 1.2126 | 1.3252 | 1.3252 | 1.3252 | 1.3252 | 1.3252 | 1.3252 | 1.3252 | 1.3252 | 1.3252 | 1.3252 | 1.3252 | 1.3252 | 1.3252 | 1.3252 | 1.3252 | 1.3252 | 1.3252 | 1.3252 | 0 | 0 | 0 | 0 | 0 | 0 | 0 | 0 | 0 | 0 | 0 | 0.65675 | 0.67029 | 0.62663 | 0.58928 | 0.55945 | 0.53668 | 0.52012 | 0.50845 | 0.50027 | 0.49472 | 0.49095 | 0.48841 | 0.48672 | 0.4855 | 0.48474 | 0.48427 | 0.48399 | 0.48371 | 0.48361 | 0 | 0 | 0 | 0 | 0 | 0 | 0 | 0 | 0 | 0 | 0 | 0.26899 | 0.29395 | 0.29395 | 0.29395 | 0.29395 | 0.29395 | 0.29395 | 0.29395 | 0.29395 | 0.29395 | 0.29395 | 0.29395 | 0.29395 | 0.29395 | 0.29395 | 0.29395 | 0.29395 | 0.29395 | 0.29395 | 0 | 0 | 0 | 0 | 0 | 0 | 0 | 0 | 0 | 0 | 0 | 0.14568 | 0.14868 | 0.139 | 0.13071 | 0.1241 | 0.11905 | 0.11537 | 0.11278 | 0.11097 | 0.10974 | 0.1089 | 0.10834 | 0.10796 | 0.10769 | 0.10752 | 0.10742 | 0.10736 | 0.1073 | 0.10727 | 0 | 0 | 0 | 0 | 0 | 0 | 0 | 0 | 0 | 0 | 0 | 0.1782 | 0.19474 | 0.19474 | 0.19474 | 0.19474 | 0.19474 | 0.19474 | 0.19474 | 0.19474 | 0.19474 | 0.19474 | 0.19474 | 0.19474 | 0.19474 | 0.19474 | 0.19474 | 0.19474 | 0.19474 | 0.19474 | 0 | 0 | 0 | 0 | 0 | 0 | 0 | 0 | 0 | 0 | 0 | 0.096513 | 0.098502 | 0.092086 | 0.086597 | 0.082214 | 0.078868 | 0.076434 | 0.07472 | 0.073517 | 0.072701 | 0.072148 | 0.071775 | 0.071526 | 0.071346 | 0.071235 | 0.071166 | 0.071125 | 0.071083 | 0.071069
217 | 0 | 217 | 2016 T-24 - NRA-HVAC-ASHRAE Equipment Efficiency | 0 | 0 | 0 | 0 | 0 | 0 | 0 | 0 | 0 | 0 | 0 | 4.1905 | 4.5795 | 4.5795 | 4.5795 | 4.5795 | 4.5795 | 4.5795 | 4.5795 | 4.5795 | 4.5795 | 4.5795 | 4.5795 | 4.5795 | 4.5795 | 4.5795 | 4.5795 | 4.5795 | 4.5795 | 4.5795 | 0 | 0 | 0 | 0 | 0 | 0 | 0 | 0 | 0 | 0 | 0 | 2.2695 | 2.3163 | 2.1655 | 2.0364 | 1.9333 | 1.8546 | 1.7974 | 1.7571 | 1.7288 | 1.7096 | 1.6966 | 1.6878 | 1.682 | 1.6777 | 1.6751 | 1.6735 | 1.6725 | 1.6716 | 1.6712 | 0 | 0 | 0 | 0 | 0 | 0 | 0 | 0 | 0 | 0 | 0 | 5.6066 | 6.127 | 6.127 | 6.127 | 6.127 | 6.127 | 6.127 | 6.127 | 6.127 | 6.127 | 6.127 | 6.127 | 6.127 | 6.127 | 6.127 | 6.127 | 6.127 | 6.127 | 6.127 | 0 | 0 | 0 | 0 | 0 | 0 | 0 | 0 | 0 | 0 | 0 | 3.0365 | 3.0991 | 2.8972 | 2.7245 | 2.5866 | 2.4813 | 2.4048 | 2.3508 | 2.313 | 2.2873 | 2.2699 | 2.2582 | 2.2504 | 2.2447 | 2.2412 | 2.239 | 2.2377 | 2.2364 | 2.236 | 0 | 0 | 0 | 0 | 0 | 0 | 0 | 0 | 0 | 0 | 0 | 0 | 0 | 0 | 0 | 0 | 0 | 0 | 0 | 0 | 0 | 0 | 0 | 0 | 0 | 0 | 0 | 0 | 0 | 0 | 0 | 0 | 0 | 0 | 0 | 0 | 0 | 0 | 0 | 0 | 0 | 0 | 0 | 0 | 0 | 0 | 0 | 0 | 0 | 0 | 0 | 0 | 0 | 0 | 0 | 0 | 0 | 0 | 0 | 0
218 | 0 | 218 | 2016 T-24 - NRA-Process-ASHARE Measure-Escalator Speed Control | 0 | 0 | 0 | 0 | 0 | 0 | 0 | 0 | 0 | 0 | 0 | 0.21775 | 0.23796 | 0.23796 | 0.23796 | 0.23796 | 0.23796 | 0.23796 | 0.23796 | 0.23796 | 0.23796 | 0.23796 | 0.23796 | 0.23796 | 0.23796 | 0.23796 | 0.23796 | 0.23796 | 0.23796 | 0.23796 | 0 | 0 | 0 | 0 | 0 | 0 | 0 | 0 | 0 | 0 | 0 | 0.12339 | 0.12759 | 0.1209 | 0.11521 | 0.11065 | 0.10717 | 0.10465 | 0.10284 | 0.10161 | 0.10075 | 0.10017 | 0.099783 | 0.09953 | 0.099344 | 0.099243 | 0.099158 | 0.099107 | 0.099074 | 0.099057 | 0 | 0 | 0 | 0 | 0 | 0 | 0 | 0 | 0 | 0 | 0 | 0.0011292 | 0.001234 | 0.001234 | 0.001234 | 0.001234 | 0.001234 | 0.001234 | 0.001234 | 0.001234 | 0.001234 | 0.001234 | 0.001234 | 0.001234 | 0.001234 | 0.001234 | 0.001234 | 0.001234 | 0.001234 | 0.001234 | 0 | 0 | 0 | 0 | 0 | 0 | 0 | 0 | 0 | 0 | 0 | 0.00063986 | 0.00066166 | 0.00062696 | 0.00059744 | 0.00057378 | 0.00055573 | 0.00054268 | 0.0005333 | 0.00052691 | 0.00052244 | 0.00051946 | 0.00051745 | 0.00051613 | 0.00051517 | 0.00051464 | 0.0005142 | 0.00051394 | 0.00051377 | 0.00051368 | 0 | 0 | 0 | 0 | 0 | 0 | 0 | 0 | 0 | 0 | 0 | -0.00093713 | -0.0010241 | -0.0010241 | -0.0010241 | -0.0010241 | -0.0010241 | -0.0010241 | -0.0010241 | -0.0010241 | -0.0010241 | -0.0010241 | -0.0010241 | -0.0010241 | -0.0010241 | -0.0010241 | -0.0010241 | -0.0010241 | -0.0010241 | -0.0010241 | 0 | 0 | 0 | 0 | 0 | 0 | 0 | 0 | 0 | 0 | 0 | -0.00053102 | -0.00054912 | -0.00052032 | -0.00049582 | -0.00047619 | -0.00046121 | -0.00045038 | -0.00044259 | -0.00043729 | -0.00043358 | -0.00043111 | -0.00042943 | -0.00042834 | -0.00042754 | -0.00042711 | -0.00042674 | -0.00042653 | -0.00042638 | -0.00042631
219 | 0 | 219 | 2016 T-24 - NRNC-Whole Building | 0 | 0 | 0 | 0 | 0 | 0 | 0 | 0 | 0 | 0 | 0 | 10.3328 | 38.4998 | 38.4998 | 38.4998 | 38.4998 | 38.4998 | 38.4998 | 38.4998 | 38.4998 | 38.4998 | 38.4998 | 38.4998 | 38.4998 | 38.4998 | 38.4998 | 38.4998 | 38.4998 | 38.4998 | 38.4998 | 0 | 0 | 0 | 0 | 0 | 0 | 0 | 0 | 0 | 0 | 0 | 6.1845 | 22.3572 | 21.6547 | 20.9494 | 20.2551 | 19.5799 | 18.9376 | 18.3362 | 17.7786 | 17.2729 | 16.8191 | 16.4146 | 16.0592 | 15.7503 | 15.4824 | 15.2528 | 15.0588 | 14.892 | 14.7526 | 0 | 0 | 0 | 0 | 0 | 0 | 0 | 0 | 0 | 0 | 0 | 6.3446 | 23.6397 | 23.6397 | 23.6397 | 23.6397 | 23.6397 | 23.6397 | 23.6397 | 23.6397 | 23.6397 | 23.6397 | 23.6397 | 23.6397 | 23.6397 | 23.6397 | 23.6397 | 23.6397 | 23.6397 | 23.6397 | 0 | 0 | 0 | 0 | 0 | 0 | 0 | 0 | 0 | 0 | 0 | 3.7974 | 13.7278 | 13.2964 | 12.8634 | 12.4371 | 12.0225 | 11.6281 | 11.2588 | 10.9164 | 10.6059 | 10.3273 | 10.0789 | 9.8607 | 9.671 | 9.5066 | 9.3656 | 9.2464 | 9.144 | 9.0584 | 0 | 0 | 0 | 0 | 0 | 0 | 0 | 0 | 0 | 0 | 0 | -0.030332 | -0.11302 | -0.11302 | -0.11302 | -0.11302 | -0.11302 | -0.11302 | -0.11302 | -0.11302 | -0.11302 | -0.11302 | -0.11302 | -0.11302 | -0.11302 | -0.11302 | -0.11302 | -0.11302 | -0.11302 | -0.11302 | 0 | 0 | 0 | 0 | 0 | 0 | 0 | 0 | 0 | 0 | 0 | -0.018155 | -0.06563 | -0.063568 | -0.061498 | -0.05946 | -0.057478 | -0.055592 | -0.053827 | -0.05219 | -0.050705 | -0.049373 | -0.048186 | -0.047142 | -0.046236 | -0.045449 | -0.044775 | -0.044206 | -0.043716 | -0.043307
220 | 0 | 220 | 2016 T-24 - RNC-Single Family Whole Building | 0 | 0 | 0 | 0 | 0 | 0 | 0 | 0 | 0 | 0 | 0 | 14.8076 | 29.3737 | 29.3737 | 29.3737 | 29.3737 | 29.3737 | 29.3737 | 29.3737 | 29.3737 | 29.3737 | 29.3737 | 29.3737 | 29.3737 | 29.3737 | 29.3737 | 29.3737 | 29.3737 | 29.3737 | 29.3737 | 0 | 0 | 0 | 0 | 0 | 0 | 0 | 0 | 0 | 0 | 0 | 9.9026 | 19.4497 | 19.2516 | 19.0535 | 18.8553 | 18.6655 | 18.4841 | 18.3152 | 18.1567 | 18.0149 | 17.8856 | 17.7709 | 17.6707 | 17.5852 | 17.5081 | 17.4434 | 17.3892 | 17.3412 | 17.3016 | 0 | 0 | 0 | 0 | 0 | 0 | 0 | 0 | 0 | 0 | 0 | 7.7823 | 15.4378 | 15.4378 | 15.4378 | 15.4378 | 15.4378 | 15.4378 | 15.4378 | 15.4378 | 15.4378 | 15.4378 | 15.4378 | 15.4378 | 15.4378 | 15.4378 | 15.4378 | 15.4378 | 15.4378 | 15.4378 | 0 | 0 | 0 | 0 | 0 | 0 | 0 | 0 | 0 | 0 | 0 | 5.2044 | 10.2221 | 10.1179 | 10.0138 | 9.9097 | 9.8099 | 9.7146 | 9.6258 | 9.5425 | 9.468 | 9.4 | 9.3397 | 9.2871 | 9.2422 | 9.2016 | 9.1676 | 9.1391 | 9.1139 | 9.0931 | 0 | 0 | 0 | 0 | 0 | 0 | 0 | 0 | 0 | 0 | 0 | 1.6892 | 3.3508 | 3.3508 | 3.3508 | 3.3508 | 3.3508 | 3.3508 | 3.3508 | 3.3508 | 3.3508 | 3.3508 | 3.3508 | 3.3508 | 3.3508 | 3.3508 | 3.3508 | 3.3508 | 3.3508 | 3.3508 | 0 | 0 | 0 | 0 | 0 | 0 | 0 | 0 | 0 | 0 | 0 | 1.1296 | 2.2187 | 2.1961 | 2.1735 | 2.1509 | 2.1293 | 2.1086 | 2.0893 | 2.0712 | 2.0551 | 2.0403 | 2.0272 | 2.0158 | 2.006 | 1.9972 | 1.9899 | 1.9837 | 1.9782 | 1.9737
221 | 0 | 221 | 2016 T-24 - RNC-Multifamily Whole Building | 0 | 0 | 0 | 0 | 0 | 0 | 0 | 0 | 0 | 0 | 0 | 2.9528 | 5.8575 | 5.8575 | 5.8575 | 5.8575 | 5.8575 | 5.8575 | 5.8575 | 5.8575 | 5.8575 | 5.8575 | 5.8575 | 5.8575 | 5.8575 | 5.8575 | 5.8575 | 5.8575 | 5.8575 | 5.8575 | 0 | 0 | 0 | 0 | 0 | 0 | 0 | 0 | 0 | 0 | 0 | 1.9747 | 3.8785 | 3.839 | 3.7995 | 3.76 | 3.7222 | 3.686 | 3.6523 | 3.6207 | 3.5924 | 3.5666 | 3.5438 | 3.5238 | 3.5067 | 3.4913 | 3.4785 | 3.4676 | 3.4581 | 3.4502 | 0 | 0 | 0 | 0 | 0 | 0 | 0 | 0 | 0 | 0 | 0 | 0.63194 | 1.2536 | 1.2536 | 1.2536 | 1.2536 | 1.2536 | 1.2536 | 1.2536 | 1.2536 | 1.2536 | 1.2536 | 1.2536 | 1.2536 | 1.2536 | 1.2536 | 1.2536 | 1.2536 | 1.2536 | 1.2536 | 0 | 0 | 0 | 0 | 0 | 0 | 0 | 0 | 0 | 0 | 0 | 0.42261 | 0.83006 | 0.8216 | 0.81315 | 0.80469 | 0.79659 | 0.78885 | 0.78164 | 0.77487 | 0.76882 | 0.7633 | 0.75841 | 0.75414 | 0.75049 | 0.74719 | 0.74443 | 0.74212 | 0.74007 | 0.73838 | 0 | 0 | 0 | 0 | 0 | 0 | 0 | 0 | 0 | 0 | 0 | 0.29252 | 0.58027 | 0.58027 | 0.58027 | 0.58027 | 0.58027 | 0.58027 | 0.58027 | 0.58027 | 0.58027 | 0.58027 | 0.58027 | 0.58027 | 0.58027 | 0.58027 | 0.58027 | 0.58027 | 0.58027 | 0.58027 | 0 | 0 | 0 | 0 | 0 | 0 | 0 | 0 | 0 | 0 | 0 | 0.19562 | 0.38422 | 0.38031 | 0.3764 | 0.37248 | 0.36873 | 0.36515 | 0.36181 | 0.35868 | 0.35588 | 0.35332 | 0.35106 | 0.34908 | 0.34739 | 0.34587 | 0.34459 | 0.34352 | 0.34257 | 0.34179
222 | 0 | 222 | 2016 T-24 - RA-Single Family Whole Building | 0 | 0 | 0 | 0 | 0 | 0 | 0 | 0 | 0 | 0 | 0 | 6.3673 | 12.6307 | 12.6307 | 12.6307 | 12.6307 | 12.6307 | 12.6307 | 12.6307 | 12.6307 | 12.6307 | 12.6307 | 12.6307 | 12.6307 | 12.6307 | 12.6307 | 12.6307 | 12.6307 | 12.6307 | 12.6307 | 0 | 0 | 0 | 0 | 0 | 0 | 0 | 0 | 0 | 0 | 0 | 4.2581 | 8.3634 | 8.2782 | 8.193 | 8.1078 | 8.0262 | 7.9482 | 7.8755 | 7.8074 | 7.7464 | 7.6908 | 7.6415 | 7.5984 | 7.5617 | 7.5285 | 7.5007 | 7.4774 | 7.4567 | 7.4397 | 0 | 0 | 0 | 0 | 0 | 0 | 0 | 0 | 0 | 0 | 0 | 3.3464 | 6.6382 | 6.6382 | 6.6382 | 6.6382 | 6.6382 | 6.6382 | 6.6382 | 6.6382 | 6.6382 | 6.6382 | 6.6382 | 6.6382 | 6.6382 | 6.6382 | 6.6382 | 6.6382 | 6.6382 | 6.6382 | 0 | 0 | 0 | 0 | 0 | 0 | 0 | 0 | 0 | 0 | 0 | 2.2379 | 4.3955 | 4.3507 | 4.3059 | 4.2612 | 4.2183 | 4.1773 | 4.1391 | 4.1033 | 4.0712 | 4.042 | 4.0161 | 3.9935 | 3.9741 | 3.9567 | 3.9421 | 3.9298 | 3.919 | 3.91 | 0 | 0 | 0 | 0 | 0 | 0 | 0 | 0 | 0 | 0 | 0 | 0.72635 | 1.4409 | 1.4409 | 1.4409 | 1.4409 | 1.4409 | 1.4409 | 1.4409 | 1.4409 | 1.4409 | 1.4409 | 1.4409 | 1.4409 | 1.4409 | 1.4409 | 1.4409 | 1.4409 | 1.4409 | 1.4409 | 0 | 0 | 0 | 0 | 0 | 0 | 0 | 0 | 0 | 0 | 0 | 0.48574 | 0.95405 | 0.94434 | 0.93462 | 0.9249 | 0.91559 | 0.90669 | 0.8984 | 0.89063 | 0.88367 | 0.87733 | 0.8717 | 0.86679 | 0.8626 | 0.85881 | 0.85564 | 0.85298 | 0.85063 | 0.84869
223 | 0 | 223 | 2016 T-24 - RA-Multifamily Whole Building | 0 | 0 | 0 | 0 | 0 | 0 | 0 | 0 | 0 | 0 | 0 | 1.2697 | 2.5187 | 2.5187 | 2.5187 | 2.5187 | 2.5187 | 2.5187 | 2.5187 | 2.5187 | 2.5187 | 2.5187 | 2.5187 | 2.5187 | 2.5187 | 2.5187 | 2.5187 | 2.5187 | 2.5187 | 2.5187 | 0 | 0 | 0 | 0 | 0 | 0 | 0 | 0 | 0 | 0 | 0 | 0.84912 | 1.6678 | 1.6508 | 1.6338 | 1.6168 | 1.6005 | 1.585 | 1.5705 | 1.5569 | 1.5447 | 1.5336 | 1.5238 | 1.5152 | 1.5079 | 1.5013 | 1.4957 | 1.4911 | 1.487 | 1.4836 | 0 | 0 | 0 | 0 | 0 | 0 | 0 | 0 | 0 | 0 | 0 | 0.27174 | 0.53904 | 0.53904 | 0.53904 | 0.53904 | 0.53904 | 0.53904 | 0.53904 | 0.53904 | 0.53904 | 0.53904 | 0.53904 | 0.53904 | 0.53904 | 0.53904 | 0.53904 | 0.53904 | 0.53904 | 0.53904 | 0 | 0 | 0 | 0 | 0 | 0 | 0 | 0 | 0 | 0 | 0 | 0.18172 | 0.35692 | 0.35329 | 0.34965 | 0.34602 | 0.34253 | 0.3392 | 0.3361 | 0.3332 | 0.33059 | 0.32822 | 0.32612 | 0.32428 | 0.32271 | 0.32129 | 0.32011 | 0.31911 | 0.31823 | 0.3175 | 0 | 0 | 0 | 0 | 0 | 0 | 0 | 0 | 0 | 0 | 0 | 0.12578 | 0.24952 | 0.24952 | 0.24952 | 0.24952 | 0.24952 | 0.24952 | 0.24952 | 0.24952 | 0.24952 | 0.24952 | 0.24952 | 0.24952 | 0.24952 | 0.24952 | 0.24952 | 0.24952 | 0.24952 | 0.24952 | 0 | 0 | 0 | 0 | 0 | 0 | 0 | 0 | 0 | 0 | 0 | 0.084118 | 0.16522 | 0.16353 | 0.16185 | 0.16017 | 0.15856 | 0.15701 | 0.15558 | 0.15423 | 0.15303 | 0.15193 | 0.15095 | 0.1501 | 0.14938 | 0.14872 | 0.14817 | 0.14771 | 0.14731 | 0.14697

## 2013-14Phase1
| 1 | 2 | 3 | 4 | 5 | 6 | 7 | 8 | 9 | 10 | 11 | 12 | 13 | 14 | 15 | 16 | 17 | 52 | 53 | 54 | 55 | 56 | 57 | 58 | 59 | 60 | 61 | 62 | 63 | 64 | 65 | 66 | 67 | 68 | 69 | 70 | 71 | 72 | 73 | 74 | 75 | 76 | 77 | 78 | 79 | 80 | 81 | 82 | 83 | 84 | 85 | 86 | 87 | 88 | 89 | 90 | 91 | 92 | 93 | 94 | 95 | 96 | 97 | 98 | 99 | 100 | 101 | 102 | 103 | 104 | 105 | 106 | 107 | 108 | 109 | 110 | 111 | 112 | 113 | 114 | 115 | 116 | 117 | 118 | 119 | 120 | 121 | 122 | 123 | 124 | 125 | 126 | 127 | 128 | 129 | 130 | 131 | 132 | 133 | 134 | 135 | 136 | 137 | 138 | 139 | 140 | 141 | 142 | 143 | 144 | 145 | 146 | 147 | 148 | 149 | 150 | 151 | 152 | 153 | 154 | 155 | 156 | 157 | 158 | 159 | 160 | 161 | 162 | 163 | 164 | 165 | 166 | 167 | 168 | 169 | 170 | 171 | 172 | 173 | 174 | 175 | 176 | 177 | 178 | 179 | 180 | 181 | 182 | 183 | 184 | 185 | 186 | 187 | 188 | 189 | 190 | 191 | 192 | 193 | 194 | 195 | 196 | 197 | 198 | 199 | 200 | 201 | 202 | 203 | 204 | 205
[18 empty] | Compliance - kWh | [30 empty] | Compliance - kW | [30 empty] | Compliance - Therm | [30 empty] | Number of Units in Market | [30 empty] | Utility Program Effects
0 |  | Standards | C&S Start Year | Utility Programs Effect (Units) | Assumed Measure Life | 1st Year Potential Energy Savings Per Unit (kWh) | 1st Year Potential Demand Savings Per Unit (kW) | 1st Year Potential Gas Savings Per Unit (therms) | Interactive Energy Savings Factor (kWh/kWh) | Interactive Demand Savings Factor (kW/kW) | Interactive Gas Savings Adjustment Factor (GWh/Therm) | Natural Market Adoption (Yrs) | NOMAD Start Year | Weighted Attribution Score (Stochastic) | Max Saturation | p-value | q-value | 2006 | 2007 | 2008 | 2009 | 2010 | 2011 | 2012 | 2013 | 2014 | 2015 | 2016 | 2017 | 2018 | 2019 | 2020 | 2021 | 2022 | 2023 | 2024 | 2025 | 2026 | 2027 | 2028 | 2029 | 2030 | 2031 | 2032 | 2033 | 2034 | 2035 |  | 2006 | 2007 | 2008 | 2009 | 2010 | 2011 | 2012 | 2013 | 2014 | 2015 | 2016 | 2017 | 2018 | 2019 | 2020 | 2021 | 2022 | 2023 | 2024 | 2025 | 2026 | 2027 | 2028 | 2029 | 2030 | 2031 | 2032 | 2033 | 2034 | 2035 |  | 2006 | 2007 | 2008 | 2009 | 2010 | 2011 | 2012 | 2013 | 2014 | 2015 | 2016 | 2017 | 2018 | 2019 | 2020 | 2021 | 2022 | 2023 | 2024 | 2025 | 2026 | 2027 | 2028 | 2029 | 2030 | 2031 | 2032 | 2033 | 2034 | 2035 |  | 2006 | 2007 | 2008 | 2009 | 2010 | 2011 | 2012 | 2013 | 2014 | 2015 | 2016 | 2017 | 2018 | 2019 | 2020 | 2021 | 2022 | 2023 | 2024 | 2025 | 2026 | 2027 | 2028 | 2029 | 2030 | 2031 | 2032 | 2033 | 2034 | 2035 |  | 2006 | 2007 | 2008 | 2009 | 2010 | 2011 | 2012 | 2013 | 2014 | 2015 | 2016 | 2017 | 2018 | 2019 | 2020 | 2021 | 2022 | 2023 | 2024 | 2025 | 2026 | 2027 | 2028 | 2029 | 2030 | 2031 | 2032 | 2033 | 2034 | 2035
1 | Std 1 | Commercial Refrigeration Equipment, Solid Door | 2006-01-01 | 25 | 9 | 433.5672 | 0.056986 | 0 | 1.05 | 1.32 | -0.020667 | 9 | 1995 | 80.1% | 79% | 0.00891 | 0.4334 | 70% | 70% | 70% | 70% | 70% | 70% | 70% | 70% | 70% | 70% | 70% | 70% | 70% | 70% | 70% | 70% | 70% | 70% | 70% | 70% | 70% | 70% | 70% | 70% | 70% | 70% | 70% | 70% | 70% | 70% |  | 70% | 70% | 70% | 70% | 70% | 70% | 70% | 70% | 70% | 70% | 70% | 70% | 70% | 70% | 70% | 70% | 70% | 70% | 70% | 70% | 70% | 70% | 70% | 70% | 70% | 70% | 70% | 70% | 70% | 70% |  | 70% | 70% | 70% | 70% | 70% | 70% | 70% | 70% | 70% | 70% | 70% | 70% | 70% | 70% | 70% | 70% | 70% | 70% | 70% | 70% | 70% | 70% | 70% | 70% | 70% | 70% | 70% | 70% | 70% | 70% |  | 21062.1639 | 21062.1639 | 21062.1639 | 21062.1639 | 21062.1639 | 21062.1639 | 0 | 0 | 0 | 0 | 0 | 0 | 0 | 0 | 0 | 0 | 0 | 0 | 0 | 0 | 0 | 0 | 0 | 0 | 0 | 0 | 0 | 0 | 0 | 0 |  | 25 | 22.5 | 20 | 17.5 | 15 | 12.5 | 10 | 7.5 | 5 | 2.5 | 0 | 0 | 0 | 0 | 0 | 0 | 0 | 0 | 0 | 0 | 0 | 0 | 0 | 0 | 0 | 0 | 0 | 0 | 0 | 0
2 | Std 2 | Commercial Refrigeration Equipment, Transparent Door | 2007-01-01 | 22 | 9 | 1555.5811 | 0.20468 | 0 | 1.05 | 1.32 | -0.020667 | 9 | 1995 | 80.07% | 50% | 0.00232 | 0.50729 | 0% | 70% | 70% | 70% | 70% | 70% | 70% | 70% | 70% | 70% | 70% | 70% | 70% | 70% | 70% | 70% | 70% | 70% | 70% | 70% | 70% | 70% | 70% | 70% | 70% | 70% | 70% | 70% | 70% | 70% |  | 0% | 70% | 70% | 70% | 70% | 70% | 70% | 70% | 70% | 70% | 70% | 70% | 70% | 70% | 70% | 70% | 70% | 70% | 70% | 70% | 70% | 70% | 70% | 70% | 70% | 70% | 70% | 70% | 70% | 70% |  | 0% | 70% | 70% | 70% | 70% | 70% | 70% | 70% | 70% | 70% | 70% | 70% | 70% | 70% | 70% | 70% | 70% | 70% | 70% | 70% | 70% | 70% | 70% | 70% | 70% | 70% | 70% | 70% | 70% | 70% |  | 0 | 7815.0075 | 7815.0075 | 7815.0075 | 7815.0075 | 7815.0075 | 0 | 0 | 0 | 0 | 0 | 0 | 0 | 0 | 0 | 0 | 0 | 0 | 0 | 0 | 0 | 0 | 0 | 0 | 0 | 0 | 0 | 0 | 0 | 0 |  | 0 | 22 | 19.8 | 17.6 | 15.4 | 13.2 | 11 | 8.8 | 6.6 | 4.4 | 2.2 | 0 | 0 | 0 | 0 | 0 | 0 | 0 | 0 | 0 | 0 | 0 | 0 | 0 | 0 | 0 | 0 | 0 | 0 | 0
3 | Std 3 | Commercial Ice Maker Equipment | 2008-01-01 | 26 | 9 | 297.4159 | 0.041436 | 0 | 1.025 | 1.16 | -0.010333 | 9 | 1995 | 79.83% | 25% | 0.00538 | 0.53466 | 0% | 0% | 70% | 70% | 70% | 70% | 70% | 70% | 70% | 70% | 70% | 70% | 70% | 70% | 70% | 70% | 70% | 70% | 70% | 70% | 70% | 70% | 70% | 70% | 70% | 70% | 70% | 70% | 70% | 70% |  | 0% | 0% | 70% | 70% | 70% | 70% | 70% | 70% | 70% | 70% | 70% | 70% | 70% | 70% | 70% | 70% | 70% | 70% | 70% | 70% | 70% | 70% | 70% | 70% | 70% | 70% | 70% | 70% | 70% | 70% |  | 0% | 0% | 70% | 70% | 70% | 70% | 70% | 70% | 70% | 70% | 70% | 70% | 70% | 70% | 70% | 70% | 70% | 70% | 70% | 70% | 70% | 70% | 70% | 70% | 70% | 70% | 70% | 70% | 70% | 70% |  | 0 | 0 | 21740 | 21740 | 21740 | 21740 | 0 | 0 | 0 | 0 | 0 | 0 | 0 | 0 | 0 | 0 | 0 | 0 | 0 | 0 | 0 | 0 | 0 | 0 | 0 | 0 | 0 | 0 | 0 | 0 |  | 0 | 0 | 26 | 23.4 | 20.8 | 18.2 | 15.6 | 13 | 10.4 | 7.8 | 5.2 | 2.6 | 0 | 0 | 0 | 0 | 0 | 0 | 0 | 0 | 0 | 0 | 0 | 0 | 0 | 0 | 0 | 0 | 0 | 0
4 | Std 4 | Walk-In Refrigerators / Freezers | 2006-01-01 | 0 | 10 | 8350.9504 | 1.1003 | 0 | 1 | 1 | 0 | 18 | 1995 | 80.86% | 41% | 0.01117 | 0.24829 | 0% | 0% | 0% | 0% | 91% | 91% | 91% | 91% | 91% | 91% | 91% | 91% | 91% | 91% | 91% | 91% | 91% | 91% | 91% | 91% | 91% | 91% | 91% | 91% | 91% | 91% | 91% | 91% | 91% | 91% |  | 0% | 0% | 0% | 0% | 91% | 91% | 91% | 91% | 91% | 91% | 91% | 91% | 91% | 91% | 91% | 91% | 91% | 91% | 91% | 91% | 91% | 91% | 91% | 91% | 91% | 91% | 91% | 91% | 91% | 91% |  | 0% | 0% | 0% | 0% | 91% | 91% | 91% | 91% | 91% | 91% | 91% | 91% | 91% | 91% | 91% | 91% | 91% | 91% | 91% | 91% | 91% | 91% | 91% | 91% | 91% | 91% | 91% | 91% | 91% | 91% |  | 8633 | 8633 | 8633 | 8633 | 8633 | 8633 | 8633 | 8633 | 8633 | 8633 | 8633 | 8633 | 8633 | 8633 | 8633 | 8633 | 8633 | 8633 | 8633 | 8633 | 8633 | 8633 | 8633 | 8633 | 8633 | 8633 | 8633 | 8633 | 8633 | 8633 |  | 0 | 0 | 0 | 0 | 0 | 0 | 0 | 0 | 0 | 0 | 0 | 0 | 0 | 0 | 0 | 0 | 0 | 0 | 0 | 0 | 0 | 0 | 0 | 0 | 0 | 0 | 0 | 0 | 0 | 0
5 | Std 5 | Refrigerated Beverage Vending Machines | 2006-01-01 | 340 | 10 | 307.7 | 0.04089 | 0 | 1.025 | 1.16 | -0.010333 | 6 | 1998 | 62.51% | 96% | 0.01416 | 0.58412 | 37% | 37% | 37% | 37% | 37% | 37% | 37% | 37% | 37% | 37% | 37% | 37% | 37% | 37% | 37% | 37% | 37% | 37% | 37% | 37% | 37% | 37% | 37% | 37% | 37% | 37% | 37% | 37% | 37% | 37% |  | 37% | 37% | 37% | 37% | 37% | 37% | 37% | 37% | 37% | 37% | 37% | 37% | 37% | 37% | 37% | 37% | 37% | 37% | 37% | 37% | 37% | 37% | 37% | 37% | 37% | 37% | 37% | 37% | 37% | 37% |  | 37% | 37% | 37% | 37% | 37% | 37% | 37% | 37% | 37% | 37% | 37% | 37% | 37% | 37% | 37% | 37% | 37% | 37% | 37% | 37% | 37% | 37% | 37% | 37% | 37% | 37% | 37% | 37% | 37% | 37% |  | 48900 | 48900 | 48900 | 48900 | 48900 | 32421.3699 | 0 | 0 | 0 | 0 | 0 | 0 | 0 | 0 | 0 | 0 | 0 | 0 | 0 | 0 | 0 | 0 | 0 | 0 | 0 | 0 | 0 | 0 | 0 | 0 |  | 340 | 306 | 272 | 238 | 204 | 170 | 136 | 102 | 68 | 34 | 0 | 0 | 0 | 0 | 0 | 0 | 0 | 0 | 0 | 0 | 0 | 0 | 0 | 0 | 0 | 0 | 0 | 0 | 0 | 0
6 | Std 6 | Large Packaged Commercial Air-Conditioners, Tier 1 | 2006-10-01 | 14 | 15 | 3741.8553 | 1.9359 | 0 | 1 | 1 | 0 | 6 | 1990 | 76.58% | 35% | 0.00025 | 0.5 | 70% | 70% | 70% | 70% | 70% | 70% | 70% | 70% | 70% | 70% | 70% | 70% | 70% | 70% | 70% | 70% | 70% | 70% | 70% | 70% | 70% | 70% | 70% | 70% | 70% | 70% | 70% | 70% | 70% | 70% |  | 70% | 70% | 70% | 70% | 70% | 70% | 70% | 70% | 70% | 70% | 70% | 70% | 70% | 70% | 70% | 70% | 70% | 70% | 70% | 70% | 70% | 70% | 70% | 70% | 70% | 70% | 70% | 70% | 70% | 70% |  | 70% | 70% | 70% | 70% | 70% | 70% | 70% | 70% | 70% | 70% | 70% | 70% | 70% | 70% | 70% | 70% | 70% | 70% | 70% | 70% | 70% | 70% | 70% | 70% | 70% | 70% | 70% | 70% | 70% | 70% |  | 3617.02 | 3617.02 | 3617.02 | 3617.02 | 0 | 0 | 0 | 0 | 0 | 0 | 0 | 0 | 0 | 0 | 0 | 0 | 0 | 0 | 0 | 0 | 0 | 0 | 0 | 0 | 0 | 0 | 0 | 0 | 0 | 0 |  | 14 | 12.6 | 11.2 | 9.8 | 8.4 | 7 | 5.6 | 4.2 | 2.8 | 1.4 | 0 | 0 | 0 | 0 | 0 | 0 | 0 | 0 | 0 | 0 | 0 | 0 | 0 | 0 | 0 | 0 | 0 | 0 | 0 | 0
7 | Std 7 | Large Packaged Commercial Air-Conditioners, Tier 2 | 2010-01-01 | 0 | 15 | 2791.54 | 1.44 | 0 | 1 | 1 | 0 | 9 | 1990 | 74.94% | 10% | 0.00012 | 0.35265 | 0% | 0% | 0% | 0% | 70% | 70% | 70% | 70% | 70% | 70% | 70% | 70% | 70% | 70% | 70% | 70% | 70% | 70% | 70% | 70% | 70% | 70% | 70% | 70% | 70% | 70% | 70% | 70% | 70% | 70% |  | 0% | 0% | 0% | 0% | 70% | 70% | 70% | 70% | 70% | 70% | 70% | 70% | 70% | 70% | 70% | 70% | 70% | 70% | 70% | 70% | 70% | 70% | 70% | 70% | 70% | 70% | 70% | 70% | 70% | 70% |  | 0% | 0% | 0% | 0% | 70% | 70% | 70% | 70% | 70% | 70% | 70% | 70% | 70% | 70% | 70% | 70% | 70% | 70% | 70% | 70% | 70% | 70% | 70% | 70% | 70% | 70% | 70% | 70% | 70% | 70% |  | 0 | 0 | 0 | 0 | 0 | 0 | 0 | 0 | 0 | 0 | 0 | 0 | 0 | 0 | 0 | 0 | 0 | 0 | 0 | 0 | 0 | 0 | 0 | 0 | 0 | 0 | 0 | 0 | 0 | 0 |  | 0 | 0 | 0 | 0 | 0 | 0 | 0 | 0 | 0 | 0 | 0 | 0 | 0 | 0 | 0 | 0 | 0 | 0 | 0 | 0 | 0 | 0 | 0 | 0 | 0 | 0 | 0 | 0 | 0 | 0
8 | Std 8 | Residential Pool Pumps, High Eff Motor, Tier 1 | 2006-01-01 | 3480 | 10 | 241.72 | 0.046301 | 0 | 1 | 1 | 0 | 18 | 1965 | 79.6% | 135% | 0.00083 | 0.04462 | 100% | 100% | 100% | 100% | 100% | 100% | 100% | 100% | 100% | 100% | 100% | 100% | 100% | 100% | 100% | 100% | 100% | 100% | 100% | 100% | 100% | 100% | 100% | 100% | 100% | 100% | 100% | 100% | 100% | 100% |  | 100% | 100% | 100% | 100% | 100% | 100% | 100% | 100% | 100% | 100% | 100% | 100% | 100% | 100% | 100% | 100% | 100% | 100% | 100% | 100% | 100% | 100% | 100% | 100% | 100% | 100% | 100% | 100% | 100% | 100% |  | 100% | 100% | 100% | 100% | 100% | 100% | 100% | 100% | 100% | 100% | 100% | 100% | 100% | 100% | 100% | 100% | 100% | 100% | 100% | 100% | 100% | 100% | 100% | 100% | 100% | 100% | 100% | 100% | 100% | 100% |  | 142700 | 142700 | 142700 | 142700 | 142700 | 142700 | 142700 | 142700 | 142700 | 142700 | 142700 | 142700 | 142700 | 142700 | 142700 | 142700 | 142700 | 142700 | 142700 | 142700 | 142700 | 142700 | 142700 | 142700 | 142700 | 142700 | 142700 | 142700 | 142700 | 142700 |  | 3480 | 3132 | 2784 | 2436 | 2088 | 1740 | 1392 | 1044 | 696 | 348 | 0 | 0 | 0 | 0 | 0 | 0 | 0 | 0 | 0 | 0 | 0 | 0 | 0 | 0 | 0 | 0 | 0 | 0 | 0 | 0
9 | Std 9 | Residential Pool Pumps, 2-speed Motors, Tier 2 | 2008-01-01 | 771 | 10 | 2065 | 0.15 | 0 | 1 | 1 | 0 | 24 | 1975 | 78.98% | 11% | 0.00043 | 0.20166 | 0% | 0% | 86% | 86% | 86% | 86% | 86% | 86% | 86% | 86% | 86% | 86% | 86% | 86% | 86% | 86% | 86% | 86% | 86% | 86% | 86% | 86% | 86% | 86% | 86% | 86% | 86% | 86% | 86% | 86% |  | 0% | 0% | 86% | 86% | 86% | 86% | 86% | 86% | 86% | 86% | 86% | 86% | 86% | 86% | 86% | 86% | 86% | 86% | 86% | 86% | 86% | 86% | 86% | 86% | 86% | 86% | 86% | 86% | 86% | 86% |  | 0% | 0% | 86% | 86% | 86% | 86% | 86% | 86% | 86% | 86% | 86% | 86% | 86% | 86% | 86% | 86% | 86% | 86% | 86% | 86% | 86% | 86% | 86% | 86% | 86% | 86% | 86% | 86% | 86% | 86% |  | 0 | 0 | 0 | 0 | 163000 | 163000 | 163000 | 163000 | 163000 | 163000 | 163000 | 163000 | 163000 | 163000 | 163000 | 163000 | 163000 | 163000 | 163000 | 163000 | 163000 | 163000 | 163000 | 163000 | 163000 | 163000 | 163000 | 163000 | 163000 | 163000 |  | 0 | 0 | 771 | 693.9 | 616.8 | 539.7 | 462.6 | 385.5 | 308.4 | 231.3 | 154.2 | 77.1 | 0 | 0 | 0 | 0 | 0 | 0 | 0 | 0 | 0 | 0 | 0 | 0 | 0 | 0 | 0 | 0 | 0 | 0
10 | Std 10 | Portable Electric Spas | 2006-01-01 | 0 | 10 | 375.8 | 0.070827 | 0 | 1 | 1 | 0 | 12 | 2000 | 82.75% | 0% | 0 | 0 | 70% | 70% | 70% | 70% | 70% | 70% | 70% | 70% | 70% | 70% | 70% | 70% | 70% | 70% | 70% | 70% | 70% | 70% | 70% | 70% | 70% | 70% | 70% | 70% | 70% | 70% | 70% | 70% | 70% | 70% |  | 70% | 70% | 70% | 70% | 70% | 70% | 70% | 70% | 70% | 70% | 70% | 70% | 70% | 70% | 70% | 70% | 70% | 70% | 70% | 70% | 70% | 70% | 70% | 70% | 70% | 70% | 70% | 70% | 70% | 70% |  | 70% | 70% | 70% | 70% | 70% | 70% | 70% | 70% | 70% | 70% | 70% | 70% | 70% | 70% | 70% | 70% | 70% | 70% | 70% | 70% | 70% | 70% | 70% | 70% | 70% | 70% | 70% | 70% | 70% | 70% |  | 48000 | 48000 | 48000 | 48000 | 48000 | 48000 | 48000 | 48000 | 48000 | 48000 | 48000 | 48000 | 48000 | 48000 | 48000 | 48000 | 48000 | 48000 | 48000 | 48000 | 48000 | 48000 | 48000 | 48000 | 48000 | 48000 | 48000 | 48000 | 48000 | 48000 |  | 0 | 0 | 0 | 0 | 0 | 0 | 0 | 0 | 0 | 0 | 0 | 0 | 0 | 0 | 0 | 0 | 0 | 0 | 0 | 0 | 0 | 0 | 0 | 0 | 0 | 0 | 0 | 0 | 0 | 0
11 | Std 11a | General Service Incandescent Lamps, Tier 1 | 2006-01-01 | 0 | 1 | 0 | 0 | 0 | 1.07 | 1.2733 | -0.01235 | 18 | 1970 | 73.5% | 9% | 7e-05 | 0.21307 | 68.7% | 68.7% | 68.7% | 68.7% | 68.7% | 68.7% | 68.7% | 68.7% | 68.7% | 68.7% | 68.7% | 68.7% | 68.7% | 68.7% | 68.7% | 68.7% | 68.7% | 68.7% | 68.7% | 68.7% | 68.7% | 68.7% | 68.7% | 68.7% | 68.7% | 68.7% | 68.7% | 68.7% | 68.7% | 68.7% |  | 68.7% | 68.7% | 68.7% | 68.7% | 68.7% | 68.7% | 68.7% | 68.7% | 68.7% | 68.7% | 68.7% | 68.7% | 68.7% | 68.7% | 68.7% | 68.7% | 68.7% | 68.7% | 68.7% | 68.7% | 68.7% | 68.7% | 68.7% | 68.7% | 68.7% | 68.7% | 68.7% | 68.7% | 68.7% | 68.7% |  | 68.7% | 68.7% | 68.7% | 68.7% | 68.7% | 68.7% | 68.7% | 68.7% | 68.7% | 68.7% | 68.7% | 68.7% | 68.7% | 68.7% | 68.7% | 68.7% | 68.7% | 68.7% | 68.7% | 68.7% | 68.7% | 68.7% | 68.7% | 68.7% | 68.7% | 68.7% | 68.7% | 68.7% | 68.7% | 68.7% |  | 74316888 | 74316888 | 74316888 | 74316888 | 74316888 | 74316888 | 74316888 | 74316888 | 74316888 | 74316888 | 74316888 | 74316888 | 74316888 | 74316888 | 74316888 | 74316888 | 74316888 | 74316888 | 74316888 | 74316888 | 74316888 | 74316888 | 74316888 | 74316888 | 74316888 | 74316888 | 74316888 | 74316888 | 74316888 | 74316888 |  | 0 | 0 | 0 | 0 | 0 | 0 | 0 | 0 | 0 | 0 | 0 | 0 | 0 | 0 | 0 | 0 | 0 | 0 | 0 | 0 | 0 | 0 | 0 | 0 | 0 | 0 | 0 | 0 | 0 | 0
12 | Std 11b_2010 | General Service Incandescent Lamps, Tier 2 | 2008-01-01 | 0 | 1 | 2.61 | 0.00036 | 0 | 1.07 | 1.2733 | -0.01235 | 18 | 1970 | 73.5% | 9% | 7e-05 | 0.21307 | 0% | 0% | 72% | 72% | 72% | 72% | 87% | 87% | 87% | 87% | 87% | 87% | 87% | 87% | 87% | 87% | 87% | 87% | 87% | 87% | 87% | 87% | 87% | 87% | 87% | 87% | 87% | 87% | 87% | 87% |  | 0% | 0% | 72% | 72% | 72% | 72% | 87% | 87% | 87% | 87% | 87% | 87% | 87% | 87% | 87% | 87% | 87% | 87% | 87% | 87% | 87% | 87% | 87% | 87% | 87% | 87% | 87% | 87% | 87% | 87% |  | 0% | 0% | 72% | 72% | 72% | 72% | 87% | 87% | 87% | 87% | 87% | 87% | 87% | 87% | 87% | 87% | 87% | 87% | 87% | 87% | 87% | 87% | 87% | 87% | 87% | 87% | 87% | 87% | 87% | 87% |  | 0 | 0 | 0 | 0 | 80220000 | 0 | 0 | 0 | 0 | 0 | 0 | 0 | 0 | 0 | 0 | 0 | 0 | 0 | 0 | 0 | 0 | 0 | 0 | 0 | 0 | 0 | 0 | 0 | 0 | 0 |  | 0 | 0 | 0 | 0 | 0 | 0 | 0 | 0 | 0 | 0 | 0 | 0 | 0 | 0 | 0 | 0 | 0 | 0 | 0 | 0 | 0 | 0 | 0 | 0 | 0 | 0 | 0 | 0 | 0 | 0
13 | Std 11b_2011 | General Service Incandescent Lamps, Tier 2 | 2008-01-01 | 0 | 1 | 1.5792 | 0.00021832 | 0 | 1.07 | 1.2733 | -0.01235 | 18 | 1970 | 73.5% | 9% | 7e-05 | 0.21307 | 0% | 0% | 72% | 72% | 72% | 72% | 87% | 87% | 87% | 87% | 87% | 87% | 87% | 87% | 87% | 87% | 87% | 87% | 87% | 87% | 87% | 87% | 87% | 87% | 87% | 87% | 87% | 87% | 87% | 87% |  | 0% | 0% | 72% | 72% | 72% | 72% | 87% | 87% | 87% | 87% | 87% | 87% | 87% | 87% | 87% | 87% | 87% | 87% | 87% | 87% | 87% | 87% | 87% | 87% | 87% | 87% | 87% | 87% | 87% | 87% |  | 0% | 0% | 72% | 72% | 72% | 72% | 87% | 87% | 87% | 87% | 87% | 87% | 87% | 87% | 87% | 87% | 87% | 87% | 87% | 87% | 87% | 87% | 87% | 87% | 87% | 87% | 87% | 87% | 87% | 87% |  | 0 | 0 | 0 | 0 | 0 | 0 | 0 | 31240000 | 0 | 0 | 0 | 0 | 0 | 0 | 0 | 0 | 0 | 0 | 0 | 0 | 0 | 0 | 0 | 0 | 0 | 0 | 0 | 0 | 0 | 0 |  | 0 | 0 | 0 | 0 | 0 | 0 | 0 | 0 | 0 | 0 | 0 | 0 | 0 | 0 | 0 | 0 | 0 | 0 | 0 | 0 | 0 | 0 | 0 | 0 | 0 | 0 | 0 | 0 | 0 | 0
14 | Std 11b_2012 | General Service Incandescent Lamps, Tier 2 | 2008-01-01 | 0 | 1 | 2.7919 | 0.00038596 | 0 | 1.07 | 1.2733 | -0.01235 | 18 | 1970 | 73.5% | 9% | 7e-05 | 0.21307 | 0% | 0% | 0% | 0% | 0% | 0% | 88.98% | 88.98% | 88.98% | 88.98% | 88.98% | 88.98% | 88.98% | 88.98% | 88.98% | 88.98% | 88.98% | 88.98% | 88.98% | 88.98% | 88.98% | 88.98% | 88.98% | 88.98% | 88.98% | 88.98% | 88.98% | 88.98% | 88.98% | 88.98% |  | 0% | 0% | 0% | 0% | 0% | 0% | 88.98% | 88.98% | 88.98% | 88.98% | 88.98% | 88.98% | 88.98% | 88.98% | 88.98% | 88.98% | 88.98% | 88.98% | 88.98% | 88.98% | 88.98% | 88.98% | 88.98% | 88.98% | 88.98% | 88.98% | 88.98% | 88.98% | 88.98% | 88.98% |  | 0% | 0% | 0% | 0% | 0% | 0% | 88.98% | 88.98% | 88.98% | 88.98% | 88.98% | 88.98% | 88.98% | 88.98% | 88.98% | 88.98% | 88.98% | 88.98% | 88.98% | 88.98% | 88.98% | 88.98% | 88.98% | 88.98% | 88.98% | 88.98% | 88.98% | 88.98% | 88.98% | 88.98% |  | 0 | 0 | 0 | 0 | 0 | 0 | 0 | 1470000 | 1470000 | 1470000 | 1470000 | 1470000 | 1470000 | 1470000 | 1470000 | 1470000 | 1470000 | 1470000 | 1470000 | 1470000 | 1470000 | 1470000 | 1470000 | 1470000 | 1470000 | 1470000 | 1470000 | 1470000 | 1470000 | 1470000 |  | 0 | 0 | 0 | 0 | 0 | 0 | 0 | 0 | 0 | 0 | 0 | 0 | 0 | 0 | 0 | 0 | 0 | 0 | 0 | 0 | 0 | 0 | 0 | 0 | 0 | 0 | 0 | 0 | 0 | 0
15 | Std 12a | Pulse Start Metal Halide HID Luminaires, Tier 1(Vertical Lamps) | 2006-01-01 | 44565 | 13 | 306.6 | 0.05456 | 0 | 1.1 | 1.32 | -0.0041 | 6 | 1992 | 74.5% | 74% | 0.00075 | 0.34836 | 100% | 100% | 100% | 100% | 100% | 100% | 100% | 100% | 100% | 100% | 100% | 100% | 100% | 100% | 100% | 100% | 100% | 100% | 100% | 100% | 100% | 100% | 100% | 100% | 100% | 100% | 100% | 100% | 100% | 100% |  | 100% | 100% | 100% | 100% | 100% | 100% | 100% | 100% | 100% | 100% | 100% | 100% | 100% | 100% | 100% | 100% | 100% | 100% | 100% | 100% | 100% | 100% | 100% | 100% | 100% | 100% | 100% | 100% | 100% | 100% |  | 100% | 100% | 100% | 100% | 100% | 100% | 100% | 100% | 100% | 100% | 100% | 100% | 100% | 100% | 100% | 100% | 100% | 100% | 100% | 100% | 100% | 100% | 100% | 100% | 100% | 100% | 100% | 100% | 100% | 100% |  | 384912 | 384912 | 384912 | 384912 | 384912 | 384912 | 384912 | 384912 | 384912 | 384912 | 384912 | 384912 | 384912 | 384912 | 384912 | 384912 | 384912 | 384912 | 384912 | 384912 | 384912 | 384912 | 384912 | 384912 | 384912 | 384912 | 384912 | 384912 | 384912 | 384912 |  | 44565 | 40108.5 | 35652 | 31195.5 | 26739 | 22282.5 | 17826 | 13369.5 | 8913 | 4456.5 | 0 | 0 | 0 | 0 | 0 | 0 | 0 | 0 | 0 | 0 | 0 | 0 | 0 | 0 | 0 | 0 | 0 | 0 | 0 | 0
16 | Std 12b | Pulse Start Metal Halide HID Luminaires, Tier 2(All other MH | 2008-01-01 | 44565 | 13 | 84.2047 | 0.015027 | 0 | 1.1 | 1.32 | -0.0041 | 6 | 1992 | 74.5% | 74% | 0.00075 | 0.34836 | 0% | 0% | 51.9% | 100% | 100% | 100% | 100% | 100% | 100% | 100% | 100% | 100% | 100% | 100% | 100% | 100% | 100% | 100% | 100% | 100% | 100% | 100% | 100% | 100% | 100% | 100% | 100% | 100% | 100% | 100% |  | 0% | 0% | 51.9% | 100% | 100% | 100% | 100% | 100% | 100% | 100% | 100% | 100% | 100% | 100% | 100% | 100% | 100% | 100% | 100% | 100% | 100% | 100% | 100% | 100% | 100% | 100% | 100% | 100% | 100% | 100% |  | 0% | 0% | 51.9% | 100% | 100% | 100% | 100% | 100% | 100% | 100% | 100% | 100% | 100% | 100% | 100% | 100% | 100% | 100% | 100% | 100% | 100% | 100% | 100% | 100% | 100% | 100% | 100% | 100% | 100% | 100% |  | 577368 | 577368 | 577368 | 577368 | 577368 | 577368 | 577368 | 577368 | 577368 | 577368 | 577368 | 577368 | 577368 | 577368 | 577368 | 577368 | 577368 | 577368 | 577368 | 577368 | 577368 | 577368 | 577368 | 577368 | 577368 | 577368 | 577368 | 577368 | 577368 | 577368 |  | 0 | 0 | 44565 | 40108.5 | 35652 | 31195.5 | 26739 | 22282.5 | 17826 | 13369.5 | 8913 | 4456.5 | 0 | 0 | 0 | 0 | 0 | 0 | 0 | 0 | 0 | 0 | 0 | 0 | 0 | 0 | 0 | 0 | 0 | 0
17 | Std 13 | Modular Furniture Task Lighting Fixtures | 2008-01-01 | 22 | 15 | 16 | 0.0028725 | 0 | 1.1 | 1.2267 | -0.0040333 | 6 | 2000 | 82.6% | 94% | 0.13179 | 0.19778 | 0% | 0% | 70% | 70% | 70% | 70% | 70% | 70% | 70% | 70% | 70% | 70% | 70% | 70% | 70% | 70% | 70% | 70% | 70% | 70% | 70% | 70% | 70% | 70% | 70% | 70% | 70% | 70% | 70% | 70% |  | 0% | 0% | 70% | 70% | 70% | 70% | 70% | 70% | 70% | 70% | 70% | 70% | 70% | 70% | 70% | 70% | 70% | 70% | 70% | 70% | 70% | 70% | 70% | 70% | 70% | 70% | 70% | 70% | 70% | 70% |  | 0% | 0% | 70% | 70% | 70% | 70% | 70% | 70% | 70% | 70% | 70% | 70% | 70% | 70% | 70% | 70% | 70% | 70% | 70% | 70% | 70% | 70% | 70% | 70% | 70% | 70% | 70% | 70% | 70% | 70% |  | 0 | 0 | 348000 | 348000 | 348000 | 348000 | 348000 | 348000 | 348000 | 348000 | 348000 | 348000 | 348000 | 348000 | 348000 | 348000 | 348000 | 348000 | 348000 | 348000 | 348000 | 348000 | 348000 | 348000 | 348000 | 348000 | 348000 | 348000 | 348000 | 348000 |  | 0 | 0 | 22 | 19.8 | 17.6 | 15.4 | 13.2 | 11 | 8.8 | 6.6 | 4.4 | 2.2 | 0 | 0 | 0 | 0 | 0 | 0 | 0 | 0 | 0 | 0 | 0 | 0 | 0 | 0 | 0 | 0 | 0 | 0
18 | Std 14 | Hot Food Holding Cabinets | 2006-01-01 | 148 | 15 | 1952.6713 | 0.27289 | 0 | 1.05 | 1.32 | -0.020667 | 12 | 2000 | 73.01% | 86% | 0.00823 | 0.48 | 70% | 70% | 70% | 70% | 70% | 70% | 70% | 70% | 70% | 70% | 70% | 70% | 70% | 70% | 70% | 70% | 70% | 70% | 70% | 70% | 70% | 70% | 70% | 70% | 70% | 70% | 70% | 70% | 70% | 70% |  | 70% | 70% | 70% | 70% | 70% | 70% | 70% | 70% | 70% | 70% | 70% | 70% | 70% | 70% | 70% | 70% | 70% | 70% | 70% | 70% | 70% | 70% | 70% | 70% | 70% | 70% | 70% | 70% | 70% | 70% |  | 70% | 70% | 70% | 70% | 70% | 70% | 70% | 70% | 70% | 70% | 70% | 70% | 70% | 70% | 70% | 70% | 70% | 70% | 70% | 70% | 70% | 70% | 70% | 70% | 70% | 70% | 70% | 70% | 70% | 70% |  | 3300 | 3300 | 3300 | 3300 | 3300 | 3300 | 3300 | 3300 | 3300 | 3300 | 3300 | 3300 | 3300 | 3300 | 3300 | 3300 | 3300 | 3300 | 3300 | 3300 | 3300 | 3300 | 3300 | 3300 | 3300 | 3300 | 3300 | 3300 | 3300 | 3300 |  | 148 | 133.2 | 118.4 | 103.6 | 88.8 | 74 | 59.2 | 44.4 | 29.6 | 14.8 | 0 | 0 | 0 | 0 | 0 | 0 | 0 | 0 | 0 | 0 | 0 | 0 | 0 | 0 | 0 | 0 | 0 | 0 | 0 | 0
19 | Std 15 | External Power Supplies, Tier 1 | 2007-01-01 | 0 | 7 | 3.76 | 0.00042711 | 0 | 1.05 | 1.32 | -0.020667 | 6 | 2000 | 57.71% | 67% | 0.02549 | 0.35551 | 0% | 100% | 100% | 100% | 100% | 100% | 100% | 100% | 100% | 100% | 100% | 100% | 100% | 100% | 100% | 100% | 100% | 100% | 100% | 100% | 100% | 100% | 100% | 100% | 100% | 100% | 100% | 100% | 100% | 100% |  | 0% | 100% | 100% | 100% | 100% | 100% | 100% | 100% | 100% | 100% | 100% | 100% | 100% | 100% | 100% | 100% | 100% | 100% | 100% | 100% | 100% | 100% | 100% | 100% | 100% | 100% | 100% | 100% | 100% | 100% |  | 0% | 100% | 100% | 100% | 100% | 100% | 100% | 100% | 100% | 100% | 100% | 100% | 100% | 100% | 100% | 100% | 100% | 100% | 100% | 100% | 100% | 100% | 100% | 100% | 100% | 100% | 100% | 100% | 100% | 100% |  | 0 | 27400000 | 27400000 | 27400000 | 27400000 | 27400000 | 27400000 | 27400000 | 27400000 | 27400000 | 27400000 | 27400000 | 27400000 | 27400000 | 27400000 | 27400000 | 27400000 | 27400000 | 27400000 | 27400000 | 27400000 | 27400000 | 27400000 | 27400000 | 27400000 | 27400000 | 27400000 | 27400000 | 27400000 | 27400000 |  | 0 | 0 | 0 | 0 | 0 | 0 | 0 | 0 | 0 | 0 | 0 | 0 | 0 | 0 | 0 | 0 | 0 | 0 | 0 | 0 | 0 | 0 | 0 | 0 | 0 | 0 | 0 | 0 | 0 | 0
20 | Std 16 | External Power Supplies, Tier 2 | 2008-07-01 | 0 | 7 | 0.68 | 7.6774e-05 | 0 | 1.05 | 1.32 | -0.020667 | 9 | 2000 | 57.71% | 43% | 0.01208 | 0.38571 | 0% | 0% | 98.7% | 98.7% | 98.7% | 98.7% | 98.7% | 98.7% | 98.7% | 98.7% | 98.7% | 98.7% | 98.7% | 98.7% | 98.7% | 98.7% | 98.7% | 98.7% | 98.7% | 98.7% | 98.7% | 98.7% | 98.7% | 98.7% | 98.7% | 98.7% | 98.7% | 98.7% | 98.7% | 98.7% |  | 0% | 0% | 98.7% | 98.7% | 98.7% | 98.7% | 98.7% | 98.7% | 98.7% | 98.7% | 98.7% | 98.7% | 98.7% | 98.7% | 98.7% | 98.7% | 98.7% | 98.7% | 98.7% | 98.7% | 98.7% | 98.7% | 98.7% | 98.7% | 98.7% | 98.7% | 98.7% | 98.7% | 98.7% | 98.7% |  | 0% | 0% | 98.7% | 98.7% | 98.7% | 98.7% | 98.7% | 98.7% | 98.7% | 98.7% | 98.7% | 98.7% | 98.7% | 98.7% | 98.7% | 98.7% | 98.7% | 98.7% | 98.7% | 98.7% | 98.7% | 98.7% | 98.7% | 98.7% | 98.7% | 98.7% | 98.7% | 98.7% | 98.7% | 98.7% |  | 0 | 0 | 27400000 | 27400000 | 27400000 | 27400000 | 27400000 | 27400000 | 27400000 | 27400000 | 27400000 | 27400000 | 27400000 | 27400000 | 27400000 | 27400000 | 27400000 | 27400000 | 27400000 | 27400000 | 27400000 | 27400000 | 27400000 | 27400000 | 27400000 | 27400000 | 27400000 | 27400000 | 27400000 | 27400000 |  | 0 | 0 | 0 | 0 | 0 | 0 | 0 | 0 | 0 | 0 | 0 | 0 | 0 | 0 | 0 | 0 | 0 | 0 | 0 | 0 | 0 | 0 | 0 | 0 | 0 | 0 | 0 | 0 | 0 | 0
21 | Std 17 | Consumer Electronics - Audio Players | 2007-01-01 | 0 | 5 | 44.676 | 0.0050748 | 0 | 1.04 | 1.32 | -0.020667 | 6 | 2000 | 81.42% | 80% | 0.04009 | 0.43149 | 0% | 100% | 100% | 100% | 100% | 100% | 100% | 100% | 100% | 100% | 100% | 100% | 100% | 100% | 100% | 100% | 100% | 100% | 100% | 100% | 100% | 100% | 100% | 100% | 100% | 100% | 100% | 100% | 100% | 100% |  | 0% | 100% | 100% | 100% | 100% | 100% | 100% | 100% | 100% | 100% | 100% | 100% | 100% | 100% | 100% | 100% | 100% | 100% | 100% | 100% | 100% | 100% | 100% | 100% | 100% | 100% | 100% | 100% | 100% | 100% |  | 0% | 100% | 100% | 100% | 100% | 100% | 100% | 100% | 100% | 100% | 100% | 100% | 100% | 100% | 100% | 100% | 100% | 100% | 100% | 100% | 100% | 100% | 100% | 100% | 100% | 100% | 100% | 100% | 100% | 100% |  | 0 | 1102970 | 1102970 | 1102970 | 1102970 | 1102970 | 1102970 | 1102970 | 1102970 | 1102970 | 1102970 | 1102970 | 1102970 | 1102970 | 1102970 | 1102970 | 1102970 | 1102970 | 1102970 | 1102970 | 1102970 | 1102970 | 1102970 | 1102970 | 1102970 | 1102970 | 1102970 | 1102970 | 1102970 | 1102970 |  | 0 | 0 | 0 | 0 | 0 | 0 | 0 | 0 | 0 | 0 | 0 | 0 | 0 | 0 | 0 | 0 | 0 | 0 | 0 | 0 | 0 | 0 | 0 | 0 | 0 | 0 | 0 | 0 | 0 | 0
22 | Std 18a | Consumer Electronics - TVs | 2006-01-01 | 0 | 7 | 26.685 | 0.0030509 | 0 | 1.04 | 1.32 | -0.020667 | 6 | 2000 | 81.42% | 87% | 0.0536 | 0.50342 | 96.1% | 96.1% | 96.1% | 96.1% | 96.1% | 96.1% | 96.1% | 96.1% | 96.1% | 96.1% | 96.1% | 96.1% | 96.1% | 96.1% | 96.1% | 96.1% | 96.1% | 96.1% | 96.1% | 96.1% | 96.1% | 96.1% | 96.1% | 96.1% | 96.1% | 96.1% | 96.1% | 96.1% | 96.1% | 96.1% |  | 96.1% | 96.1% | 96.1% | 96.1% | 96.1% | 96.1% | 96.1% | 96.1% | 96.1% | 96.1% | 96.1% | 96.1% | 96.1% | 96.1% | 96.1% | 96.1% | 96.1% | 96.1% | 96.1% | 96.1% | 96.1% | 96.1% | 96.1% | 96.1% | 96.1% | 96.1% | 96.1% | 96.1% | 96.1% | 96.1% |  | 96.1% | 96.1% | 96.1% | 96.1% | 96.1% | 96.1% | 96.1% | 96.1% | 96.1% | 96.1% | 96.1% | 96.1% | 96.1% | 96.1% | 96.1% | 96.1% | 96.1% | 96.1% | 96.1% | 96.1% | 96.1% | 96.1% | 96.1% | 96.1% | 96.1% | 96.1% | 96.1% | 96.1% | 96.1% | 96.1% |  | 2328000 | 2328000 | 2328000 | 2328000 | 2328000 | 2328000 | 2328000 | 2328000 | 2328000 | 2328000 | 2328000 | 2328000 | 2328000 | 2328000 | 2328000 | 2328000 | 2328000 | 2328000 | 2328000 | 2328000 | 2328000 | 2328000 | 2328000 | 2328000 | 2328000 | 2328000 | 2328000 | 2328000 | 2328000 | 2328000 |  | 0 | 0 | 0 | 0 | 0 | 0 | 0 | 0 | 0 | 0 | 0 | 0 | 0 | 0 | 0 | 0 | 0 | 0 | 0 | 0 | 0 | 0 | 0 | 0 | 0 | 0 | 0 | 0 | 0 | 0
23 | Std 18b | Consumer Electronics - DVDs | 2006-01-01 | 0 | 5 | 7.579 | 0.00083497 | 0 | 1.04 | 1.32 | -0.020667 | 6 | 2000 | 81.42% | 75% | 0.12574 | 0.09946 | 31% | 31% | 31% | 31% | 31% | 31% | 31% | 31% | 31% | 31% | 31% | 31% | 31% | 31% | 31% | 31% | 31% | 31% | 31% | 31% | 31% | 31% | 31% | 31% | 31% | 31% | 31% | 31% | 31% | 31% |  | 31% | 31% | 31% | 31% | 31% | 31% | 31% | 31% | 31% | 31% | 31% | 31% | 31% | 31% | 31% | 31% | 31% | 31% | 31% | 31% | 31% | 31% | 31% | 31% | 31% | 31% | 31% | 31% | 31% | 31% |  | 31% | 31% | 31% | 31% | 31% | 31% | 31% | 31% | 31% | 31% | 31% | 31% | 31% | 31% | 31% | 31% | 31% | 31% | 31% | 31% | 31% | 31% | 31% | 31% | 31% | 31% | 31% | 31% | 31% | 31% |  | 1554000 | 1554000 | 1554000 | 1554000 | 1554000 | 1554000 | 1554000 | 1554000 | 1554000 | 1554000 | 1554000 | 1554000 | 1554000 | 1554000 | 1554000 | 1554000 | 1554000 | 1554000 | 1554000 | 1554000 | 1554000 | 1554000 | 1554000 | 1554000 | 1554000 | 1554000 | 1554000 | 1554000 | 1554000 | 1554000 |  | 0 | 0 | 0 | 0 | 0 | 0 | 0 | 0 | 0 | 0 | 0 | 0 | 0 | 0 | 0 | 0 | 0 | 0 | 0 | 0 | 0 | 0 | 0 | 0 | 0 | 0 | 0 | 0 | 0 | 0
24 | Std 19 | Water Dispensers | 2006-01-01 | 0 | 8 | 266.45 | 0.034717 | 0 | 1.025 | 1.16 | -0.010333 | 12 | 2000 | 79.5% | 61% | 0.03664 | 0.34288 | 70% | 70% | 70% | 70% | 70% | 70% | 70% | 70% | 70% | 70% | 70% | 70% | 70% | 70% | 70% | 70% | 70% | 70% | 70% | 70% | 70% | 70% | 70% | 70% | 70% | 70% | 70% | 70% | 70% | 70% |  | 70% | 70% | 70% | 70% | 70% | 70% | 70% | 70% | 70% | 70% | 70% | 70% | 70% | 70% | 70% | 70% | 70% | 70% | 70% | 70% | 70% | 70% | 70% | 70% | 70% | 70% | 70% | 70% | 70% | 70% |  | 70% | 70% | 70% | 70% | 70% | 70% | 70% | 70% | 70% | 70% | 70% | 70% | 70% | 70% | 70% | 70% | 70% | 70% | 70% | 70% | 70% | 70% | 70% | 70% | 70% | 70% | 70% | 70% | 70% | 70% |  | 23100 | 23100 | 23100 | 23100 | 23100 | 23100 | 23100 | 23100 | 23100 | 23100 | 23100 | 23100 | 23100 | 23100 | 23100 | 23100 | 23100 | 23100 | 23100 | 23100 | 23100 | 23100 | 23100 | 23100 | 23100 | 23100 | 23100 | 23100 | 23100 | 23100 |  | 0 | 0 | 0 | 0 | 0 | 0 | 0 | 0 | 0 | 0 | 0 | 0 | 0 | 0 | 0 | 0 | 0 | 0 | 0 | 0 | 0 | 0 | 0 | 0 | 0 | 0 | 0 | 0 | 0 | 0
25 | Std 20 | Unit Heaters and Duct Furnaces | 2006-01-01 | 0 | 15 | 0 | 0 | 229 | 1 | 1 | 0 | 9 | 1965 | 72.79% | 31% | 0.00708 | 0.09653 | 100% | 100% | 100% | 100% | 100% | 100% | 100% | 100% | 100% | 100% | 100% | 100% | 100% | 100% | 100% | 100% | 100% | 100% | 100% | 100% | 100% | 100% | 100% | 100% | 100% | 100% | 100% | 100% | 100% | 100% |  | 100% | 100% | 100% | 100% | 100% | 100% | 100% | 100% | 100% | 100% | 100% | 100% | 100% | 100% | 100% | 100% | 100% | 100% | 100% | 100% | 100% | 100% | 100% | 100% | 100% | 100% | 100% | 100% | 100% | 100% |  | 100% | 100% | 100% | 100% | 100% | 100% | 100% | 100% | 100% | 100% | 100% | 100% | 100% | 100% | 100% | 100% | 100% | 100% | 100% | 100% | 100% | 100% | 100% | 100% | 100% | 100% | 100% | 100% | 100% | 100% |  | 10800 | 10800 | 10800 | 10800 | 10800 | 10800 | 10800 | 10800 | 10800 | 10800 | 10800 | 10800 | 10800 | 10800 | 10800 | 10800 | 10800 | 10800 | 10800 | 10800 | 10800 | 10800 | 10800 | 10800 | 10800 | 10800 | 10800 | 10800 | 10800 | 10800 |  | 0 | 0 | 0 | 0 | 0 | 0 | 0 | 0 | 0 | 0 | 0 | 0 | 0 | 0 | 0 | 0 | 0 | 0 | 0 | 0 | 0 | 0 | 0 | 0 | 0 | 0 | 0 | 0 | 0 | 0
26 | Std 21 | Commercial Dishwasher Pre-Rinse Spray Valves | 2006-01-01 | 0 | 5 | 0 | 0 | 0 | 1 | 1 | 0 | 9 | 2003 | 64.38% | 83% | 0.03926 | 0.38936 | 100% | 100% | 100% | 100% | 100% | 100% | 100% | 100% | 100% | 100% | 100% | 100% | 100% | 100% | 100% | 100% | 100% | 100% | 100% | 100% | 100% | 100% | 100% | 100% | 100% | 100% | 100% | 100% | 100% | 100% |  | 100% | 100% | 100% | 100% | 100% | 100% | 100% | 100% | 100% | 100% | 100% | 100% | 100% | 100% | 100% | 100% | 100% | 100% | 100% | 100% | 100% | 100% | 100% | 100% | 100% | 100% | 100% | 100% | 100% | 100% |  | 100% | 100% | 100% | 100% | 100% | 100% | 100% | 100% | 100% | 100% | 100% | 100% | 100% | 100% | 100% | 100% | 100% | 100% | 100% | 100% | 100% | 100% | 100% | 100% | 100% | 100% | 100% | 100% | 100% | 100% |  | 9000 | 9000 | 9000 | 9000 | 9000 | 9000 | 9000 | 9000 | 9000 | 9000 | 9000 | 9000 | 9000 | 9000 | 9000 | 9000 | 9000 | 9000 | 9000 | 9000 | 9000 | 9000 | 9000 | 9000 | 9000 | 9000 | 9000 | 9000 | 9000 | 9000 |  | 0 | 0 | 0 | 0 | 0 | 0 | 0 | 0 | 0 | 0 | 0 | 0 | 0 | 0 | 0 | 0 | 0 | 0 | 0 | 0 | 0 | 0 | 0 | 0 | 0 | 0 | 0 | 0 | 0 | 0
27 | Std B1 | Time dependent valuation, Residential | 2006-01-01 | 0 | 9 | 0 | 0 | 0 | 1 | 1 | 0 | 18 | 2006 | 82.55% | 0% | 0 | 0 | [31 empty] | 0% | 0% | 0% | 0% | 0% | 0% | 0% | 0% | 0% | 0% | 0% | 0% | 0% | 0% | 0% | 0% | 0% | 0% | 0% | 0% | 0% | 0% | 0% | 0% | 0% | 0% | 0% | 0% | 0% | 0% |  | 0% | 0% | 0% | 0% | 0% | 0% | 0% | 0% | 0% | 0% | 0% | 0% | 0% | 0% | 0% | 0% | 0% | 0% | 0% | 0% | 0% | 0% | 0% | 0% | 0% | 0% | 0% | 0% | 0% | 0% |  | 0 | 0 | 0 | 0 | 0 | 0 | 0 | 0 | 0 | 0 | 0 | 0 | 0 | 0 | 0 | 0 | 0 | 0 | 0 | 0 | 0 | 0 | 0 | 0 | 0 | 0 | 0 | 0 | 0 | 0 |  | 0 | 0 | 0 | 0 | 0 | 0 | 0 | 0 | 0 | 0 | 0 | 0 | 0 | 0 | 0 | 0 | 0 | 0 | 0 | 0 | 0 | 0 | 0 | 0 | 0 | 0 | 0 | 0 | 0 | 0 | bar: Compliance - kWh 2006 to Compliance - kWh 2035
28 | Std B2 | Time dependent valuation, Nonresidential | 2006-01-01 | 0 | 9 | 0 | 0 | 0 | 1 | 1 | 0 | 18 | 2006 | 85.21% | 0% | 0 | 0 | [31 empty] | 0% | 0% | 0% | 0% | 0% | 0% | 0% | 0% | 0% | 0% | 0% | 0% | 0% | 0% | 0% | 0% | 0% | 0% | 0% | 0% | 0% | 0% | 0% | 0% | 0% | 0% | 0% | 0% | 0% | 0% |  | 0% | 0% | 0% | 0% | 0% | 0% | 0% | 0% | 0% | 0% | 0% | 0% | 0% | 0% | 0% | 0% | 0% | 0% | 0% | 0% | 0% | 0% | 0% | 0% | 0% | 0% | 0% | 0% | 0% | 0% |  | 0 | 0 | 0 | 0 | 0 | 0 | 0 | 0 | 0 | 0 | 0 | 0 | 0 | 0 | 0 | 0 | 0 | 0 | 0 | 0 | 0 | 0 | 0 | 0 | 0 | 0 | 0 | 0 | 0 | 0 |  | 0 | 0 | 0 | 0 | 0 | 0 | 0 | 0 | 0 | 0 | 0 | 0 | 0 | 0 | 0 | 0 | 0 | 0 | 0 | 0 | 0 | 0 | 0 | 0 | 0 | 0 | 0 | 0 | 0 | 0 | bar: Compliance - kWh 2006 to Compliance - kWh 2035
29 | Std B3 | Res. Hardwired lighting | 2006-01-01 | 14695 | 8 | 350.1997 | 0.016101 | 0 | 1.04 | 1.32 | -0.020667 | 18 | 2000 | 87.68% | 30% | 0.01801 | 0.35594 | 113% | 113% | 113% | 113% | 113% | 113% | 113% | 113% | 113% | 113% | 113% | 113% | 113% | 113% | 113% | 113% | 113% | 113% | 113% | 113% | 113% | 113% | 113% | 113% | 113% | 113% | 113% | 113% | 113% | 113% |  | 113% | 113% | 113% | 113% | 113% | 113% | 113% | 113% | 113% | 113% | 113% | 113% | 113% | 113% | 113% | 113% | 113% | 113% | 113% | 113% | 113% | 113% | 113% | 113% | 113% | 113% | 113% | 113% | 113% | 113% |  | 113% | 113% | 113% | 113% | 113% | 113% | 113% | 113% | 113% | 113% | 113% | 113% | 113% | 113% | 113% | 113% | 113% | 113% | 113% | 113% | 113% | 113% | 113% | 113% | 113% | 113% | 113% | 113% | 113% | 113% |  | 128516 | 136776 | 85519 | 111147.5 | 111147.5 | 111147.5 | 111147.5 | 111147.5 | 111147.5 | 111147.5 | 111147.5 | 111147.5 | 111147.5 | 111147.5 | 111147.5 | 111147.5 | 111147.5 | 111147.5 | 111147.5 | 111147.5 | 111147.5 | 111147.5 | 111147.5 | 111147.5 | 111147.5 | 111147.5 | 111147.5 | 111147.5 | 111147.5 | 111147.5 |  | 14695 | 13225.5 | 11756 | 10286.5 | 8817 | 7347.5 | 5878 | 4408.5 | 2939 | 1469.5 | 0 | 0 | 0 | 0 | 0 | 0 | 0 | 0 | 0 | 0 | 0 | 0 | 0 | 0 | 0 | 0 | 0 | 0 | 0 | 0
30 | Std B4 | Duct improvement | 2006-01-01 | 0 | 10 | 114 | 0.1701 | 22 | 1 | 1 | 0 | 18 | 2006 | 69.25% | 18% | 0.0002 | 0.49969 | 59% | 59% | 59% | 59% | 59% | 59% | 59% | 59% | 59% | 59% | 59% | 59% | 59% | 59% | 59% | 59% | 59% | 59% | 59% | 59% | 59% | 59% | 59% | 59% | 59% | 59% | 59% | 59% | 59% | 59% |  | 59% | 59% | 59% | 59% | 59% | 59% | 59% | 59% | 59% | 59% | 59% | 59% | 59% | 59% | 59% | 59% | 59% | 59% | 59% | 59% | 59% | 59% | 59% | 59% | 59% | 59% | 59% | 59% | 59% | 59% |  | 59% | 59% | 59% | 59% | 59% | 59% | 59% | 59% | 59% | 59% | 59% | 59% | 59% | 59% | 59% | 59% | 59% | 59% | 59% | 59% | 59% | 59% | 59% | 59% | 59% | 59% | 59% | 59% | 59% | 59% |  | 55000 | 55000 | 55000 | 55000 | 55000 | 55000 | 55000 | 55000 | 55000 | 55000 | 55000 | 55000 | 55000 | 55000 | 55000 | 55000 | 55000 | 55000 | 55000 | 55000 | 55000 | 55000 | 55000 | 55000 | 55000 | 55000 | 55000 | 55000 | 55000 | 55000 |  | 0 | 0 | 0 | 0 | 0 | 0 | 0 | 0 | 0 | 0 | 0 | 0 | 0 | 0 | 0 | 0 | 0 | 0 | 0 | 0 | 0 | 0 | 0 | 0 | 0 | 0 | 0 | 0 | 0 | 0
31 | Std B5 | Window replacement | 2006-01-01 | 17923 | 10 | 254 | 0.096921 | 11.8 | 1 | 1 | 0 | 6 | 1990 | 55.17% | 51% | 0.08943 | 0.18602 | 80% | 80% | 80% | 80% | 80% | 80% | 80% | 80% | 80% | 80% | 80% | 80% | 80% | 80% | 80% | 80% | 80% | 80% | 80% | 80% | 80% | 80% | 80% | 80% | 80% | 80% | 80% | 80% | 80% | 80% |  | 80% | 80% | 80% | 80% | 80% | 80% | 80% | 80% | 80% | 80% | 80% | 80% | 80% | 80% | 80% | 80% | 80% | 80% | 80% | 80% | 80% | 80% | 80% | 80% | 80% | 80% | 80% | 80% | 80% | 80% |  | 80% | 80% | 80% | 80% | 80% | 80% | 80% | 80% | 80% | 80% | 80% | 80% | 80% | 80% | 80% | 80% | 80% | 80% | 80% | 80% | 80% | 80% | 80% | 80% | 80% | 80% | 80% | 80% | 80% | 80% |  | 100000 | 100000 | 100000 | 100000 | 100000 | 100000 | 100000 | 100000 | 100000 | 100000 | 100000 | 100000 | 100000 | 100000 | 100000 | 100000 | 100000 | 100000 | 100000 | 100000 | 100000 | 100000 | 100000 | 100000 | 100000 | 100000 | 100000 | 100000 | 100000 | 100000 |  | 17923 | 16130.7 | 14338.4 | 12546.1 | 10753.8 | 8961.5 | 7169.2 | 5376.9 | 3584.6 | 1792.3 | 0 | 0 | 0 | 0 | 0 | 0 | 0 | 0 | 0 | 0 | 0 | 0 | 0 | 0 | 0 | 0 | 0 | 0 | 0 | 0
32 | Std B6 | Lighting controls under skylights | 2006-01-01 | 16304 | 15 | 599.7362 | 0 | 0 | 1.05 | 1.1133 | -0.0020167 | 12 | 2000 | 93.88% | 50% | 0.01005 | 0.3 | 8.3% | 8.3% | 8.3% | 8.3% | 8.3% | 8.3% | 8.3% | 8.3% | 8.3% | 8.3% | 8.3% | 8.3% | 8.3% | 8.3% | 8.3% | 8.3% | 8.3% | 8.3% | 8.3% | 8.3% | 8.3% | 8.3% | 8.3% | 8.3% | 8.3% | 8.3% | 8.3% | 8.3% | 8.3% | 8.3% |  | 8.3% | 8.3% | 8.3% | 8.3% | 8.3% | 8.3% | 8.3% | 8.3% | 8.3% | 8.3% | 8.3% | 8.3% | 8.3% | 8.3% | 8.3% | 8.3% | 8.3% | 8.3% | 8.3% | 8.3% | 8.3% | 8.3% | 8.3% | 8.3% | 8.3% | 8.3% | 8.3% | 8.3% | 8.3% | 8.3% |  | 8.3% | 8.3% | 8.3% | 8.3% | 8.3% | 8.3% | 8.3% | 8.3% | 8.3% | 8.3% | 8.3% | 8.3% | 8.3% | 8.3% | 8.3% | 8.3% | 8.3% | 8.3% | 8.3% | 8.3% | 8.3% | 8.3% | 8.3% | 8.3% | 8.3% | 8.3% | 8.3% | 8.3% | 8.3% | 8.3% |  | 21226 | 21226 | 21226 | 21226 | 21226 | 21226 | 21226 | 21226 | 21226 | 21226 | 21226 | 21226 | 21226 | 21226 | 21226 | 21226 | 21226 | 21226 | 21226 | 21226 | 21226 | 21226 | 21226 | 21226 | 21226 | 21226 | 21226 | 21226 | 21226 | 21226 |  | 16304 | 14673.6 | 13043.2 | 11412.8 | 9782.4 | 8152 | 6521.6 | 4891.2 | 3260.8 | 1630.4 | 0 | 0 | 0 | 0 | 0 | 0 | 0 | 0 | 0 | 0 | 0 | 0 | 0 | 0 | 0 | 0 | 0 | 0 | 0 | 0
33 | Std B7 | Ducts in existing commercial buildings | 2006-01-01 | 126000 | 15 | 0.26293 | 0.00019978 | 0.028016 | 1 | 1 | 0 | 18 | 2000 | 73.87% | 18% | 0.00037 | 0.5 | 75% | 75% | 75% | 75% | 75% | 75% | 75% | 75% | 75% | 75% | 75% | 75% | 75% | 75% | 75% | 75% | 75% | 75% | 75% | 75% | 75% | 75% | 75% | 75% | 75% | 75% | 75% | 75% | 75% | 75% |  | 75% | 75% | 75% | 75% | 75% | 75% | 75% | 75% | 75% | 75% | 75% | 75% | 75% | 75% | 75% | 75% | 75% | 75% | 75% | 75% | 75% | 75% | 75% | 75% | 75% | 75% | 75% | 75% | 75% | 75% |  | 75% | 75% | 75% | 75% | 75% | 75% | 75% | 75% | 75% | 75% | 75% | 75% | 75% | 75% | 75% | 75% | 75% | 75% | 75% | 75% | 75% | 75% | 75% | 75% | 75% | 75% | 75% | 75% | 75% | 75% |  | 43547059 | 43547059 | 43547059 | 43547059 | 43547059 | 43547059 | 43547059 | 43547059 | 43547059 | 43547059 | 43547059 | 43547059 | 43547059 | 43547059 | 43547059 | 43547059 | 43547059 | 43547059 | 43547059 | 43547059 | 43547059 | 43547059 | 43547059 | 43547059 | 43547059 | 43547059 | 43547059 | 43547059 | 43547059 | 43547059 |  | 126000 | 113400 | 100800 | 88200 | 75600 | 63000 | 50400 | 37800 | 25200 | 12600 | 0 | 0 | 0 | 0 | 0 | 0 | 0 | 0 | 0 | 0 | 0 | 0 | 0 | 0 | 0 | 0 | 0 | 0 | 0 | 0
34 | Std B8 | Cool roofs | 2006-01-01 | 2118173 | 10 | 0.327 | 0.00021264 | -0.0045 | 1 | 1 | 0 | 12 | 1990 | 81.67% | 35% | 0.00102 | 0.44116 | 75% | 75% | 75% | 75% | 75% | 75% | 75% | 75% | 75% | 75% | 75% | 75% | 75% | 75% | 75% | 75% | 75% | 75% | 75% | 75% | 75% | 75% | 75% | 75% | 75% | 75% | 75% | 75% | 75% | 75% |  | 75% | 75% | 75% | 75% | 75% | 75% | 75% | 75% | 75% | 75% | 75% | 75% | 75% | 75% | 75% | 75% | 75% | 75% | 75% | 75% | 75% | 75% | 75% | 75% | 75% | 75% | 75% | 75% | 75% | 75% |  | 75% | 75% | 75% | 75% | 75% | 75% | 75% | 75% | 75% | 75% | 75% | 75% | 75% | 75% | 75% | 75% | 75% | 75% | 75% | 75% | 75% | 75% | 75% | 75% | 75% | 75% | 75% | 75% | 75% | 75% |  | 55939336.25 | 55939336.25 | 55939336.25 | 55939336.25 | 55939336.25 | 55939336.25 | 55939336.25 | 55939336.25 | 55939336.25 | 55939336.25 | 55939336.25 | 55939336.25 | 55939336.25 | 55939336.25 | 55939336.25 | 55939336.25 | 55939336.25 | 55939336.25 | 55939336.25 | 55939336.25 | 55939336.25 | 55939336.25 | 55939336.25 | 55939336.25 | 55939336.25 | 55939336.25 | 55939336.25 | 55939336.25 | 55939336.25 | 55939336.25 |  | 2118173 | 1906355.7 | 1694538.4 | 1482721.1 | 1270903.8 | 1059086.5 | 847269.2 | 635451.9 | 423634.6 | 211817.3 | 0 | 0 | 0 | 0 | 0 | 0 | 0 | 0 | 0 | 0 | 0 | 0 | 0 | 0 | 0 | 0 | 0 | 0 | 0 | 0
35 | Std B9 | Relocatable classrooms | 2006-01-01 | 0 | 10 | 970 | 0 | 0 | 1 | 1 | 0 | 18 | 2000 | 81.25% | 0% | 0 | 0 | 100% | 100% | 100% | 100% | 100% | 100% | 100% | 100% | 100% | 100% | 100% | 100% | 100% | 100% | 100% | 100% | 100% | 100% | 100% | 100% | 100% | 100% | 100% | 100% | 100% | 100% | 100% | 100% | 100% | 100% |  | 100% | 100% | 100% | 100% | 100% | 100% | 100% | 100% | 100% | 100% | 100% | 100% | 100% | 100% | 100% | 100% | 100% | 100% | 100% | 100% | 100% | 100% | 100% | 100% | 100% | 100% | 100% | 100% | 100% | 100% |  | 100% | 100% | 100% | 100% | 100% | 100% | 100% | 100% | 100% | 100% | 100% | 100% | 100% | 100% | 100% | 100% | 100% | 100% | 100% | 100% | 100% | 100% | 100% | 100% | 100% | 100% | 100% | 100% | 100% | 100% |  | 3000 | 3000 | 3000 | 3000 | 3000 | 3000 | 3000 | 3000 | 3000 | 3000 | 3000 | 3000 | 3000 | 3000 | 3000 | 3000 | 3000 | 3000 | 3000 | 3000 | 3000 | 3000 | 3000 | 3000 | 3000 | 3000 | 3000 | 3000 | 3000 | 3000 |  | 0 | 0 | 0 | 0 | 0 | 0 | 0 | 0 | 0 | 0 | 0 | 0 | 0 | 0 | 0 | 0 | 0 | 0 | 0 | 0 | 0 | 0 | 0 | 0 | 0 | 0 | 0 | 0 | 0 | 0
36 | Std B10 | Bi-level lighting control credits | 2006-01-01 | 27634 | 10 | 0.15394 | 0 | 0 | 1.1 | 1.32 | -0.0041 | 12 | 1998 | 75.38% | 27% | 0.02535 | 0.06544 | 78.7% | 78.7% | 78.7% | 78.7% | 78.7% | 78.7% | 78.7% | 78.7% | 78.7% | 78.7% | 78.7% | 78.7% | 78.7% | 78.7% | 78.7% | 78.7% | 78.7% | 78.7% | 78.7% | 78.7% | 78.7% | 78.7% | 78.7% | 78.7% | 78.7% | 78.7% | 78.7% | 78.7% | 78.7% | 78.7% |  | 78.7% | 78.7% | 78.7% | 78.7% | 78.7% | 78.7% | 78.7% | 78.7% | 78.7% | 78.7% | 78.7% | 78.7% | 78.7% | 78.7% | 78.7% | 78.7% | 78.7% | 78.7% | 78.7% | 78.7% | 78.7% | 78.7% | 78.7% | 78.7% | 78.7% | 78.7% | 78.7% | 78.7% | 78.7% | 78.7% |  | 78.7% | 78.7% | 78.7% | 78.7% | 78.7% | 78.7% | 78.7% | 78.7% | 78.7% | 78.7% | 78.7% | 78.7% | 78.7% | 78.7% | 78.7% | 78.7% | 78.7% | 78.7% | 78.7% | 78.7% | 78.7% | 78.7% | 78.7% | 78.7% | 78.7% | 78.7% | 78.7% | 78.7% | 78.7% | 78.7% |  | 10715828 | 10715828 | 10715828 | 10715828 | 10715828 | 10715828 | 10715828 | 10715828 | 10715828 | 10715828 | 10715828 | 10715828 | 10715828 | 10715828 | 10715828 | 10715828 | 10715828 | 10715828 | 10715828 | 10715828 | 10715828 | 10715828 | 10715828 | 10715828 | 10715828 | 10715828 | 10715828 | 10715828 | 10715828 | 10715828 |  | 27634 | 24870.6 | 22107.2 | 19343.8 | 16580.4 | 13817 | 11053.6 | 8290.2 | 5526.8 | 2763.4 | 0 | 0 | 0 | 0 | 0 | 0 | 0 | 0 | 0 | 0 | 0 | 0 | 0 | 0 | 0 | 0 | 0 | 0 | 0 | 0
37 | Std B11 | Duct testing/sealing in new commercial buildings | 2006-01-01 | 1726264 | 10 | 0.34 | 0 | 0.0017 | 1 | 1 | 0 | 18 | 2000 | 80.5% | 58% | 0.00409 | 0.43 | 81.5% | 81.5% | 81.5% | 81.5% | 81.5% | 81.5% | 81.5% | 81.5% | 81.5% | 81.5% | 81.5% | 81.5% | 81.5% | 81.5% | 81.5% | 81.5% | 81.5% | 81.5% | 81.5% | 81.5% | 81.5% | 81.5% | 81.5% | 81.5% | 81.5% | 81.5% | 81.5% | 81.5% | 81.5% | 81.5% |  | 81.5% | 81.5% | 81.5% | 81.5% | 81.5% | 81.5% | 81.5% | 81.5% | 81.5% | 81.5% | 81.5% | 81.5% | 81.5% | 81.5% | 81.5% | 81.5% | 81.5% | 81.5% | 81.5% | 81.5% | 81.5% | 81.5% | 81.5% | 81.5% | 81.5% | 81.5% | 81.5% | 81.5% | 81.5% | 81.5% |  | 81.5% | 81.5% | 81.5% | 81.5% | 81.5% | 81.5% | 81.5% | 81.5% | 81.5% | 81.5% | 81.5% | 81.5% | 81.5% | 81.5% | 81.5% | 81.5% | 81.5% | 81.5% | 81.5% | 81.5% | 81.5% | 81.5% | 81.5% | 81.5% | 81.5% | 81.5% | 81.5% | 81.5% | 81.5% | 81.5% |  | 7100105.1 | 15813486.6 | 14407995.6 | 15110741.1 | 15110741.1 | 15110741.1 | 15110741.1 | 15110741.1 | 15110741.1 | 15110741.1 | 15110741.1 | 15110741.1 | 15110741.1 | 15110741.1 | 15110741.1 | 15110741.1 | 15110741.1 | 15110741.1 | 15110741.1 | 15110741.1 | 15110741.1 | 15110741.1 | 15110741.1 | 15110741.1 | 15110741.1 | 15110741.1 | 15110741.1 | 15110741.1 | 15110741.1 | 15110741.1 |  | 1726264 | 1553637.6 | 1381011.2 | 1208384.8 | 1035758.4 | 863132 | 690505.6 | 517879.2 | 345252.8 | 172626.4 | 0 | 0 | 0 | 0 | 0 | 0 | 0 | 0 | 0 | 0 | 0 | 0 | 0 | 0 | 0 | 0 | 0 | 0 | 0 | 0
38 | Std B12 | Cooling tower applications | 2006-01-01 | 0 | 13 | 3010000 | 0 | 0 | 1 | 1 | 0 | 12 | 2000 | 80.25% | 0% | 0 | 0 | 87.5% | 87.5% | 87.5% | 87.5% | 87.5% | 87.5% | 87.5% | 87.5% | 87.5% | 87.5% | 87.5% | 87.5% | 87.5% | 87.5% | 87.5% | 87.5% | 87.5% | 87.5% | 87.5% | 87.5% | 87.5% | 87.5% | 87.5% | 87.5% | 87.5% | 87.5% | 87.5% | 87.5% | 87.5% | 87.5% |  | 87.5% | 87.5% | 87.5% | 87.5% | 87.5% | 87.5% | 87.5% | 87.5% | 87.5% | 87.5% | 87.5% | 87.5% | 87.5% | 87.5% | 87.5% | 87.5% | 87.5% | 87.5% | 87.5% | 87.5% | 87.5% | 87.5% | 87.5% | 87.5% | 87.5% | 87.5% | 87.5% | 87.5% | 87.5% | 87.5% |  | 87.5% | 87.5% | 87.5% | 87.5% | 87.5% | 87.5% | 87.5% | 87.5% | 87.5% | 87.5% | 87.5% | 87.5% | 87.5% | 87.5% | 87.5% | 87.5% | 87.5% | 87.5% | 87.5% | 87.5% | 87.5% | 87.5% | 87.5% | 87.5% | 87.5% | 87.5% | 87.5% | 87.5% | 87.5% | 87.5% |  | 1 | 1 | 1 | 1 | 1 | 1 | 1 | 1 | 1 | 1 | 1 | 1 | 1 | 1 | 1 | 1 | 1 | 1 | 1 | 1 | 1 | 1 | 1 | 1 | 1 | 1 | 1 | 1 | 1 | 1 |  | 0 | 0 | 0 | 0 | 0 | 0 | 0 | 0 | 0 | 0 | 0 | 0 | 0 | 0 | 0 | 0 | 0 | 0 | 0 | 0 | 0 | 0 | 0 | 0 | 0 | 0 | 0 | 0 | 0 | 0
39 | Std B13 | Multifamily Water Heating | 2006-01-01 | 0 | 15 | 0 | 0 | 600 | 1 | 1 | 0 | 12 | 2000 | 82.75% | 0% | 0 | 0 | 78.1% | 78.1% | 78.1% | 78.1% | 78.1% | 78.1% | 78.1% | 78.1% | 78.1% | 78.1% | 78.1% | 78.1% | 78.1% | 78.1% | 78.1% | 78.1% | 78.1% | 78.1% | 78.1% | 78.1% | 78.1% | 78.1% | 78.1% | 78.1% | 78.1% | 78.1% | 78.1% | 78.1% | 78.1% | 78.1% |  | 78.1% | 78.1% | 78.1% | 78.1% | 78.1% | 78.1% | 78.1% | 78.1% | 78.1% | 78.1% | 78.1% | 78.1% | 78.1% | 78.1% | 78.1% | 78.1% | 78.1% | 78.1% | 78.1% | 78.1% | 78.1% | 78.1% | 78.1% | 78.1% | 78.1% | 78.1% | 78.1% | 78.1% | 78.1% | 78.1% |  | 78.1% | 78.1% | 78.1% | 78.1% | 78.1% | 78.1% | 78.1% | 78.1% | 78.1% | 78.1% | 78.1% | 78.1% | 78.1% | 78.1% | 78.1% | 78.1% | 78.1% | 78.1% | 78.1% | 78.1% | 78.1% | 78.1% | 78.1% | 78.1% | 78.1% | 78.1% | 78.1% | 78.1% | 78.1% | 78.1% |  | 515 | 515 | 515 | 515 | 515 | 515 | 515 | 515 | 515 | 515 | 515 | 515 | 515 | 515 | 515 | 515 | 515 | 515 | 515 | 515 | 515 | 515 | 515 | 515 | 515 | 515 | 515 | 515 | 515 | 515 |  | 0 | 0 | 0 | 0 | 0 | 0 | 0 | 0 | 0 | 0 | 0 | 0 | 0 | 0 | 0 | 0 | 0 | 0 | 0 | 0 | 0 | 0 | 0 | 0 | 0 | 0 | 0 | 0 | 0 | 0
40 | Std B14a | Composite for Remainder - Res | 2006-01-01 | 0 | 15 | 17.3435 | 0.024368 | 5.0599 | 1 | 1 | 0 | 12 | 2000 | 26.1% | 0% | 0 | 0 | 120% | 120% | 120% | 120% | 120% | 120% | 120% | 120% | 120% | 120% | 120% | 120% | 120% | 120% | 120% | 120% | 120% | 120% | 120% | 120% | 120% | 120% | 120% | 120% | 120% | 120% | 120% | 120% | 120% | 120% |  | 120% | 120% | 120% | 120% | 120% | 120% | 120% | 120% | 120% | 120% | 120% | 120% | 120% | 120% | 120% | 120% | 120% | 120% | 120% | 120% | 120% | 120% | 120% | 120% | 120% | 120% | 120% | 120% | 120% | 120% |  | 120% | 120% | 120% | 120% | 120% | 120% | 120% | 120% | 120% | 120% | 120% | 120% | 120% | 120% | 120% | 120% | 120% | 120% | 120% | 120% | 120% | 120% | 120% | 120% | 120% | 120% | 120% | 120% | 120% | 120% |  | 128516 | 136776 | 85519 | 111147.5 | 111147.5 | 111147.5 | 111147.5 | 111147.5 | 111147.5 | 111147.5 | 111147.5 | 111147.5 | 111147.5 | 111147.5 | 111147.5 | 111147.5 | 111147.5 | 111147.5 | 111147.5 | 111147.5 | 111147.5 | 111147.5 | 111147.5 | 111147.5 | 111147.5 | 111147.5 | 111147.5 | 111147.5 | 111147.5 | 111147.5 |  | 0 | 0 | 0 | 0 | 0 | 0 | 0 | 0 | 0 | 0 | 0 | 0 | 0 | 0 | 0 | 0 | 0 | 0 | 0 | 0 | 0 | 0 | 0 | 0 | 0 | 0 | 0 | 0 | 0 | 0
41 | Std B14b | Composite for Remainder - Non-Res | 2006-01-01 | 0 | 15 | 1.8089 | 0.00044931 | -0.0046541 | 1 | 1 | 0 | 12 | 2000 | 26.1% | 0% | 0 | 0 | 85.3% | 85.3% | 85.3% | 85.3% | 85.3% | 85.3% | 85.3% | 85.3% | 85.3% | 85.3% | 85.3% | 85.3% | 85.3% | 85.3% | 85.3% | 85.3% | 85.3% | 85.3% | 85.3% | 85.3% | 85.3% | 85.3% | 85.3% | 85.3% | 85.3% | 85.3% | 85.3% | 85.3% | 85.3% | 85.3% |  | 85.3% | 85.3% | 85.3% | 85.3% | 85.3% | 85.3% | 85.3% | 85.3% | 85.3% | 85.3% | 85.3% | 85.3% | 85.3% | 85.3% | 85.3% | 85.3% | 85.3% | 85.3% | 85.3% | 85.3% | 85.3% | 85.3% | 85.3% | 85.3% | 85.3% | 85.3% | 85.3% | 85.3% | 85.3% | 85.3% |  | 85.3% | 85.3% | 85.3% | 85.3% | 85.3% | 85.3% | 85.3% | 85.3% | 85.3% | 85.3% | 85.3% | 85.3% | 85.3% | 85.3% | 85.3% | 85.3% | 85.3% | 85.3% | 85.3% | 85.3% | 85.3% | 85.3% | 85.3% | 85.3% | 85.3% | 85.3% | 85.3% | 85.3% | 85.3% | 85.3% |  | 47334034 | 105423244 | 96053304 | 100738274 | 100738274 | 100738274 | 100738274 | 100738274 | 100738274 | 100738274 | 100738274 | 100738274 | 100738274 | 100738274 | 100738274 | 100738274 | 100738274 | 100738274 | 100738274 | 100738274 | 100738274 | 100738274 | 100738274 | 100738274 | 100738274 | 100738274 | 100738274 | 100738274 | 100738274 | 100738274 |  | 0 | 0 | 0 | 0 | 0 | 0 | 0 | 0 | 0 | 0 | 0 | 0 | 0 | 0 | 0 | 0 | 0 | 0 | 0 | 0 | 0 | 0 | 0 | 0 | 0 | 0 | 0 | 0 | 0 | 0
42 | Std B15a | Whole Building - Res New Construction (Electric) | 2006-01-01 | 0 | 15 | 370.1 | 0.022 | 0 | 1 | 1 | 0 | 12 | 2000 | 87.76% | 0% | 0 | 0 | 120% | 120% | 120% | 120% | 120% | 120% | 120% | 120% | 120% | 120% | 120% | 120% | 120% | 120% | 120% | 120% | 120% | 120% | 120% | 120% | 120% | 120% | 120% | 120% | 120% | 120% | 120% | 120% | 120% | 120% |  | 120% | 120% | 120% | 120% | 120% | 120% | 120% | 120% | 120% | 120% | 120% | 120% | 120% | 120% | 120% | 120% | 120% | 120% | 120% | 120% | 120% | 120% | 120% | 120% | 120% | 120% | 120% | 120% | 120% | 120% |  | 120% | 120% | 120% | 120% | 120% | 120% | 120% | 120% | 120% | 120% | 120% | 120% | 120% | 120% | 120% | 120% | 120% | 120% | 120% | 120% | 120% | 120% | 120% | 120% | 120% | 120% | 120% | 120% | 120% | 120% |  | 128516 | 136776 | 85519 | 111147.5 | 111147.5 | 111147.5 | 111147.5 | 111147.5 | 111147.5 | 111147.5 | 111147.5 | 111147.5 | 111147.5 | 111147.5 | 111147.5 | 111147.5 | 111147.5 | 111147.5 | 111147.5 | 111147.5 | 111147.5 | 111147.5 | 111147.5 | 111147.5 | 111147.5 | 111147.5 | 111147.5 | 111147.5 | 111147.5 | 111147.5 |  | 0 | 0 | 0 | 0 | 0 | 0 | 0 | 0 | 0 | 0 | 0 | 0 | 0 | 0 | 0 | 0 | 0 | 0 | 0 | 0 | 0 | 0 | 0 | 0 | 0 | 0 | 0 | 0 | 0 | 0
43 | Std B15b | Whole Building - Non-Res New Construction (Electric) | 2006-01-01 | 0 | 15 | 0 | 0 | 0 | 1 | 1 | 0 | 12 | 2000 | 30.07% | 0% | 0 | 0 | [31 empty] | 0% | 0% | 0% | 0% | 0% | 0% | 0% | 0% | 0% | 0% | 0% | 0% | 0% | 0% | 0% | 0% | 0% | 0% | 0% | 0% | 0% | 0% | 0% | 0% | 0% | 0% | 0% | 0% | 0% | 0% |  | 0% | 0% | 0% | 0% | 0% | 0% | 0% | 0% | 0% | 0% | 0% | 0% | 0% | 0% | 0% | 0% | 0% | 0% | 0% | 0% | 0% | 0% | 0% | 0% | 0% | 0% | 0% | 0% | 0% | 0% |  | 47334034 | 105423244 | 96053304 | 100738274 | 100738274 | 100738274 | 100738274 | 100738274 | 100738274 | 100738274 | 100738274 | 100738274 | 100738274 | 100738274 | 100738274 | 100738274 | 100738274 | 100738274 | 100738274 | 100738274 | 100738274 | 100738274 | 100738274 | 100738274 | 100738274 | 100738274 | 100738274 | 100738274 | 100738274 | 100738274 |  | 0 | 0 | 0 | 0 | 0 | 0 | 0 | 0 | 0 | 0 | 0 | 0 | 0 | 0 | 0 | 0 | 0 | 0 | 0 | 0 | 0 | 0 | 0 | 0 | 0 | 0 | 0 | 0 | 0 | 0 | bar: Compliance - kWh 2006 to Compliance - kWh 2035
44 | Std B16a | Whole Building - Res New Construction (Gas) | 2006-01-01 | 0 | 15 | 0 | 0 | 5.59 | 1 | 1 | 0 | 12 | 2000 | 87.76% | 0% | 0 | 0 | 235% | 235% | 235% | 235% | 235% | 235% | 235% | 235% | 235% | 235% | 235% | 235% | 235% | 235% | 235% | 235% | 235% | 235% | 235% | 235% | 235% | 235% | 235% | 235% | 235% | 235% | 235% | 235% | 235% | 235% |  | 235% | 235% | 235% | 235% | 235% | 235% | 235% | 235% | 235% | 235% | 235% | 235% | 235% | 235% | 235% | 235% | 235% | 235% | 235% | 235% | 235% | 235% | 235% | 235% | 235% | 235% | 235% | 235% | 235% | 235% |  | 235% | 235% | 235% | 235% | 235% | 235% | 235% | 235% | 235% | 235% | 235% | 235% | 235% | 235% | 235% | 235% | 235% | 235% | 235% | 235% | 235% | 235% | 235% | 235% | 235% | 235% | 235% | 235% | 235% | 235% |  | 128516 | 136776 | 85519 | 111147.5 | 111147.5 | 111147.5 | 111147.5 | 111147.5 | 111147.5 | 111147.5 | 111147.5 | 111147.5 | 111147.5 | 111147.5 | 111147.5 | 111147.5 | 111147.5 | 111147.5 | 111147.5 | 111147.5 | 111147.5 | 111147.5 | 111147.5 | 111147.5 | 111147.5 | 111147.5 | 111147.5 | 111147.5 | 111147.5 | 111147.5 |  | 0 | 0 | 0 | 0 | 0 | 0 | 0 | 0 | 0 | 0 | 0 | 0 | 0 | 0 | 0 | 0 | 0 | 0 | 0 | 0 | 0 | 0 | 0 | 0 | 0 | 0 | 0 | 0 | 0 | 0
45 | Std B16b | Whole Building - Non-Res New Construction (Gas) | 2006-01-01 | 0 | 15 | 0 | 0 | 0 | 1 | 1 | 0 | 12 | 2000 | 30.07% | 0% | 0 | 0 | [31 empty] | 0% | 0% | 0% | 0% | 0% | 0% | 0% | 0% | 0% | 0% | 0% | 0% | 0% | 0% | 0% | 0% | 0% | 0% | 0% | 0% | 0% | 0% | 0% | 0% | 0% | 0% | 0% | 0% | 0% | 0% |  | 0% | 0% | 0% | 0% | 0% | 0% | 0% | 0% | 0% | 0% | 0% | 0% | 0% | 0% | 0% | 0% | 0% | 0% | 0% | 0% | 0% | 0% | 0% | 0% | 0% | 0% | 0% | 0% | 0% | 0% |  | 47334034 | 105423244 | 96053304 | 100738274 | 100738274 | 100738274 | 100738274 | 100738274 | 100738274 | 100738274 | 100738274 | 100738274 | 100738274 | 100738274 | 100738274 | 100738274 | 100738274 | 100738274 | 100738274 | 100738274 | 100738274 | 100738274 | 100738274 | 100738274 | 100738274 | 100738274 | 100738274 | 100738274 | 100738274 | 100738274 |  | 0 | 0 | 0 | 0 | 0 | 0 | 0 | 0 | 0 | 0 | 0 | 0 | 0 | 0 | 0 | 0 | 0 | 0 | 0 | 0 | 0 | 0 | 0 | 0 | 0 | 0 | 0 | 0 | 0 | 0 | bar: Compliance - kWh 2006 to Compliance - kWh 2035
46 | Std 22a | BR, ER and R20 Incandescent Reflector Lamps: Residential | 2008-01-08 | 0 | 4 | 5.8 | 0.00104 | 0 | 1.04 | 1.32 | -0.020667 | 18 | 2000 | 60.75% | 36.55% | 0.022545 | 0.14539 | 0% | 0% | 0% | 0% | 81.7% | 81.7% | 81.7% | 81.7% | 81.7% | 81.7% | 81.7% | 81.7% | 81.7% | 81.7% | 81.7% | 81.7% | 81.7% | 81.7% | 81.7% | 81.7% | 81.7% | 81.7% | 81.7% | 81.7% | 81.7% | 81.7% | 81.7% | 81.7% | 81.7% | 81.7% |  | 0% | 0% | 0% | 0% | 81.7% | 81.7% | 81.7% | 81.7% | 81.7% | 81.7% | 81.7% | 81.7% | 81.7% | 81.7% | 81.7% | 81.7% | 81.7% | 81.7% | 81.7% | 81.7% | 81.7% | 81.7% | 81.7% | 81.7% | 81.7% | 81.7% | 81.7% | 81.7% | 81.7% | 81.7% |  | 0% | 0% | 0% | 0% | 81.7% | 81.7% | 81.7% | 81.7% | 81.7% | 81.7% | 81.7% | 81.7% | 81.7% | 81.7% | 81.7% | 81.7% | 81.7% | 81.7% | 81.7% | 81.7% | 81.7% | 81.7% | 81.7% | 81.7% | 81.7% | 81.7% | 81.7% | 81.7% | 81.7% | 81.7% |  | 0 | 0 | 0 | 0 | 1688793 | 1688793 | 902231.8767 | 0 | 0 | 0 | 0 | 0 | 0 | 0 | 0 | 0 | 0 | 0 | 0 | 0 | 0 | 0 | 0 | 0 | 0 | 0 | 0 | 0 | 0 | 0 |  | 0 | 0 | 0 | 0 | 0 | 0 | 0 | 0 | 0 | 0 | 0 | 0 | 0 | 0 | 0 | 0 | 0 | 0 | 0 | 0 | 0 | 0 | 0 | 0 | 0 | 0 | 0 | 0 | 0 | 0
47 | Std 22b | BR, ER and R20 Incandescent Reflector Lamps: Commercial | 2008-01-08 | 0 | 1 | 33.6 | 0.00783 | 0 | 1.1 | 1.32 | -0.0041 | 18 | 2000 | 60.75% | 36.55% | 0.022545 | 0.14539 | 0% | 0% | 0% | 0% | 81.7% | 81.7% | 81.7% | 81.7% | 81.7% | 81.7% | 81.7% | 81.7% | 81.7% | 81.7% | 81.7% | 81.7% | 81.7% | 81.7% | 81.7% | 81.7% | 81.7% | 81.7% | 81.7% | 81.7% | 81.7% | 81.7% | 81.7% | 81.7% | 81.7% | 81.7% |  | 0% | 0% | 0% | 0% | 81.7% | 81.7% | 81.7% | 81.7% | 81.7% | 81.7% | 81.7% | 81.7% | 81.7% | 81.7% | 81.7% | 81.7% | 81.7% | 81.7% | 81.7% | 81.7% | 81.7% | 81.7% | 81.7% | 81.7% | 81.7% | 81.7% | 81.7% | 81.7% | 81.7% | 81.7% |  | 0% | 0% | 0% | 0% | 81.7% | 81.7% | 81.7% | 81.7% | 81.7% | 81.7% | 81.7% | 81.7% | 81.7% | 81.7% | 81.7% | 81.7% | 81.7% | 81.7% | 81.7% | 81.7% | 81.7% | 81.7% | 81.7% | 81.7% | 81.7% | 81.7% | 81.7% | 81.7% | 81.7% | 81.7% |  | 0 | 0 | 0 | 0 | 113902 | 113902 | 60851.7534 | 0 | 0 | 0 | 0 | 0 | 0 | 0 | 0 | 0 | 0 | 0 | 0 | 0 | 0 | 0 | 0 | 0 | 0 | 0 | 0 | 0 | 0 | 0 |  | 0 | 0 | 0 | 0 | 0 | 0 | 0 | 0 | 0 | 0 | 0 | 0 | 0 | 0 | 0 | 0 | 0 | 0 | 0 | 0 | 0 | 0 | 0 | 0 | 0 | 0 | 0 | 0 | 0 | 0
48 | Std 23 | Metal Halide Fixtures | 2010-01-01 | 16977.8 | 14 | 171.6 | 0.0302 | 0 | 1.1 | 1.32 | -0.0041 | 9 | 2000 | 72.25% | 50.82% | 0.0026525 | 0.366 | 0% | 0% | 0% | 0% | 95% | 95% | 95% | 95% | 95% | 95% | 95% | 95% | 95% | 95% | 95% | 95% | 95% | 95% | 95% | 95% | 95% | 95% | 95% | 95% | 95% | 95% | 95% | 95% | 95% | 95% |  | 0% | 0% | 0% | 0% | 95% | 95% | 95% | 95% | 95% | 95% | 95% | 95% | 95% | 95% | 95% | 95% | 95% | 95% | 95% | 95% | 95% | 95% | 95% | 95% | 95% | 95% | 95% | 95% | 95% | 95% |  | 0% | 0% | 0% | 0% | 95% | 95% | 95% | 95% | 95% | 95% | 95% | 95% | 95% | 95% | 95% | 95% | 95% | 95% | 95% | 95% | 95% | 95% | 95% | 95% | 95% | 95% | 95% | 95% | 95% | 95% |  | 0 | 0 | 0 | 0 | 234000 | 234000 | 234000 | 234000 | 234000 | 234000 | 234000 | 234000 | 234000 | 234000 | 234000 | 234000 | 234000 | 234000 | 234000 | 234000 | 234000 | 234000 | 234000 | 234000 | 234000 | 234000 | 234000 | 234000 | 234000 | 234000 |  | 0 | 0 | 0 | 0 | 16977.8 | 15280.02 | 13582.24 | 11884.46 | 10186.68 | 8488.9 | 6791.12 | 5093.34 | 3395.56 | 1697.78 | 0 | 0 | 0 | 0 | 0 | 0 | 0 | 0 | 0 | 0 | 0 | 0 | 0 | 0 | 0 | 0
49 | Std 24 | Portable Lighting Fixtures | 2010-01-01 | 0 | 12 | 25.56 | 0.0038 | 0 | 1.07 | 1.2733 | -0.01235 | 9 | 2000 | 49% | 21.9% | 0.0018946 | 0.49764 | 0% | 0% | 0% | 0% | 93% | 93% | 93% | 93% | 93% | 93% | 93% | 93% | 93% | 93% | 93% | 93% | 93% | 93% | 93% | 93% | 93% | 93% | 93% | 93% | 93% | 93% | 93% | 93% | 93% | 93% |  | 0% | 0% | 0% | 0% | 93% | 93% | 93% | 93% | 93% | 93% | 93% | 93% | 93% | 93% | 93% | 93% | 93% | 93% | 93% | 93% | 93% | 93% | 93% | 93% | 93% | 93% | 93% | 93% | 93% | 93% |  | 0% | 0% | 0% | 0% | 93% | 93% | 93% | 93% | 93% | 93% | 93% | 93% | 93% | 93% | 93% | 93% | 93% | 93% | 93% | 93% | 93% | 93% | 93% | 93% | 93% | 93% | 93% | 93% | 93% | 93% |  | 0 | 0 | 0 | 0 | 3156743 | 3156743 | 3156743 | 3156743 | 3156743 | 3156743 | 3156743 | 3156743 | 3156743 | 3156743 | 3156743 | 3156743 | 3156743 | 3156743 | 3156743 | 3156743 | 3156743 | 3156743 | 3156743 | 3156743 | 3156743 | 3156743 | 3156743 | 3156743 | 3156743 | 3156743 |  | 0 | 0 | 0 | 0 | 0 | 0 | 0 | 0 | 0 | 0 | 0 | 0 | 0 | 0 | 0 | 0 | 0 | 0 | 0 | 0 | 0 | 0 | 0 | 0 | 0 | 0 | 0 | 0 | 0 | 0
50 | Std 25 | General Purpose Lighting -- 100 watt | 2011-01-01 | 0 | 2 | 14.85 | 0.00205 | 0 | 1.07 | 1.2733 | -0.01235 | 6 | 2000 | 75.75% | 17.37% | 0.0036239 | 0.34557 | 0% | 0% | 0% | 0% | 0% | 36% | 88% | 88% | 88% | 88% | 88% | 88% | 88% | 88% | 88% | 88% | 88% | 88% | 88% | 88% | 88% | 88% | 88% | 88% | 88% | 88% | 88% | 88% | 88% | 88% |  | 0% | 0% | 0% | 0% | 0% | 36% | 88% | 88% | 88% | 88% | 88% | 88% | 88% | 88% | 88% | 88% | 88% | 88% | 88% | 88% | 88% | 88% | 88% | 88% | 88% | 88% | 88% | 88% | 88% | 88% |  | 0% | 0% | 0% | 0% | 0% | 36% | 88% | 88% | 88% | 88% | 88% | 88% | 88% | 88% | 88% | 88% | 88% | 88% | 88% | 88% | 88% | 88% | 88% | 88% | 88% | 88% | 88% | 88% | 88% | 88% |  | 0 | 0 | 0 | 0 | 0 | 12220000 | 0 | 0 | 0 | 0 | 0 | 0 | 0 | 0 | 0 | 0 | 0 | 0 | 0 | 0 | 0 | 0 | 0 | 0 | 0 | 0 | 0 | 0 | 0 | 0 |  | 0 | 0 | 0 | 0 | 0 | 0 | 0 | 0 | 0 | 0 | 0 | 0 | 0 | 0 | 0 | 0 | 0 | 0 | 0 | 0 | 0 | 0 | 0 | 0 | 0 | 0 | 0 | 0 | 0 | 0
51 | Std 26 | General Purpose Lighting -- 75 watt | 2012-01-01 | 0 | 2 | 10.79 | 0.00149 | 0 | 1.07 | 1.2733 | -0.01235 | 6 | 2000 | 75.75% | 16.12% | 0.0074732 | 0.29397 | 0% | 0% | 0% | 0% | 0% | 0% | 40% | 40% | 40% | 40% | 40% | 40% | 40% | 40% | 40% | 40% | 40% | 40% | 40% | 40% | 40% | 40% | 40% | 40% | 40% | 40% | 40% | 40% | 40% | 40% |  | 0% | 0% | 0% | 0% | 0% | 0% | 40% | 40% | 40% | 40% | 40% | 40% | 40% | 40% | 40% | 40% | 40% | 40% | 40% | 40% | 40% | 40% | 40% | 40% | 40% | 40% | 40% | 40% | 40% | 40% |  | 0% | 0% | 0% | 0% | 0% | 0% | 40% | 40% | 40% | 40% | 40% | 40% | 40% | 40% | 40% | 40% | 40% | 40% | 40% | 40% | 40% | 40% | 40% | 40% | 40% | 40% | 40% | 40% | 40% | 40% |  | 0 | 0 | 0 | 0 | 0 | 0 | 11610000 | 0 | 0 | 0 | 0 | 0 | 0 | 0 | 0 | 0 | 0 | 0 | 0 | 0 | 0 | 0 | 0 | 0 | 0 | 0 | 0 | 0 | 0 | 0 |  | 0 | 0 | 0 | 0 | 0 | 0 | 0 | 0 | 0 | 0 | 0 | 0 | 0 | 0 | 0 | 0 | 0 | 0 | 0 | 0 | 0 | 0 | 0 | 0 | 0 | 0 | 0 | 0 | 0 | 0
52 | Std 27 | General Purpose Lighting -- 60 and 40 watt | 2013-01-01 | 0 | 2 | 9.08 | 0.00125 | 0 | 1.07 | 1.2733 | -0.01235 | 6 | 2000 | 75.75% | 16.91% | 0.010535 | 0.25508 | 0% | 0% | 84.57% | 84.57% | 84.57% | 84.57% | 84.57% | 84.57% | 84.57% | 84.57% | 84.57% | 84.57% | 84.57% | 84.57% | 84.57% | 84.57% | 84.57% | 84.57% | 84.57% | 84.57% | 84.57% | 84.57% | 84.57% | 84.57% | 84.57% | 84.57% | 84.57% | 84.57% | 84.57% | 84.57% |  | 0% | 0% | 84.57% | 84.57% | 84.57% | 84.57% | 84.57% | 84.57% | 84.57% | 84.57% | 84.57% | 84.57% | 84.57% | 84.57% | 84.57% | 84.57% | 84.57% | 84.57% | 84.57% | 84.57% | 84.57% | 84.57% | 84.57% | 84.57% | 84.57% | 84.57% | 84.57% | 84.57% | 84.57% | 84.57% |  | 0% | 0% | 84.57% | 84.57% | 84.57% | 84.57% | 84.57% | 84.57% | 84.57% | 84.57% | 84.57% | 84.57% | 84.57% | 84.57% | 84.57% | 84.57% | 84.57% | 84.57% | 84.57% | 84.57% | 84.57% | 84.57% | 84.57% | 84.57% | 84.57% | 84.57% | 84.57% | 84.57% | 84.57% | 84.57% |  | 0 | 0 | 0 | 0 | 0 | 0 | 0 | 31240000 | 0 | 0 | 0 | 0 | 0 | 0 | 0 | 0 | 0 | 0 | 0 | 0 | 0 | 0 | 0 | 0 | 0 | 0 | 0 | 0 | 0 | 0 |  | 0 | 0 | 0 | 0 | 0 | 0 | 0 | 0 | 0 | 0 | 0 | 0 | 0 | 0 | 0 | 0 | 0 | 0 | 0 | 0 | 0 | 0 | 0 | 0 | 0 | 0 | 0 | 0 | 0 | 0
53 | Std 28a | Televisions - Tier 1 | 2011-01-01 | 579000 | 10 | 110 | 0.01 | 0 | 1.07 | 1.297 | -0.013 | 6 | 2000 | 60.5% | 81.7% | 0.0044873 | 0.53373 | 0% | 0% | 0% | 0% | 98% | 98% | 98% | 98% | 98% | 98% | 98% | 98% | 98% | 98% | 98% | 98% | 98% | 98% | 98% | 98% | 98% | 98% | 98% | 98% | 98% | 98% | 98% | 98% | 98% | 98% |  | 0% | 0% | 0% | 0% | 98% | 98% | 98% | 98% | 98% | 98% | 98% | 98% | 98% | 98% | 98% | 98% | 98% | 98% | 98% | 98% | 98% | 98% | 98% | 98% | 98% | 98% | 98% | 98% | 98% | 98% |  | 0% | 0% | 0% | 0% | 98% | 98% | 98% | 98% | 98% | 98% | 98% | 98% | 98% | 98% | 98% | 98% | 98% | 98% | 98% | 98% | 98% | 98% | 98% | 98% | 98% | 98% | 98% | 98% | 98% | 98% |  | 0 | 0 | 0 | 0 | 0 | 3338000 | 3338000 | 3744138 | 3744138 | 3744138 | 3744138 | 3744138 | 3744138 | 3744138 | 3744138 | 3744138 | 3744138 | 3744138 | 3744138 | 3744138 | 3744138 | 3744138 | 3744138 | 3744138 | 3744138 | 3744138 | 3744138 | 3744138 | 3744138 | 3744138 |  | 0 | 0 | 0 | 0 | 0 | 579000 | 521100 | 463200 | 405300 | 347400 | 289500 | 231600 | 173700 | 115800 | 57900 | 0 | 0 | 0 | 0 | 0 | 0 | 0 | 0 | 0 | 0 | 0 | 0 | 0 | 0 | 0
54 | Std 28b | Televisions - Tier 2 | 2013-01-01 | 0 | 10 | 110 | 0.009 | 0 | 1.07 | 1.297 | -0.013 | 6 | 2000 | 60.5% | 82.32% | 0.0084692 | 0.38011 | 0% | 0% | 0% | 0% | 0% | 0% | 0% | 97.2% | 98.5% | 98.5% | 98.5% | 98.5% | 98.5% | 98.5% | 98.5% | 98.5% | 98.5% | 98.5% | 98.5% | 98.5% | 98.5% | 98.5% | 98.5% | 98.5% | 98.5% | 98.5% | 98.5% | 98.5% | 98.5% | 98.5% |  | 0% | 0% | 0% | 0% | 0% | 0% | 0% | 97.2% | 98.5% | 98.5% | 98.5% | 98.5% | 98.5% | 98.5% | 98.5% | 98.5% | 98.5% | 98.5% | 98.5% | 98.5% | 98.5% | 98.5% | 98.5% | 98.5% | 98.5% | 98.5% | 98.5% | 98.5% | 98.5% | 98.5% |  | 0% | 0% | 0% | 0% | 0% | 0% | 0% | 97.2% | 98.5% | 98.5% | 98.5% | 98.5% | 98.5% | 98.5% | 98.5% | 98.5% | 98.5% | 98.5% | 98.5% | 98.5% | 98.5% | 98.5% | 98.5% | 98.5% | 98.5% | 98.5% | 98.5% | 98.5% | 98.5% | 98.5% |  | 0 | 0 | 0 | 0 | 0 | 0 | 0 | 3744138 | 3744138 | 3744138 | 3744138 | 3744138 | 3744138 | 3744138 | 3744138 | 3744138 | 3744138 | 3744138 | 3744138 | 3744138 | 3744138 | 3744138 | 3744138 | 3744138 | 3744138 | 3744138 | 3744138 | 3744138 | 3744138 | 3744138 |  | 0 | 0 | 0 | 0 | 0 | 0 | 0 | 0 | 0 | 0 | 0 | 0 | 0 | 0 | 0 | 0 | 0 | 0 | 0 | 0 | 0 | 0 | 0 | 0 | 0 | 0 | 0 | 0 | 0 | 0
55 | Std 29 | Small Battery Chargers – Tier 1 (consumer with no USB charger or USB charger <20 watt-hours) | 2013-02-01 | 0 | 3 | 9.9 | 0.00039 | 0 | 1.047 | 1.36 | -0.021 | 9 | 2000 | 57.5% | 53.83% | 0.0068023 | 0.32059 | 0% | 0% | 0% | 0% | 0% | 0% | 0% | 90% | 90% | 90% | 90% | 90% | 90% | 90% | 90% | 90% | 90% | 90% | 90% | 90% | 90% | 90% | 90% | 90% | 90% | 90% | 90% | 90% | 90% | 90% |  | 0% | 0% | 0% | 0% | 0% | 0% | 0% | 90% | 90% | 90% | 90% | 90% | 90% | 90% | 90% | 90% | 90% | 90% | 90% | 90% | 90% | 90% | 90% | 90% | 90% | 90% | 90% | 90% | 90% | 90% |  | 0% | 0% | 0% | 0% | 0% | 0% | 0% | 90% | 90% | 90% | 90% | 90% | 90% | 90% | 90% | 90% | 90% | 90% | 90% | 90% | 90% | 90% | 90% | 90% | 90% | 90% | 90% | 90% | 90% | 90% |  | 0 | 0 | 0 | 0 | 0 | 0 | 0 | 43766906 | 43766906 | 43766906 | 43766906 | 43766906 | 43766906 | 43766906 | 43766906 | 43766906 | 43766906 | 43766906 | 43766906 | 43766906 | 43766906 | 43766906 | 43766906 | 43766906 | 43766906 | 43766906 | 43766906 | 43766906 | 43766906 | 43766906 |  | 0 | 0 | 0 | 0 | 0 | 0 | 0 | 0 | 0 | 0 | 0 | 0 | 0 | 0 | 0 | 0 | 0 | 0 | 0 | 0 | 0 | 0 | 0 | 0 | 0 | 0 | 0 | 0 | 0 | 0
56 | Std 30 | Small Battery Chargers – Tier 2 (consumer with USB charger ≥20 watt-hours) | 2014-01-01 | 0 | 4 | 0 | 0.0014092 | 0 | 1.047 | 1.36 | -0.021 | 9 | 2000 | 57.5% | 60.46% | 0.012003 | 0.24148 | 0% | 0% | 0% | 0% | 0% | 0% | 0% | 88% | 88% | 88% | 88% | 88% | 88% | 88% | 88% | 88% | 88% | 88% | 88% | 88% | 88% | 88% | 88% | 88% | 88% | 88% | 88% | 88% | 88% | 88% |  | 0% | 0% | 0% | 0% | 0% | 0% | 0% | 88% | 88% | 88% | 88% | 88% | 88% | 88% | 88% | 88% | 88% | 88% | 88% | 88% | 88% | 88% | 88% | 88% | 88% | 88% | 88% | 88% | 88% | 88% |  | 0% | 0% | 0% | 0% | 0% | 0% | 0% | 88% | 88% | 88% | 88% | 88% | 88% | 88% | 88% | 88% | 88% | 88% | 88% | 88% | 88% | 88% | 88% | 88% | 88% | 88% | 88% | 88% | 88% | 88% |  | 0 | 0 | 0 | 0 | 0 | 0 | 0 | 2400000 | 5197800 | 5197800 | 5197800 | 5197800 | 5197800 | 5197800 | 5197800 | 5197800 | 5197800 | 5197800 | 5197800 | 5197800 | 5197800 | 5197800 | 5197800 | 5197800 | 5197800 | 5197800 | 5197800 | 5197800 | 5197800 | 5197800 |  | 0 | 0 | 0 | 0 | 0 | 0 | 0 | 0 | 0 | 0 | 0 | 0 | 0 | 0 | 0 | 0 | 0 | 0 | 0 | 0 | 0 | 0 | 0 | 0 | 0 | 0 | 0 | 0 | 0 | 0
57 | Std 31 | Small Battery Chargers – Tier 3 (non-consumer) | 2017-01-01 | 0 | 10 | 11.5464 | 0.0083769 | 0 | 1.092 | 1.235 | -0.005 | 9 | 2000 | 0% | 47.35% | 0.0043633 | 0.2632 | 0% | 0% | 84.57% | 84.57% | 84.57% | 84.57% | 84.57% | 84.57% | 84.57% | 84.57% | 84.57% | 84.57% | 84.57% | 84.57% | 84.57% | 84.57% | 84.57% | 84.57% | 84.57% | 84.57% | 84.57% | 84.57% | 84.57% | 84.57% | 84.57% | 84.57% | 84.57% | 84.57% | 84.57% | 84.57% |  | 0% | 0% | 0% | 0% | 0% | 0% | 0% | 84.57% | 84.57% | 84.57% | 84.57% | 84.57% | 84.57% | 84.57% | 84.57% | 84.57% | 84.57% | 84.57% | 84.57% | 84.57% | 84.57% | 84.57% | 84.57% | 84.57% | 84.57% | 84.57% | 84.57% | 84.57% | 84.57% | 84.57% |  | 0% | 0% | 84.57% | 84.57% | 84.57% | 84.57% | 84.57% | 84.57% | 84.57% | 84.57% | 84.57% | 84.57% | 84.57% | 84.57% | 84.57% | 84.57% | 84.57% | 84.57% | 84.57% | 84.57% | 84.57% | 84.57% | 84.57% | 84.57% | 84.57% | 84.57% | 84.57% | 84.57% | 84.57% | 84.57% |  | 0 | 0 | 0 | 0 | 0 | 0 | 0 | 2495835.6632 | 2530054.1596 | 2566667.9508 | 2605844.7074 | 2647763.8369 | 2692617.3054 | 2740610.5168 | 2791963.253 | 2791963.253 | 2791963.253 | 2791963.253 | 2791963.253 | 2791963.253 | 2791963.253 | 2791963.253 | 2791963.253 | 2791963.253 | 2791963.253 | 2791963.253 | 2791963.253 | 2791963.253 | 2791963.253 | 2791963.253 |  | 0 | 0 | 0 | 0 | 0 | 0 | 0 | 0 | 0 | 0 | 0 | 0 | 0 | 0 | 0 | 0 | 0 | 0 | 0 | 0 | 0 | 0 | 0 | 0 | 0 | 0 | 0 | 0 | 0 | 0
58 | Std 32 | Large Battery Chargers (≥2kW rated input) | 2014-01-01 | 0 | 15 | 1782 | 0.08 | 0 | 1 | 1 | 0 | 9 | 2000 | 90% | 39.63% | 0.0027451 | 0.27495 | 0% | 0% | 0% | 0% | 0% | 0% | 0% | 0% | 78% | 78% | 78% | 78% | 78% | 78% | 78% | 78% | 78% | 78% | 78% | 78% | 78% | 78% | 78% | 78% | 78% | 78% | 78% | 78% | 78% | 78% |  | 0% | 0% | 0% | 0% | 0% | 0% | 0% | 0% | 78% | 78% | 78% | 78% | 78% | 78% | 78% | 78% | 78% | 78% | 78% | 78% | 78% | 78% | 78% | 78% | 78% | 78% | 78% | 78% | 78% | 78% |  | 0% | 0% | 0% | 0% | 0% | 0% | 0% | 0% | 78% | 78% | 78% | 78% | 78% | 78% | 78% | 78% | 78% | 78% | 78% | 78% | 78% | 78% | 78% | 78% | 78% | 78% | 78% | 78% | 78% | 78% |  | 0 | 0 | 0 | 0 | 0 | 0 | 0 | 0 | 7334 | 7334 | 7334 | 7334 | 7334 | 7334 | 7334 | 7334 | 7334 | 7334 | 7334 | 7334 | 7334 | 7334 | 7334 | 7334 | 7334 | 7334 | 7334 | 7334 | 7334 | 7334 |  | 0 | 0 | 0 | 0 | 0 | 0 | 0 | 0 | 0 | 0 | 0 | 0 | 0 | 0 | 0 | 0 | 0 | 0 | 0 | 0 | 0 | 0 | 0 | 0 | 0 | 0 | 0 | 0 | 0 | 0
59 | Fed 1 | Electric Motors 1-200HP | 2010-12-01 | 0 | 7 | 575 | 0.079 | 0 | 1 | 1 | 0 | 24 | 2000 | 52% | 15% | 0.030197 | 0.03 | 0% | 0% | 0% | 0% | 91% | 91% | 91% | 91% | 91% | 91% | 91% | 91% | 91% | 91% | 91% | 91% | 91% | 91% | 91% | 91% | 91% | 91% | 91% | 91% | 91% | 91% | 91% | 91% | 91% | 91% |  | 0% | 0% | 0% | 0% | 91% | 91% | 91% | 91% | 91% | 91% | 91% | 91% | 91% | 91% | 91% | 91% | 91% | 91% | 91% | 91% | 91% | 91% | 91% | 91% | 91% | 91% | 91% | 91% | 91% | 91% |  | 0% | 0% | 0% | 0% | 91% | 91% | 91% | 91% | 91% | 91% | 91% | 91% | 91% | 91% | 91% | 91% | 91% | 91% | 91% | 91% | 91% | 91% | 91% | 91% | 91% | 91% | 91% | 91% | 91% | 91% |  | 0 | 0 | 0 | 0 | 254280 | 254280 | 254280 | 254280 | 254280 | 254280 | 254280 | 254280 | 254280 | 254280 | 254280 | 254280 | 254280 | 254280 | 254280 | 254280 | 254280 | 254280 | 254280 | 254280 | 254280 | 254280 | 254280 | 254280 | 254280 | 254280 |  | 0 | 0 | 0 | 0 | 0 | 0 | 0 | 0 | 0 | 0 | 0 | 0 | 0 | 0 | 0 | 0 | 0 | 0 | 0 | 0 | 0 | 0 | 0 | 0 | 0 | 0 | 0 | 0 | 0 | 0
60 | Fed 2 | Refrigerated Beverage Vending Machines | 2011-08-31 | 0 | 10 | 307.7 | 0.04089 | 0 | 1.025 | 1.16 | -0.010333 | 9 | 1998 | 45.3% | 96% | 0.01416 | 0.58412 | 0% | 0% | 0% | 0% | 37% | 37% | 37% | 37% | 37% | 37% | 37% | 37% | 37% | 37% | 37% | 37% | 37% | 37% | 37% | 37% | 37% | 37% | 37% | 37% | 37% | 37% | 37% | 37% | 37% | 37% |  | 0% | 0% | 0% | 0% | 37% | 37% | 37% | 37% | 37% | 37% | 37% | 37% | 37% | 37% | 37% | 37% | 37% | 37% | 37% | 37% | 37% | 37% | 37% | 37% | 37% | 37% | 37% | 37% | 37% | 37% |  | 0% | 0% | 0% | 0% | 37% | 37% | 37% | 37% | 37% | 37% | 37% | 37% | 37% | 37% | 37% | 37% | 37% | 37% | 37% | 37% | 37% | 37% | 37% | 37% | 37% | 37% | 37% | 37% | 37% | 37% |  | 0 | 0 | 0 | 0 | 0 | 48020 | 48020 | 48020 | 48020 | 48020 | 48020 | 48020 | 48020 | 48020 | 48020 | 48020 | 48020 | 48020 | 48020 | 48020 | 48020 | 48020 | 48020 | 48020 | 48020 | 48020 | 48020 | 48020 | 48020 | 48020 |  | 0 | 0 | 0 | 0 | 0 | 0 | 0 | 0 | 0 | 0 | 0 | 0 | 0 | 0 | 0 | 0 | 0 | 0 | 0 | 0 | 0 | 0 | 0 | 0 | 0 | 0 | 0 | 0 | 0 | 0
61 | Fed 3 | Commercial Refrigeration | 2012-01-01 | 0 | 10 | 548.3231 | 0.07311 | 0 | 1.05 | 1.32 | -0.020667 | 9 | 1995 | 43.5% | 45% | 0.0082297 | 0.36 | 0% | 0% | 0% | 0% | 70% | 70% | 70% | 70% | 70% | 70% | 70% | 70% | 70% | 70% | 70% | 70% | 70% | 70% | 70% | 70% | 70% | 70% | 70% | 70% | 70% | 70% | 70% | 70% | 70% | 70% |  | 0% | 0% | 0% | 0% | 70% | 70% | 70% | 70% | 70% | 70% | 70% | 70% | 70% | 70% | 70% | 70% | 70% | 70% | 70% | 70% | 70% | 70% | 70% | 70% | 70% | 70% | 70% | 70% | 70% | 70% |  | 0% | 0% | 0% | 0% | 70% | 70% | 70% | 70% | 70% | 70% | 70% | 70% | 70% | 70% | 70% | 70% | 70% | 70% | 70% | 70% | 70% | 70% | 70% | 70% | 70% | 70% | 70% | 70% | 70% | 70% |  | 0 | 0 | 0 | 0 | 0 | 0 | 50617.1714 | 50617.1714 | 50617.1714 | 50617.1714 | 50617.1714 | 50617.1714 | 50617.1714 | 50617.1714 | 50617.1714 | 50617.1714 | 50617.1714 | 50617.1714 | 50617.1714 | 50617.1714 | 50617.1714 | 50617.1714 | 50617.1714 | 50617.1714 | 50617.1714 | 50617.1714 | 50617.1714 | 50617.1714 | 50617.1714 | 50617.1714 |  | 0 | 0 | 0 | 0 | 0 | 0 | 0 | 0 | 0 | 0 | 0 | 0 | 0 | 0 | 0 | 0 | 0 | 0 | 0 | 0 | 0 | 0 | 0 | 0 | 0 | 0 | 0 | 0 | 0 | 0
62 | Fed 4 | ASHRAE Products (Commercial boilers) | 2012-03-02 | 0 | 30 | 0 | 0 | 10 | 1 | 1 | 0 | 9 | 1965 | 34.8% | 31% | 0.00708 | 0.09653 | 0% | 0% | 0% | 0% | 95% | 95% | 95% | 95% | 95% | 95% | 95% | 95% | 95% | 95% | 95% | 95% | 95% | 95% | 95% | 95% | 95% | 95% | 95% | 95% | 95% | 95% | 95% | 95% | 95% | 95% |  | 0% | 0% | 0% | 0% | 95% | 95% | 95% | 95% | 95% | 95% | 95% | 95% | 95% | 95% | 95% | 95% | 95% | 95% | 95% | 95% | 95% | 95% | 95% | 95% | 95% | 95% | 95% | 95% | 95% | 95% |  | 0% | 0% | 0% | 0% | 95% | 95% | 95% | 95% | 95% | 95% | 95% | 95% | 95% | 95% | 95% | 95% | 95% | 95% | 95% | 95% | 95% | 95% | 95% | 95% | 95% | 95% | 95% | 95% | 95% | 95% |  | 0 | 0 | 0 | 0 | 0 | 0 | 25652 | 25652 | 25652 | 25652 | 25652 | 25652 | 25652 | 25652 | 25652 | 25652 | 25652 | 25652 | 25652 | 25652 | 25652 | 25652 | 25652 | 25652 | 25652 | 25652 | 25652 | 25652 | 25652 | 25652 |  | 0 | 0 | 0 | 0 | 0 | 0 | 0 | 0 | 0 | 0 | 0 | 0 | 0 | 0 | 0 | 0 | 0 | 0 | 0 | 0 | 0 | 0 | 0 | 0 | 0 | 0 | 0 | 0 | 0 | 0
63 | Fed 5 | Residential Electric & Gas Ranges | 2012-04-09 | 0 | 19 | 0 | 0 | 30.5 | 1 | 1 | 0 | 9 | 1965 | 22% | 31% | 0.00708 | 0.09653 | 0% | 0% | 0% | 0% | 100% | 100% | 100% | 100% | 100% | 100% | 100% | 100% | 100% | 100% | 100% | 100% | 100% | 100% | 100% | 100% | 100% | 100% | 100% | 100% | 100% | 100% | 100% | 100% | 100% | 100% |  | 0% | 0% | 0% | 0% | 100% | 100% | 100% | 100% | 100% | 100% | 100% | 100% | 100% | 100% | 100% | 100% | 100% | 100% | 100% | 100% | 100% | 100% | 100% | 100% | 100% | 100% | 100% | 100% | 100% | 100% |  | 0% | 0% | 0% | 0% | 100% | 100% | 100% | 100% | 100% | 100% | 100% | 100% | 100% | 100% | 100% | 100% | 100% | 100% | 100% | 100% | 100% | 100% | 100% | 100% | 100% | 100% | 100% | 100% | 100% | 100% |  | 0 | 0 | 0 | 0 | 0 | 0 | 4448 | 4448 | 4448 | 4448 | 4448 | 4448 | 4448 | 4448 | 4448 | 4448 | 4448 | 4448 | 4448 | 4448 | 4448 | 4448 | 4448 | 4448 | 4448 | 4448 | 4448 | 4448 | 4448 | 4448 |  | 0 | 0 | 0 | 0 | 0 | 0 | 0 | 0 | 0 | 0 | 0 | 0 | 0 | 0 | 0 | 0 | 0 | 0 | 0 | 0 | 0 | 0 | 0 | 0 | 0 | 0 | 0 | 0 | 0 | 0
64 | Fed 6 | Incandescent Reflector Lamps | 2012-07-14 | 0 | 1 | 7.1 | 0.00143 | 0 | 1.07 | 1.2733 | -0.01235 | 9 | 2008 | 27% | 39.23% | 0.0076846 | 0.29236 | 0% | 0% | 0% | 0% | 6.9% | 6.9% | 6.9% | 6.9% | 6.9% | 6.9% | 6.9% | 6.9% | 6.9% | 6.9% | 6.9% | 6.9% | 6.9% | 6.9% | 6.9% | 6.9% | 6.9% | 6.9% | 6.9% | 6.9% | 6.9% | 6.9% | 6.9% | 6.9% | 6.9% | 6.9% |  | 0% | 0% | 0% | 0% | 6.9% | 6.9% | 6.9% | 6.9% | 6.9% | 6.9% | 6.9% | 6.9% | 6.9% | 6.9% | 6.9% | 6.9% | 6.9% | 6.9% | 6.9% | 6.9% | 6.9% | 6.9% | 6.9% | 6.9% | 6.9% | 6.9% | 6.9% | 6.9% | 6.9% | 6.9% |  | 0% | 0% | 0% | 0% | 6.9% | 6.9% | 6.9% | 6.9% | 6.9% | 6.9% | 6.9% | 6.9% | 6.9% | 6.9% | 6.9% | 6.9% | 6.9% | 6.9% | 6.9% | 6.9% | 6.9% | 6.9% | 6.9% | 6.9% | 6.9% | 6.9% | 6.9% | 6.9% | 6.9% | 6.9% |  | 0 | 0 | 0 | 0 | 0 | 0 | 7239740 | 7239740 | 7239740 | 7239740 | 7239740 | 7239740 | 7239740 | 7239740 | 7239740 | 7239740 | 7239740 | 7239740 | 7239740 | 7239740 | 7239740 | 7239740 | 7239740 | 7239740 | 7239740 | 7239740 | 7239740 | 7239740 | 7239740 | 7239740 |  | 0 | 0 | 0 | 0 | 0 | 0 | 0 | 0 | 0 | 0 | 0 | 0 | 0 | 0 | 0 | 0 | 0 | 0 | 0 | 0 | 0 | 0 | 0 | 0 | 0 | 0 | 0 | 0 | 0 | 0
65 | Fed 7 | General Service Fluorescent Lamps | 2012-07-14 | 0 | 6 | 32.4 | 0.008 | 0 | 1.1 | 1.2267 | -0.0040333 | 9 | 2000 | 19% | 55.97% | 0.010488 | 0.33017 | 0% | 0% | 0% | 0% | 95% | 95% | 95% | 95% | 95% | 95% | 95% | 95% | 95% | 95% | 95% | 95% | 95% | 95% | 95% | 95% | 95% | 95% | 95% | 95% | 95% | 95% | 95% | 95% | 95% | 95% |  | 0% | 0% | 0% | 0% | 95% | 95% | 95% | 95% | 95% | 95% | 95% | 95% | 95% | 95% | 95% | 95% | 95% | 95% | 95% | 95% | 95% | 95% | 95% | 95% | 95% | 95% | 95% | 95% | 95% | 95% |  | 0% | 0% | 0% | 0% | 95% | 95% | 95% | 95% | 95% | 95% | 95% | 95% | 95% | 95% | 95% | 95% | 95% | 95% | 95% | 95% | 95% | 95% | 95% | 95% | 95% | 95% | 95% | 95% | 95% | 95% |  | 0 | 0 | 0 | 0 | 0 | 0 | 9212320 | 9212320 | 9212320 | 9212320 | 9212320 | 9212320 | 9212320 | 9212320 | 9212320 | 9212320 | 9212320 | 9212320 | 9212320 | 9212320 | 9212320 | 9212320 | 9212320 | 9212320 | 9212320 | 9212320 | 9212320 | 9212320 | 9212320 | 9212320 |  | 0 | 0 | 0 | 0 | 0 | 0 | 0 | 0 | 0 | 0 | 0 | 0 | 0 | 0 | 0 | 0 | 0 | 0 | 0 | 0 | 0 | 0 | 0 | 0 | 0 | 0 | 0 | 0 | 0 | 0
66 | Std B17 | Envelope insulation | 2010-10-01 | 0 | 30 | 0.15216 | 9.0208e-06 | 0.016876 | 1 | 1 | -0.0058021 | 12 | 2000 | 77% | 52.01% | 0.012778 | 0.26479 | 0% | 0% | 0% | 0% | 122.6% | 122.6% | 122.6% | 122.6% | 122.6% | 122.6% | 122.6% | 122.6% | 122.6% | 122.6% | 122.6% | 122.6% | 122.6% | 122.6% | 122.6% | 122.6% | 122.6% | 122.6% | 122.6% | 122.6% | 122.6% | 122.6% | 122.6% | 122.6% | 122.6% | 122.6% |  | 0% | 0% | 0% | 0% | 329% | 329% | 329% | 329% | 329% | 329% | 329% | 329% | 329% | 329% | 329% | 329% | 329% | 329% | 329% | 329% | 329% | 329% | 329% | 329% | 329% | 329% | 329% | 329% | 329% | 329% |  | 0% | 0% | 0% | 0% | 86.09% | 86.09% | 86.09% | 86.09% | 86.09% | 86.09% | 86.09% | 86.09% | 86.09% | 86.09% | 86.09% | 86.09% | 86.09% | 86.09% | 86.09% | 86.09% | 86.09% | 86.09% | 86.09% | 86.09% | 86.09% | 86.09% | 86.09% | 86.09% | 86.09% | 86.09% |  | 0 | 0 | 0 | 0 | 367380000 | 367380000 | 367380000 | 367380000 | 367380000 | 367380000 | 367380000 | 367380000 | 367380000 | 367380000 | 367380000 | 367380000 | 367380000 | 367380000 | 367380000 | 367380000 | 367380000 | 367380000 | 367380000 | 367380000 | 367380000 | 367380000 | 367380000 | 367380000 | 367380000 | 367380000 |  | 0 | 0 | 0 | 0 | 0 | 0 | 0 | 0 | 0 | 0 | 0 | 0 | 0 | 0 | 0 | 0 | 0 | 0 | 0 | 0 | 0 | 0 | 0 | 0 | 0 | 0 | 0 | 0 | 0 | 0
67 | Std B18 | Overall Envelope Tradeoff | 2010-10-01 | 0 | 30 | 0.19 | 0 | 0 | 1 | 1 | 0 | 12 | 1990 | 85.25% | 30% | 0.00863 | 0.2 | 0% | 0% | 0% | 0% | 397% | 397% | 397% | 397% | 397% | 397% | 397% | 397% | 397% | 397% | 397% | 397% | 397% | 397% | 397% | 397% | 397% | 397% | 397% | 397% | 397% | 397% | 397% | 397% | 397% | 397% |  | 0% | 0% | 0% | 0% | 329% | 329% | 329% | 329% | 329% | 329% | 329% | 329% | 329% | 329% | 329% | 329% | 329% | 329% | 329% | 329% | 329% | 329% | 329% | 329% | 329% | 329% | 329% | 329% | 329% | 329% |  | 0% | 0% | 0% | 0% | 141% | 141% | 141% | 141% | 141% | 141% | 141% | 141% | 141% | 141% | 141% | 141% | 141% | 141% | 141% | 141% | 141% | 141% | 141% | 141% | 141% | 141% | 141% | 141% | 141% | 141% |  | 0 | 0 | 0 | 0 | 1159200 | 1159200 | 1159200 | 1159200 | 1159200 | 1159200 | 1159200 | 1159200 | 1159200 | 1159200 | 1159200 | 1159200 | 1159200 | 1159200 | 1159200 | 1159200 | 1159200 | 1159200 | 1159200 | 1159200 | 1159200 | 1159200 | 1159200 | 1159200 | 1159200 | 1159200 |  | 0 | 0 | 0 | 0 | 0 | 0 | 0 | 0 | 0 | 0 | 0 | 0 | 0 | 0 | 0 | 0 | 0 | 0 | 0 | 0 | 0 | 0 | 0 | 0 | 0 | 0 | 0 | 0 | 0 | 0
68 | Std B19 | Skylighting | 2010-10-01 | 0 | 10 | 1.8 | 0.0001 | 0 | 1 | 1 | -0.0040333 | 12 | 2000 | 76% | 20.66% | 0.0041817 | 0.31058 | 0% | 0% | 0% | 0% | 397% | 397% | 397% | 397% | 397% | 397% | 397% | 397% | 397% | 397% | 397% | 397% | 397% | 397% | 397% | 397% | 397% | 397% | 397% | 397% | 397% | 397% | 397% | 397% | 397% | 397% |  | 0% | 0% | 0% | 0% | 329% | 329% | 329% | 329% | 329% | 329% | 329% | 329% | 329% | 329% | 329% | 329% | 329% | 329% | 329% | 329% | 329% | 329% | 329% | 329% | 329% | 329% | 329% | 329% | 329% | 329% |  | 0% | 0% | 0% | 0% | 141% | 141% | 141% | 141% | 141% | 141% | 141% | 141% | 141% | 141% | 141% | 141% | 141% | 141% | 141% | 141% | 141% | 141% | 141% | 141% | 141% | 141% | 141% | 141% | 141% | 141% |  | 0 | 0 | 0 | 0 | 1832940 | 1832940 | 1832940 | 1832940 | 1832940 | 1832940 | 1832940 | 1832940 | 1832940 | 1832940 | 1832940 | 1832940 | 1832940 | 1832940 | 1832940 | 1832940 | 1832940 | 1832940 | 1832940 | 1832940 | 1832940 | 1832940 | 1832940 | 1832940 | 1832940 | 1832940 |  | 0 | 0 | 0 | 0 | 0 | 0 | 0 | 0 | 0 | 0 | 0 | 0 | 0 | 0 | 0 | 0 | 0 | 0 | 0 | 0 | 0 | 0 | 0 | 0 | 0 | 0 | 0 | 0 | 0 | 0
69 | Std B20 | Sidelighting | 2010-10-01 | 0 | 10 | 0.92 | 0.00038 | 0.008 | 1 | 1 | -0.0040333 | 12 | 2000 | 75.25% | 26.33% | 0.013568 | 0.1912 | 0% | 0% | 0% | 0% | 397% | 397% | 397% | 397% | 397% | 397% | 397% | 397% | 397% | 397% | 397% | 397% | 397% | 397% | 397% | 397% | 397% | 397% | 397% | 397% | 397% | 397% | 397% | 397% | 397% | 397% |  | 0% | 0% | 0% | 0% | 329% | 329% | 329% | 329% | 329% | 329% | 329% | 329% | 329% | 329% | 329% | 329% | 329% | 329% | 329% | 329% | 329% | 329% | 329% | 329% | 329% | 329% | 329% | 329% | 329% | 329% |  | 0% | 0% | 0% | 0% | 141% | 141% | 141% | 141% | 141% | 141% | 141% | 141% | 141% | 141% | 141% | 141% | 141% | 141% | 141% | 141% | 141% | 141% | 141% | 141% | 141% | 141% | 141% | 141% | 141% | 141% |  | 0 | 0 | 0 | 0 | 1447050 | 1447050 | 1447050 | 1447050 | 1447050 | 1447050 | 1447050 | 1447050 | 1447050 | 1447050 | 1447050 | 1447050 | 1447050 | 1447050 | 1447050 | 1447050 | 1447050 | 1447050 | 1447050 | 1447050 | 1447050 | 1447050 | 1447050 | 1447050 | 1447050 | 1447050 |  | 0 | 0 | 0 | 0 | 0 | 0 | 0 | 0 | 0 | 0 | 0 | 0 | 0 | 0 | 0 | 0 | 0 | 0 | 0 | 0 | 0 | 0 | 0 | 0 | 0 | 0 | 0 | 0 | 0 | 0
70 | Std B21 | Tailored Indoor lighting | 2010-10-01 | 0 | 7 | 3.2 | 0.0007 | 0 | 1 | 1 | -0.0040333 | 12 | 2000 | 68.25% | 48.64% | 0.025914 | 0.25776 | 0% | 0% | 0% | 0% | 572.5% | 572.5% | 572.5% | 572.5% | 572.5% | 572.5% | 572.5% | 572.5% | 572.5% | 572.5% | 572.5% | 572.5% | 572.5% | 572.5% | 572.5% | 572.5% | 572.5% | 572.5% | 572.5% | 572.5% | 572.5% | 572.5% | 572.5% | 572.5% | 572.5% | 572.5% |  | 0% | 0% | 0% | 0% | 571.7% | 571.7% | 571.7% | 571.7% | 571.7% | 571.7% | 571.7% | 571.7% | 571.7% | 571.7% | 571.7% | 571.7% | 571.7% | 571.7% | 571.7% | 571.7% | 571.7% | 571.7% | 571.7% | 571.7% | 571.7% | 571.7% | 571.7% | 571.7% | 571.7% | 571.7% |  | 0% | 0% | 0% | 0% | 462.3% | 462.3% | 462.3% | 462.3% | 462.3% | 462.3% | 462.3% | 462.3% | 462.3% | 462.3% | 462.3% | 462.3% | 462.3% | 462.3% | 462.3% | 462.3% | 462.3% | 462.3% | 462.3% | 462.3% | 462.3% | 462.3% | 462.3% | 462.3% | 462.3% | 462.3% |  | 0 | 0 | 0 | 0 | 8637000 | 8637000 | 8637000 | 8637000 | 8637000 | 8637000 | 8637000 | 8637000 | 8637000 | 8637000 | 8637000 | 8637000 | 8637000 | 8637000 | 8637000 | 8637000 | 8637000 | 8637000 | 8637000 | 8637000 | 8637000 | 8637000 | 8637000 | 8637000 | 8637000 | 8637000 |  | 0 | 0 | 0 | 0 | 0 | 0 | 0 | 0 | 0 | 0 | 0 | 0 | 0 | 0 | 0 | 0 | 0 | 0 | 0 | 0 | 0 | 0 | 0 | 0 | 0 | 0 | 0 | 0 | 0 | 0
71 | Std B22a | TDV Lighting Controls | 2010-10-01 | 0 | 10 | 0 | 0 | 0 | 1 | 1 | 0 | 18 | 2006 | 88.75% | 0% | 0 | 0 | [31 empty] | 0% | 0% | 0% | 0% | 0% | 0% | 0% | 0% | 0% | 0% | 0% | 0% | 0% | 0% | 0% | 0% | 0% | 0% | 0% | 0% | 0% | 0% | 0% | 0% | 0% | 0% | 0% | 0% | 0% | 0% |  | 0% | 0% | 0% | 0% | 0% | 0% | 0% | 0% | 0% | 0% | 0% | 0% | 0% | 0% | 0% | 0% | 0% | 0% | 0% | 0% | 0% | 0% | 0% | 0% | 0% | 0% | 0% | 0% | 0% | 0% |  | 0 | 0 | 0 | 0 | 0 | 0 | 0 | 0 | 0 | 0 | 0 | 0 | 0 | 0 | 0 | 0 | 0 | 0 | 0 | 0 | 0 | 0 | 0 | 0 | 0 | 0 | 0 | 0 | 0 | 0 |  | 0 | 0 | 0 | 0 | 0 | 0 | 0 | 0 | 0 | 0 | 0 | 0 | 0 | 0 | 0 | 0 | 0 | 0 | 0 | 0 | 0 | 0 | 0 | 0 | 0 | 0 | 0 | 0 | 0 | 0 | bar: Compliance - kWh 2006 to Compliance - kWh 2035
72 | Std B22b | DR Indoor Lighting | 2010-10-01 | 0 | 10 | 4000 | 1 | 0 | 1 | 1 | -0.0020167 | 18 | 2000 | 78.75% | 1.131% | 0.057419 | 0.097239 | 0% | 0% | 0% | 0% | 397% | 397% | 397% | 397% | 397% | 397% | 397% | 397% | 397% | 397% | 397% | 397% | 397% | 397% | 397% | 397% | 397% | 397% | 397% | 397% | 397% | 397% | 397% | 397% | 397% | 397% |  | 0% | 0% | 0% | 0% | 329% | 329% | 329% | 329% | 329% | 329% | 329% | 329% | 329% | 329% | 329% | 329% | 329% | 329% | 329% | 329% | 329% | 329% | 329% | 329% | 329% | 329% | 329% | 329% | 329% | 329% |  | 0% | 0% | 0% | 0% | 0% | 0% | 0% | 0% | 0% | 0% | 0% | 0% | 0% | 0% | 0% | 0% | 0% | 0% | 0% | 0% | 0% | 0% | 0% | 0% | 0% | 0% | 0% | 0% | 0% | 0% |  | 0 | 0 | 0 | 0 | 10 | 10 | 10 | 0 | 0 | 0 | 0 | 0 | 0 | 0 | 0 | 0 | 0 | 0 | 0 | 0 | 0 | 0 | 0 | 0 | 0 | 0 | 0 | 0 | 0 | 0 |  | 0 | 0 | 0 | 0 | 0 | 0 | 0 | 0 | 0 | 0 | 0 | 0 | 0 | 0 | 0 | 0 | 0 | 0 | 0 | 0 | 0 | 0 | 0 | 0 | 0 | 0 | 0 | 0 | 0 | 0
73 | Std B23 | Outdoor Lighting | 2010-10-01 | 0 | 10 | 0.291 | 0 | 0 | 1 | 1 | 0 | 12 | 2000 | 75.25% | 62.73% | 0.045786 | 0.15119 | 0% | 0% | 0% | 0% | 83% | 83% | 83% | 83% | 83% | 83% | 83% | 83% | 83% | 83% | 83% | 83% | 83% | 83% | 83% | 83% | 83% | 83% | 83% | 83% | 83% | 83% | 83% | 83% | 83% | 83% |  | 0% | 0% | 0% | 0% | 83% | 83% | 83% | 83% | 83% | 83% | 83% | 83% | 83% | 83% | 83% | 83% | 83% | 83% | 83% | 83% | 83% | 83% | 83% | 83% | 83% | 83% | 83% | 83% | 83% | 83% |  | 0% | 0% | 0% | 0% | 0% | 0% | 0% | 0% | 0% | 0% | 0% | 0% | 0% | 0% | 0% | 0% | 0% | 0% | 0% | 0% | 0% | 0% | 0% | 0% | 0% | 0% | 0% | 0% | 0% | 0% |  | 0 | 0 | 0 | 0 | 26855000 | 26855000 | 26855000 | 26855000 | 26855000 | 26855000 | 26855000 | 26855000 | 26855000 | 26855000 | 26855000 | 26855000 | 26855000 | 26855000 | 26855000 | 26855000 | 26855000 | 26855000 | 26855000 | 26855000 | 26855000 | 26855000 | 26855000 | 26855000 | 26855000 | 26855000 |  | 0 | 0 | 0 | 0 | 0 | 0 | 0 | 0 | 0 | 0 | 0 | 0 | 0 | 0 | 0 | 0 | 0 | 0 | 0 | 0 | 0 | 0 | 0 | 0 | 0 | 0 | 0 | 0 | 0 | 0
74 | Std B24 | Outdoor Signs | 2010-10-01 | 0 | 10 | 1000 | 0 | 0 | 1 | 1 | 0 | 12 | 2000 | 77.5% | 5.35% | 0.008276 | 0.27251 | 0% | 0% | 0% | 0% | 83% | 83% | 83% | 83% | 83% | 83% | 83% | 83% | 83% | 83% | 83% | 83% | 83% | 83% | 83% | 83% | 83% | 83% | 83% | 83% | 83% | 83% | 83% | 83% | 83% | 83% |  | 0% | 0% | 0% | 0% | 83% | 83% | 83% | 83% | 83% | 83% | 83% | 83% | 83% | 83% | 83% | 83% | 83% | 83% | 83% | 83% | 83% | 83% | 83% | 83% | 83% | 83% | 83% | 83% | 83% | 83% |  | 0% | 0% | 0% | 0% | 83% | 83% | 83% | 83% | 83% | 83% | 83% | 83% | 83% | 83% | 83% | 83% | 83% | 83% | 83% | 83% | 83% | 83% | 83% | 83% | 83% | 83% | 83% | 83% | 83% | 83% |  | 0 | 0 | 0 | 0 | 1210 | 1210 | 1210 | 0 | 0 | 0 | 0 | 0 | 0 | 0 | 0 | 0 | 0 | 0 | 0 | 0 | 0 | 0 | 0 | 0 | 0 | 0 | 0 | 0 | 0 | 0 |  | 0 | 0 | 0 | 0 | 0 | 0 | 0 | 0 | 0 | 0 | 0 | 0 | 0 | 0 | 0 | 0 | 0 | 0 | 0 | 0 | 0 | 0 | 0 | 0 | 0 | 0 | 0 | 0 | 0 | 0
75 | Std B26 | Refrigerated warehouses | 2010-10-01 | 0 | 30 | 7.9 | 0.0013 | 0 | 1 | 1 | 0 | 12 | 1985 | 75.25% | 30% | 0.00011 | 0.3 | 0% | 0% | 0% | 0% | 83% | 83% | 83% | 83% | 83% | 83% | 83% | 83% | 83% | 83% | 83% | 83% | 83% | 83% | 83% | 83% | 83% | 83% | 83% | 83% | 83% | 83% | 83% | 83% | 83% | 83% |  | 0% | 0% | 0% | 0% | 83% | 83% | 83% | 83% | 83% | 83% | 83% | 83% | 83% | 83% | 83% | 83% | 83% | 83% | 83% | 83% | 83% | 83% | 83% | 83% | 83% | 83% | 83% | 83% | 83% | 83% |  | 0% | 0% | 0% | 0% | 83% | 83% | 83% | 83% | 83% | 83% | 83% | 83% | 83% | 83% | 83% | 83% | 83% | 83% | 83% | 83% | 83% | 83% | 83% | 83% | 83% | 83% | 83% | 83% | 83% | 83% |  | 0 | 0 | 0 | 0 | 109000 | 109000 | 109000 | 109000 | 109000 | 109000 | 109000 | 109000 | 109000 | 109000 | 109000 | 109000 | 109000 | 109000 | 109000 | 109000 | 109000 | 109000 | 109000 | 109000 | 109000 | 109000 | 109000 | 109000 | 109000 | 109000 |  | 0 | 0 | 0 | 0 | 0 | 0 | 0 | 0 | 0 | 0 | 0 | 0 | 0 | 0 | 0 | 0 | 0 | 0 | 0 | 0 | 0 | 0 | 0 | 0 | 0 | 0 | 0 | 0 | 0 | 0
76 | Std B27 | DDC to Zone | 2010-10-01 | 0 | 10 | 0.47462 | 0.00020172 | 0.061495 | 1 | 1 | 0 | 12 | 2000 | 72.5% | 41.4% | 0.013173 | 0.2576 | 0% | 0% | 0% | 0% | 397% | 397% | 397% | 397% | 397% | 397% | 397% | 397% | 397% | 397% | 397% | 397% | 397% | 397% | 397% | 397% | 397% | 397% | 397% | 397% | 397% | 397% | 397% | 397% | 397% | 397% |  | 0% | 0% | 0% | 0% | 329% | 329% | 329% | 329% | 329% | 329% | 329% | 329% | 329% | 329% | 329% | 329% | 329% | 329% | 329% | 329% | 329% | 329% | 329% | 329% | 329% | 329% | 329% | 329% | 329% | 329% |  | 0% | 0% | 0% | 0% | 141% | 141% | 141% | 141% | 141% | 141% | 141% | 141% | 141% | 141% | 141% | 141% | 141% | 141% | 141% | 141% | 141% | 141% | 141% | 141% | 141% | 141% | 141% | 141% | 141% | 141% |  | 0 | 0 | 0 | 0 | 64812000 | 64812000 | 64812000 | 64812000 | 64812000 | 64812000 | 64812000 | 64812000 | 64812000 | 64812000 | 64812000 | 64812000 | 64812000 | 64812000 | 64812000 | 64812000 | 64812000 | 64812000 | 64812000 | 64812000 | 64812000 | 64812000 | 64812000 | 64812000 | 64812000 | 64812000 |  | 0 | 0 | 0 | 0 | 0 | 0 | 0 | 0 | 0 | 0 | 0 | 0 | 0 | 0 | 0 | 0 | 0 | 0 | 0 | 0 | 0 | 0 | 0 | 0 | 0 | 0 | 0 | 0 | 0 | 0
77 | Std B28 | Residential Swimming pool | 2010-07-01 | 0 | 15 | 1623 | 0.907 | 0 | 1 | 1 | 0 | 12 | 2000 | 67.5% | 23.36% | 0.011386 | 0.25842 | 0% | 0% | 0% | 0% | 83% | 83% | 83% | 83% | 83% | 83% | 83% | 83% | 83% | 83% | 83% | 83% | 83% | 83% | 83% | 83% | 83% | 83% | 83% | 83% | 83% | 83% | 83% | 83% | 83% | 83% |  | 0% | 0% | 0% | 0% | 83% | 83% | 83% | 83% | 83% | 83% | 83% | 83% | 83% | 83% | 83% | 83% | 83% | 83% | 83% | 83% | 83% | 83% | 83% | 83% | 83% | 83% | 83% | 83% | 83% | 83% |  | 0% | 0% | 0% | 0% | 0% | 0% | 0% | 0% | 0% | 0% | 0% | 0% | 0% | 0% | 0% | 0% | 0% | 0% | 0% | 0% | 0% | 0% | 0% | 0% | 0% | 0% | 0% | 0% | 0% | 0% |  | 0 | 0 | 0 | 0 | 10999 | 10999 | 10999 | 10999 | 10999 | 10999 | 10999 | 10999 | 10999 | 10999 | 10999 | 10999 | 10999 | 10999 | 10999 | 10999 | 10999 | 10999 | 10999 | 10999 | 10999 | 10999 | 10999 | 10999 | 10999 | 10999 |  | 0 | 0 | 0 | 0 | 0 | 0 | 0 | 0 | 0 | 0 | 0 | 0 | 0 | 0 | 0 | 0 | 0 | 0 | 0 | 0 | 0 | 0 | 0 | 0 | 0 | 0 | 0 | 0 | 0 | 0
78 | Std B29 | Site Built Fenestration | 2010-10-01 | 0 | 25 | 1000 | 0 | 25.6757 | 1.17 | 1.27 | -0.0058021 | 12 | 2000 | 66.75% | 40.34% | 0.0090294 | 0.36614 | 0% | 0% | 0% | 0% | 83% | 83% | 83% | 83% | 83% | 83% | 83% | 83% | 83% | 83% | 83% | 83% | 83% | 83% | 83% | 83% | 83% | 83% | 83% | 83% | 83% | 83% | 83% | 83% | 83% | 83% |  | 0% | 0% | 0% | 0% | 83% | 83% | 83% | 83% | 83% | 83% | 83% | 83% | 83% | 83% | 83% | 83% | 83% | 83% | 83% | 83% | 83% | 83% | 83% | 83% | 83% | 83% | 83% | 83% | 83% | 83% |  | 0% | 0% | 0% | 0% | 83% | 83% | 83% | 83% | 83% | 83% | 83% | 83% | 83% | 83% | 83% | 83% | 83% | 83% | 83% | 83% | 83% | 83% | 83% | 83% | 83% | 83% | 83% | 83% | 83% | 83% |  | 0 | 0 | 0 | 0 | 1605.8 | 1605.8 | 1605.8 | 1605.8 | 1605.8 | 1605.8 | 1605.8 | 1605.8 | 1605.8 | 1605.8 | 1605.8 | 1605.8 | 1605.8 | 1605.8 | 1605.8 | 1605.8 | 1605.8 | 1605.8 | 1605.8 | 1605.8 | 1605.8 | 1605.8 | 1605.8 | 1605.8 | 1605.8 | 1605.8 |  | 0 | 0 | 0 | 0 | 0 | 0 | 0 | 0 | 0 | 0 | 0 | 0 | 0 | 0 | 0 | 0 | 0 | 0 | 0 | 0 | 0 | 0 | 0 | 0 | 0 | 0 | 0 | 0 | 0 | 0
79 | Std B30 | Residential Fenestration | 2010-07-01 | 0 | 30 | 127 | 0.084 | 40 | 1.11 | 1.275 | -0.032082 | 12 | 2000 | 80.75% | 73.19% | 0.031554 | 0.2704 | 0% | 0% | 0% | 0% | 83% | 83% | 83% | 83% | 83% | 83% | 83% | 83% | 83% | 83% | 83% | 83% | 83% | 83% | 83% | 83% | 83% | 83% | 83% | 83% | 83% | 83% | 83% | 83% | 83% | 83% |  | 0% | 0% | 0% | 0% | 83% | 83% | 83% | 83% | 83% | 83% | 83% | 83% | 83% | 83% | 83% | 83% | 83% | 83% | 83% | 83% | 83% | 83% | 83% | 83% | 83% | 83% | 83% | 83% | 83% | 83% |  | 0% | 0% | 0% | 0% | 83% | 83% | 83% | 83% | 83% | 83% | 83% | 83% | 83% | 83% | 83% | 83% | 83% | 83% | 83% | 83% | 83% | 83% | 83% | 83% | 83% | 83% | 83% | 83% | 83% | 83% |  | 0 | 0 | 0 | 0 | 32096.61 | 32096.61 | 32096.61 | 32096.61 | 32096.61 | 32096.61 | 32096.61 | 32096.61 | 32096.61 | 32096.61 | 32096.61 | 32096.61 | 32096.61 | 32096.61 | 32096.61 | 32096.61 | 32096.61 | 32096.61 | 32096.61 | 32096.61 | 32096.61 | 32096.61 | 32096.61 | 32096.61 | 32096.61 | 32096.61 |  | 0 | 0 | 0 | 0 | 0 | 0 | 0 | 0 | 0 | 0 | 0 | 0 | 0 | 0 | 0 | 0 | 0 | 0 | 0 | 0 | 0 | 0 | 0 | 0 | 0 | 0 | 0 | 0 | 0 | 0
80 | Std B31 | Cool Roof Expansion | 2010-10-01 | 0 | 30 | 0.95604 | 8.829e-05 | -0.0027808 | 1 | 1 | 0 | 12 | 2000 | 72.5% | 35.87% | 0.021707 | 0.31464 | 0% | 0% | 0% | 0% | 152.7% | 152.7% | 152.7% | 152.7% | 152.7% | 152.7% | 152.7% | 152.7% | 152.7% | 152.7% | 152.7% | 152.7% | 152.7% | 152.7% | 152.7% | 152.7% | 152.7% | 152.7% | 152.7% | 152.7% | 152.7% | 152.7% | 152.7% | 152.7% | 152.7% | 152.7% |  | 0% | 0% | 0% | 0% | 137.8% | 137.8% | 137.8% | 137.8% | 137.8% | 137.8% | 137.8% | 137.8% | 137.8% | 137.8% | 137.8% | 137.8% | 137.8% | 137.8% | 137.8% | 137.8% | 137.8% | 137.8% | 137.8% | 137.8% | 137.8% | 137.8% | 137.8% | 137.8% | 137.8% | 137.8% |  | 0% | 0% | 0% | 0% | 400.1% | 400.1% | 400.1% | 400.1% | 400.1% | 400.1% | 400.1% | 400.1% | 400.1% | 400.1% | 400.1% | 400.1% | 400.1% | 400.1% | 400.1% | 400.1% | 400.1% | 400.1% | 400.1% | 400.1% | 400.1% | 400.1% | 400.1% | 400.1% | 400.1% | 400.1% |  | 0 | 0 | 0 | 0 | 23695000 | 23695000 | 23695000 | 23695000 | 23695000 | 23695000 | 23695000 | 23695000 | 23695000 | 23695000 | 23695000 | 23695000 | 23695000 | 23695000 | 23695000 | 23695000 | 23695000 | 23695000 | 23695000 | 23695000 | 23695000 | 23695000 | 23695000 | 23695000 | 23695000 | 23695000 |  | 0 | 0 | 0 | 0 | 0 | 0 | 0 | 0 | 0 | 0 | 0 | 0 | 0 | 0 | 0 | 0 | 0 | 0 | 0 | 0 | 0 | 0 | 0 | 0 | 0 | 0 | 0 | 0 | 0 | 0
81 | Std B32 | MF Water heating control | 2010-09-01 | 0 | 15 | 0 | 0 | 2.4 | 1 | 1 | 0 | 12 | 2000 | 83.5% | 18.95% | 0.018072 | 0.28428 | [31 empty] | 0% | 0% | 0% | 0% | 0% | 0% | 0% | 0% | 0% | 0% | 0% | 0% | 0% | 0% | 0% | 0% | 0% | 0% | 0% | 0% | 0% | 0% | 0% | 0% | 0% | 0% | 0% | 0% | 0% | 0% |  | 0% | 0% | 0% | 0% | 141% | 141% | 141% | 141% | 141% | 141% | 141% | 141% | 141% | 141% | 141% | 141% | 141% | 141% | 141% | 141% | 141% | 141% | 141% | 141% | 141% | 141% | 141% | 141% | 141% | 141% |  | 0 | 0 | 0 | 0 | 7853 | 7853 | 7853 | 0 | 0 | 0 | 0 | 0 | 0 | 0 | 0 | 0 | 0 | 0 | 0 | 0 | 0 | 0 | 0 | 0 | 0 | 0 | 0 | 0 | 0 | 0 |  | 0 | 0 | 0 | 0 | 0 | 0 | 0 | 0 | 0 | 0 | 0 | 0 | 0 | 0 | 0 | 0 | 0 | 0 | 0 | 0 | 0 | 0 | 0 | 0 | 0 | 0 | 0 | 0 | 0 | 0 | bar: Compliance - kWh 2006 to Compliance - kWh 2035
82 | Std B33a | CfR IL Complete Building Method | 2010-09-01 | 0 | 15 | 0.91078 | 0.00020267 | 0 | 1 | 1 | -0.0040333 | 12 | 2000 | 3.5% | 48.64% | 0.025914 | 0.25776 | 0% | 0% | 0% | 0% | 570.7% | 570.7% | 570.7% | 570.7% | 570.7% | 570.7% | 570.7% | 570.7% | 570.7% | 570.7% | 570.7% | 570.7% | 570.7% | 570.7% | 570.7% | 570.7% | 570.7% | 570.7% | 570.7% | 570.7% | 570.7% | 570.7% | 570.7% | 570.7% | 570.7% | 570.7% |  | 0% | 0% | 0% | 0% | 569.1% | 569.1% | 569.1% | 569.1% | 569.1% | 569.1% | 569.1% | 569.1% | 569.1% | 569.1% | 569.1% | 569.1% | 569.1% | 569.1% | 569.1% | 569.1% | 569.1% | 569.1% | 569.1% | 569.1% | 569.1% | 569.1% | 569.1% | 569.1% | 569.1% | 569.1% |  | 0% | 0% | 0% | 0% | 458.9% | 458.9% | 458.9% | 458.9% | 458.9% | 458.9% | 458.9% | 458.9% | 458.9% | 458.9% | 458.9% | 458.9% | 458.9% | 458.9% | 458.9% | 458.9% | 458.9% | 458.9% | 458.9% | 458.9% | 458.9% | 458.9% | 458.9% | 458.9% | 458.9% | 458.9% |  | 0 | 0 | 0 | 0 | 136748157.2 | 136748157.2 | 136748157.2 | 136748157.2 | 136748157.2 | 136748157.2 | 136748157.2 | 136748157.2 | 136748157.2 | 136748157.2 | 136748157.2 | 136748157.2 | 136748157.2 | 136748157.2 | 136748157.2 | 136748157.2 | 136748157.2 | 136748157.2 | 136748157.2 | 136748157.2 | 136748157.2 | 136748157.2 | 136748157.2 | 136748157.2 | 136748157.2 | 136748157.2 |  | 0 | 0 | 0 | 0 | 0 | 0 | 0 | 0 | 0 | 0 | 0 | 0 | 0 | 0 | 0 | 0 | 0 | 0 | 0 | 0 | 0 | 0 | 0 | 0 | 0 | 0 | 0 | 0 | 0 | 0
83 | Std B33b | CfR IL Area Category Method | 2010-09-01 | 0 | 15 | 0.33099 | 7.4358e-05 | 0 | 1 | 1 | -0.0040333 | 12 | 2000 | 3.5% | 48.64% | 0.025914 | 0.25776 | 0% | 0% | 0% | 0% | 569.1% | 569.1% | 569.1% | 569.1% | 569.1% | 569.1% | 569.1% | 569.1% | 569.1% | 569.1% | 569.1% | 569.1% | 569.1% | 569.1% | 569.1% | 569.1% | 569.1% | 569.1% | 569.1% | 569.1% | 569.1% | 569.1% | 569.1% | 569.1% | 569.1% | 569.1% |  | 0% | 0% | 0% | 0% | 567% | 567% | 567% | 567% | 567% | 567% | 567% | 567% | 567% | 567% | 567% | 567% | 567% | 567% | 567% | 567% | 567% | 567% | 567% | 567% | 567% | 567% | 567% | 567% | 567% | 567% |  | 0% | 0% | 0% | 0% | 456.2% | 456.2% | 456.2% | 456.2% | 456.2% | 456.2% | 456.2% | 456.2% | 456.2% | 456.2% | 456.2% | 456.2% | 456.2% | 456.2% | 456.2% | 456.2% | 456.2% | 456.2% | 456.2% | 456.2% | 456.2% | 456.2% | 456.2% | 456.2% | 456.2% | 456.2% |  | 0 | 0 | 0 | 0 | 207259814.9333 | 207259814.9333 | 207259814.9333 | 207259814.9333 | 207259814.9333 | 207259814.9333 | 207259814.9333 | 207259814.9333 | 207259814.9333 | 207259814.9333 | 207259814.9333 | 207259814.9333 | 207259814.9333 | 207259814.9333 | 207259814.9333 | 207259814.9333 | 207259814.9333 | 207259814.9333 | 207259814.9333 | 207259814.9333 | 207259814.9333 | 207259814.9333 | 207259814.9333 | 207259814.9333 | 207259814.9333 | 207259814.9333 |  | 0 | 0 | 0 | 0 | 0 | 0 | 0 | 0 | 0 | 0 | 0 | 0 | 0 | 0 | 0 | 0 | 0 | 0 | 0 | 0 | 0 | 0 | 0 | 0 | 0 | 0 | 0 | 0 | 0 | 0
84 | Std B33c | CfR IL Egress Control | 2010-09-01 | 0 | 15 | 0.81039 | 0 | 0 | 1 | 1 | -0.0040333 | 12 | 2000 | 3.5% | 48.64% | 0.025914 | 0.25776 | 0% | 0% | 0% | 0% | 397% | 397% | 397% | 397% | 397% | 397% | 397% | 397% | 397% | 397% | 397% | 397% | 397% | 397% | 397% | 397% | 397% | 397% | 397% | 397% | 397% | 397% | 397% | 397% | 397% | 397% |  | 0% | 0% | 0% | 0% | 329% | 329% | 329% | 329% | 329% | 329% | 329% | 329% | 329% | 329% | 329% | 329% | 329% | 329% | 329% | 329% | 329% | 329% | 329% | 329% | 329% | 329% | 329% | 329% | 329% | 329% |  | 0% | 0% | 0% | 0% | 141% | 141% | 141% | 141% | 141% | 141% | 141% | 141% | 141% | 141% | 141% | 141% | 141% | 141% | 141% | 141% | 141% | 141% | 141% | 141% | 141% | 141% | 141% | 141% | 141% | 141% |  | 0 | 0 | 0 | 0 | 6999324.5333 | 6999324.5333 | 6999324.5333 | 6999324.5333 | 6999324.5333 | 6999324.5333 | 6999324.5333 | 6999324.5333 | 6999324.5333 | 6999324.5333 | 6999324.5333 | 6999324.5333 | 6999324.5333 | 6999324.5333 | 6999324.5333 | 6999324.5333 | 6999324.5333 | 6999324.5333 | 6999324.5333 | 6999324.5333 | 6999324.5333 | 6999324.5333 | 6999324.5333 | 6999324.5333 | 6999324.5333 | 6999324.5333 |  | 0 | 0 | 0 | 0 | 0 | 0 | 0 | 0 | 0 | 0 | 0 | 0 | 0 | 0 | 0 | 0 | 0 | 0 | 0 | 0 | 0 | 0 | 0 | 0 | 0 | 0 | 0 | 0 | 0 | 0
85 | Std B33d | CfR HVAC Efficiency | 2010-09-01 | 0 | 15 | 1000 | 0.54857 | 0 | 1 | 1 | -0.0040333 | 12 | 2000 | 10% | 48.64% | 0.025914 | 0.25776 | 0% | 0% | 0% | 0% | 397% | 397% | 397% | 397% | 397% | 397% | 397% | 397% | 397% | 397% | 397% | 397% | 397% | 397% | 397% | 397% | 397% | 397% | 397% | 397% | 397% | 397% | 397% | 397% | 397% | 397% |  | 0% | 0% | 0% | 0% | 329% | 329% | 329% | 329% | 329% | 329% | 329% | 329% | 329% | 329% | 329% | 329% | 329% | 329% | 329% | 329% | 329% | 329% | 329% | 329% | 329% | 329% | 329% | 329% | 329% | 329% |  | 0% | 0% | 0% | 0% | 141% | 141% | 141% | 141% | 141% | 141% | 141% | 141% | 141% | 141% | 141% | 141% | 141% | 141% | 141% | 141% | 141% | 141% | 141% | 141% | 141% | 141% | 141% | 141% | 141% | 141% |  | 0 | 0 | 0 | 0 | 3797.5 | 3797.5 | 3797.5 | 3797.5 | 3797.5 | 3797.5 | 3797.5 | 3797.5 | 3797.5 | 3797.5 | 3797.5 | 3797.5 | 3797.5 | 3797.5 | 3797.5 | 3797.5 | 3797.5 | 3797.5 | 3797.5 | 3797.5 | 3797.5 | 3797.5 | 3797.5 | 3797.5 | 3797.5 | 3797.5 |  | 0 | 0 | 0 | 0 | 0 | 0 | 0 | 0 | 0 | 0 | 0 | 0 | 0 | 0 | 0 | 0 | 0 | 0 | 0 | 0 | 0 | 0 | 0 | 0 | 0 | 0 | 0 | 0 | 0 | 0
86 | Std B33e | CfR Res Cool Roofs | 2010-09-01 | 0 | 15 | 1000 | 0.66631 | -17.3536 | 1.11 | 1.275 | -0.032082 | 12 | 2000 | 14.5% | 48.64% | 0.025914 | 0.25776 | 0% | 0% | 0% | 0% | 83% | 83% | 83% | 83% | 83% | 83% | 83% | 83% | 83% | 83% | 83% | 83% | 83% | 83% | 83% | 83% | 83% | 83% | 83% | 83% | 83% | 83% | 83% | 83% | 83% | 83% |  | 0% | 0% | 0% | 0% | 83% | 83% | 83% | 83% | 83% | 83% | 83% | 83% | 83% | 83% | 83% | 83% | 83% | 83% | 83% | 83% | 83% | 83% | 83% | 83% | 83% | 83% | 83% | 83% | 83% | 83% |  | 0% | 0% | 0% | 0% | 83% | 83% | 83% | 83% | 83% | 83% | 83% | 83% | 83% | 83% | 83% | 83% | 83% | 83% | 83% | 83% | 83% | 83% | 83% | 83% | 83% | 83% | 83% | 83% | 83% | 83% |  | 0 | 0 | 0 | 0 | 2766 | 2766 | 2766 | 2766 | 2766 | 2766 | 2766 | 2766 | 2766 | 2766 | 2766 | 2766 | 2766 | 2766 | 2766 | 2766 | 2766 | 2766 | 2766 | 2766 | 2766 | 2766 | 2766 | 2766 | 2766 | 2766 |  | 0 | 0 | 0 | 0 | 0 | 0 | 0 | 0 | 0 | 0 | 0 | 0 | 0 | 0 | 0 | 0 | 0 | 0 | 0 | 0 | 0 | 0 | 0 | 0 | 0 | 0 | 0 | 0 | 0 | 0
87 | Std B33f | CfR Res Central Fan WL | 2010-09-01 | 0 | 15 | 1000 | 0.62408 | 0 | 1.04 | 1.32 | -0.020667 | 12 | 2000 | 20% | 48.64% | 0.025914 | 0.25776 | 0% | 0% | 0% | 0% | 83% | 83% | 83% | 83% | 83% | 83% | 83% | 83% | 83% | 83% | 83% | 83% | 83% | 83% | 83% | 83% | 83% | 83% | 83% | 83% | 83% | 83% | 83% | 83% | 83% | 83% |  | 0% | 0% | 0% | 0% | 83% | 83% | 83% | 83% | 83% | 83% | 83% | 83% | 83% | 83% | 83% | 83% | 83% | 83% | 83% | 83% | 83% | 83% | 83% | 83% | 83% | 83% | 83% | 83% | 83% | 83% |  | 0% | 0% | 0% | 0% | 83% | 83% | 83% | 83% | 83% | 83% | 83% | 83% | 83% | 83% | 83% | 83% | 83% | 83% | 83% | 83% | 83% | 83% | 83% | 83% | 83% | 83% | 83% | 83% | 83% | 83% |  | 0 | 0 | 0 | 0 | 8039 | 8039 | 8039 | 8039 | 8039 | 8039 | 8039 | 8039 | 8039 | 8039 | 8039 | 8039 | 8039 | 8039 | 8039 | 8039 | 8039 | 8039 | 8039 | 8039 | 8039 | 8039 | 8039 | 8039 | 8039 | 8039 |  | 0 | 0 | 0 | 0 | 0 | 0 | 0 | 0 | 0 | 0 | 0 | 0 | 0 | 0 | 0 | 0 | 0 | 0 | 0 | 0 | 0 | 0 | 0 | 0 | 0 | 0 | 0 | 0 | 0 | 0
88 | Fed 8 | Commercial Clothes Washers | 2013-01-08 | 0 | 11 | 90 | 0.012 | 20 | 1.092 | 1.235 | -0.005 | 9 | 1970 | 21.25% | 53.49% | 0.016625 | 0.16705 | 0% | 0% | 0% | 0% | 0% | 0% | 0% | 89% | 89% | 89% | 89% | 89% | 89% | 89% | 89% | 89% | 89% | 89% | 89% | 89% | 89% | 89% | 89% | 89% | 89% | 89% | 89% | 89% | 89% | 89% |  | 0% | 0% | 0% | 0% | 0% | 0% | 0% | 89% | 89% | 89% | 89% | 89% | 89% | 89% | 89% | 89% | 89% | 89% | 89% | 89% | 89% | 89% | 89% | 89% | 89% | 89% | 89% | 89% | 89% | 89% |  | 0% | 0% | 0% | 0% | 0% | 0% | 0% | 89% | 89% | 89% | 89% | 89% | 89% | 89% | 89% | 89% | 89% | 89% | 89% | 89% | 89% | 89% | 89% | 89% | 89% | 89% | 89% | 89% | 89% | 89% |  | 0 | 0 | 0 | 0 | 0 | 0 | 0 | 40779 | 40779 | 40779 | 40779 | 40779 | 40779 | 40779 | 40779 | 40779 | 40779 | 40779 | 40779 | 40779 | 40779 | 40779 | 40779 | 40779 | 40779 | 40779 | 40779 | 40779 | 40779 | 40779 |  | 0 | 0 | 0 | 0 | 0 | 0 | 0 | 0 | 0 | 0 | 0 | 0 | 0 | 0 | 0 | 0 | 0 | 0 | 0 | 0 | 0 | 0 | 0 | 0 | 0 | 0 | 0 | 0 | 0 | 0
89 | Fed 9 | Residential Pool Heaters | 2013-04-16 | 0 | 10 | 0 | 0 | 18 | 1 | 1 | 0 | 9 | 1895 | 4.75% | 70% | 0.01 | 0.001 | 0% | 0% | 0% | 0% | 0% | 0% | 0% | 95% | 95% | 95% | 95% | 95% | 95% | 95% | 95% | 95% | 95% | 95% | 95% | 95% | 95% | 95% | 95% | 95% | 95% | 95% | 95% | 95% | 95% | 95% |  | 0% | 0% | 0% | 0% | 0% | 0% | 0% | 95% | 95% | 95% | 95% | 95% | 95% | 95% | 95% | 95% | 95% | 95% | 95% | 95% | 95% | 95% | 95% | 95% | 95% | 95% | 95% | 95% | 95% | 95% |  | 0% | 0% | 0% | 0% | 0% | 0% | 0% | 95% | 95% | 95% | 95% | 95% | 95% | 95% | 95% | 95% | 95% | 95% | 95% | 95% | 95% | 95% | 95% | 95% | 95% | 95% | 95% | 95% | 95% | 95% |  | 0 | 0 | 0 | 0 | 0 | 0 | 0 | 16246 | 16246 | 16246 | 16246 | 16246 | 16246 | 16246 | 16246 | 16246 | 16246 | 16246 | 16246 | 16246 | 16246 | 16246 | 16246 | 16246 | 16246 | 16246 | 16246 | 16246 | 16246 | 16246 |  | 0 | 0 | 0 | 0 | 0 | 0 | 0 | 0 | 0 | 0 | 0 | 0 | 0 | 0 | 0 | 0 | 0 | 0 | 0 | 0 | 0 | 0 | 0 | 0 | 0 | 0 | 0 | 0 | 0 | 0
90 | Fed 10 | Residential Direct Heating Equipment | 2013-04-16 | 0 | 15 | 0 | 0 | 13 | 1 | 1 | 0 | 9 | 1950 | 8% | 58.44% | 0.064888 | 0.16811 | 0% | 0% | 0% | 0% | 0% | 0% | 0% | 95% | 95% | 95% | 95% | 95% | 95% | 95% | 95% | 95% | 95% | 95% | 95% | 95% | 95% | 95% | 95% | 95% | 95% | 95% | 95% | 95% | 95% | 95% |  | 0% | 0% | 0% | 0% | 0% | 0% | 0% | 95% | 95% | 95% | 95% | 95% | 95% | 95% | 95% | 95% | 95% | 95% | 95% | 95% | 95% | 95% | 95% | 95% | 95% | 95% | 95% | 95% | 95% | 95% |  | 0% | 0% | 0% | 0% | 0% | 0% | 0% | 95% | 95% | 95% | 95% | 95% | 95% | 95% | 95% | 95% | 95% | 95% | 95% | 95% | 95% | 95% | 95% | 95% | 95% | 95% | 95% | 95% | 95% | 95% |  | 0 | 0 | 0 | 0 | 0 | 0 | 0 | 60610 | 60610 | 60610 | 60610 | 60610 | 60610 | 60610 | 60610 | 60610 | 60610 | 60610 | 60610 | 60610 | 60610 | 60610 | 60610 | 60610 | 60610 | 60610 | 60610 | 60610 | 60610 | 60610 |  | 0 | 0 | 0 | 0 | 0 | 0 | 0 | 0 | 0 | 0 | 0 | 0 | 0 | 0 | 0 | 0 | 0 | 0 | 0 | 0 | 0 | 0 | 0 | 0 | 0 | 0 | 0 | 0 | 0 | 0
91 | Fed 11 | Residential Refrigerators & Freezers | 2014-09-15 | 0 | 15 | 58 | 0.007 | 0 | 1.047 | 1.36 | -0.021 | 9 | 2005 | 37% | 43.96% | 0.011037 | 0.2474 | 0% | 0% | 0% | 0% | 0% | 0% | 0% | 89% | 95% | 95% | 95% | 95% | 95% | 95% | 95% | 95% | 95% | 95% | 95% | 95% | 95% | 95% | 95% | 95% | 95% | 95% | 95% | 95% | 95% | 95% |  | 0% | 0% | 0% | 0% | 0% | 0% | 0% | 0% | 95% | 95% | 95% | 95% | 95% | 95% | 95% | 95% | 95% | 95% | 95% | 95% | 95% | 95% | 95% | 95% | 95% | 95% | 95% | 95% | 95% | 95% |  | 0% | 0% | 0% | 0% | 0% | 0% | 0% | 0% | 95% | 95% | 95% | 95% | 95% | 95% | 95% | 95% | 95% | 95% | 95% | 95% | 95% | 95% | 95% | 95% | 95% | 95% | 95% | 95% | 95% | 95% |  | 0 | 0 | 0 | 0 | 0 | 0 | 0 | 0 | 1328654 | 1328654 | 1328654 | 1328654 | 1328654 | 1328654 | 1328654 | 1328654 | 1328654 | 1328654 | 1328654 | 1328654 | 1328654 | 1328654 | 1328654 | 1328654 | 1328654 | 1328654 | 1328654 | 1328654 | 1328654 | 1328654 |  | 0 | 0 | 0 | 0 | 0 | 0 | 0 | 0 | 0 | 0 | 0 | 0 | 0 | 0 | 0 | 0 | 0 | 0 | 0 | 0 | 0 | 0 | 0 | 0 | 0 | 0 | 0 | 0 | 0 | 0
92 | Fed 12 | Residential Room AC | 2014-06-01 | 0 | 11 | 73 | 0.103 | 0 | 1 | 1 | 0 | 9 | 2005 | 24% | 52.79% | 0.01822 | 0.21416 | 0% | 0% | 0% | 0% | 0% | 0% | 0% | 89% | 91% | 91% | 91% | 91% | 91% | 91% | 91% | 91% | 91% | 91% | 91% | 91% | 91% | 91% | 91% | 91% | 91% | 91% | 91% | 91% | 91% | 91% |  | 0% | 0% | 0% | 0% | 0% | 0% | 0% | 0% | 91% | 91% | 91% | 91% | 91% | 91% | 91% | 91% | 91% | 91% | 91% | 91% | 91% | 91% | 91% | 91% | 91% | 91% | 91% | 91% | 91% | 91% |  | 0% | 0% | 0% | 0% | 0% | 0% | 0% | 89% | 91% | 91% | 91% | 91% | 91% | 91% | 91% | 91% | 91% | 91% | 91% | 91% | 91% | 91% | 91% | 91% | 91% | 91% | 91% | 91% | 91% | 91% |  | 0 | 0 | 0 | 0 | 0 | 0 | 0 | 0 | 290397 | 290397 | 290397 | 290397 | 290397 | 290397 | 290397 | 290397 | 290397 | 290397 | 290397 | 290397 | 290397 | 290397 | 290397 | 290397 | 290397 | 290397 | 290397 | 290397 | 290397 | 290397 |  | 0 | 0 | 0 | 0 | 0 | 0 | 0 | 0 | 0 | 0 | 0 | 0 | 0 | 0 | 0 | 0 | 0 | 0 | 0 | 0 | 0 | 0 | 0 | 0 | 0 | 0 | 0 | 0 | 0 | 0
93 | Fed 13 | Fluorescent Ballasts | 2014-11-14 | 0 | 13 | 15.3056 | 0.0028779 | 0 | 1.092 | 1.235 | -0.005 | 9 | 2000 | 74% | 51.48% | 0.013626 | 0.17268 | 0% | 0% | 0% | 0% | 0% | 0% | 0% | 89% | 80% | 80% | 80% | 80% | 80% | 80% | 80% | 80% | 80% | 80% | 80% | 80% | 80% | 80% | 80% | 80% | 80% | 80% | 80% | 80% | 80% | 80% |  | 0% | 0% | 0% | 0% | 0% | 0% | 0% | 0% | 80% | 80% | 80% | 80% | 80% | 80% | 80% | 80% | 80% | 80% | 80% | 80% | 80% | 80% | 80% | 80% | 80% | 80% | 80% | 80% | 80% | 80% |  | 0% | 0% | 0% | 0% | 0% | 0% | 0% | 89% | 80% | 80% | 80% | 80% | 80% | 80% | 80% | 80% | 80% | 80% | 80% | 80% | 80% | 80% | 80% | 80% | 80% | 80% | 80% | 80% | 80% | 80% |  | 0 | 0 | 0 | 0 | 0 | 0 | 0 | 0 | 1995941 | 1995941 | 1995941 | 1995941 | 1995941 | 1995941 | 1995941 | 1995941 | 1995941 | 1995941 | 1995941 | 1995941 | 1995941 | 1995941 | 1995941 | 1995941 | 1995941 | 1995941 | 1995941 | 1995941 | 1995941 | 1995941 |  | 0 | 0 | 0 | 0 | 0 | 0 | 0 | 0 | 0 | 0 | 0 | 0 | 0 | 0 | 0 | 0 | 0 | 0 | 0 | 0 | 0 | 0 | 0 | 0 | 0 | 0 | 0 | 0 | 0 | 0
94 | Fed 14 | Small Commercial Package Air-Conditioners ≥65 and <135 kBtu/h | 2013-06-01 | 0 | 15 | 23 | 0.006 | 0 | 1 | 1 | 0 | 9 | 1980 | 10% | 96% | 0.1 | 0.0005 | 0% | 0% | 0% | 0% | 0% | 0% | 0% | 100% | 100% | 100% | 100% | 100% | 100% | 100% | 100% | 100% | 100% | 100% | 100% | 100% | 100% | 100% | 100% | 100% | 100% | 100% | 100% | 100% | 100% | 100% |  | 0% | 0% | 0% | 0% | 0% | 0% | 0% | 100% | 100% | 100% | 100% | 100% | 100% | 100% | 100% | 100% | 100% | 100% | 100% | 100% | 100% | 100% | 100% | 100% | 100% | 100% | 100% | 100% | 100% | 100% |  | 0% | 0% | 0% | 0% | 0% | 0% | 0% | 100% | 100% | 100% | 100% | 100% | 100% | 100% | 100% | 100% | 100% | 100% | 100% | 100% | 100% | 100% | 100% | 100% | 100% | 100% | 100% | 100% | 100% | 100% |  | 0 | 0 | 0 | 0 | 0 | 0 | 0 | 16 | 16 | 16 | 16 | 16 | 16 | 16 | 16 | 16 | 16 | 16 | 16 | 16 | 16 | 16 | 16 | 16 | 16 | 16 | 16 | 16 | 16 | 16 |  | 0 | 0 | 0 | 0 | 0 | 0 | 0 | 0 | 0 | 0 | 0 | 0 | 0 | 0 | 0 | 0 | 0 | 0 | 0 | 0 | 0 | 0 | 0 | 0 | 0 | 0 | 0 | 0 | 0 | 0
95 | Fed 15 | Large and Very Large Commercial Package Air-Conditioners ≥135 kBtu/h | 2014-06-01 | 0 | 15 | 688 | 0.273 | 0 | 1 | 1 | 0 | 9 | 1986 | 10% | 80% | 0.1 | 0.0005 | 0% | 0% | 0% | 0% | 0% | 0% | 0% | 89% | 100% | 100% | 100% | 100% | 100% | 100% | 100% | 100% | 100% | 100% | 100% | 100% | 100% | 100% | 100% | 100% | 100% | 100% | 100% | 100% | 100% | 100% |  | 0% | 0% | 0% | 0% | 0% | 0% | 0% | 100% | 100% | 100% | 100% | 100% | 100% | 100% | 100% | 100% | 100% | 100% | 100% | 100% | 100% | 100% | 100% | 100% | 100% | 100% | 100% | 100% | 100% | 100% |  | 0% | 0% | 0% | 0% | 0% | 0% | 0% | 89% | 100% | 100% | 100% | 100% | 100% | 100% | 100% | 100% | 100% | 100% | 100% | 100% | 100% | 100% | 100% | 100% | 100% | 100% | 100% | 100% | 100% | 100% |  | 0 | 0 | 0 | 0 | 0 | 0 | 0 | 0 | 166 | 166 | 166 | 166 | 166 | 166 | 166 | 166 | 166 | 166 | 166 | 166 | 166 | 166 | 166 | 166 | 166 | 166 | 166 | 166 | 166 | 166 |  | 0 | 0 | 0 | 0 | 0 | 0 | 0 | 0 | 0 | 0 | 0 | 0 | 0 | 0 | 0 | 0 | 0 | 0 | 0 | 0 | 0 | 0 | 0 | 0 | 0 | 0 | 0 | 0 | 0 | 0
96 | Fed 16 | Computer Room Acs >=65,000 Btu/h and < 760,000 Btu/h | 2013-10-29 | 0 | 15 | 76 | 0.009 | 0 | 1 | 1 | 0 | 9 | 2005 | 10% | 99% | 0.7 | 0.02 | 0% | 0% | 0% | 0% | 0% | 0% | 0% | 100% | 100% | 100% | 100% | 100% | 100% | 100% | 100% | 100% | 100% | 100% | 100% | 100% | 100% | 100% | 100% | 100% | 100% | 100% | 100% | 100% | 100% | 100% |  | 0% | 0% | 0% | 0% | 0% | 0% | 0% | 100% | 100% | 100% | 100% | 100% | 100% | 100% | 100% | 100% | 100% | 100% | 100% | 100% | 100% | 100% | 100% | 100% | 100% | 100% | 100% | 100% | 100% | 100% |  | 0% | 0% | 0% | 0% | 0% | 0% | 0% | 100% | 100% | 100% | 100% | 100% | 100% | 100% | 100% | 100% | 100% | 100% | 100% | 100% | 100% | 100% | 100% | 100% | 100% | 100% | 100% | 100% | 100% | 100% |  | 0 | 0 | 0 | 0 | 0 | 0 | 0 | 2723 | 2723 | 2723 | 2723 | 2723 | 2723 | 2723 | 2723 | 2723 | 2723 | 2723 | 2723 | 2723 | 2723 | 2723 | 2723 | 2723 | 2723 | 2723 | 2723 | 2723 | 2723 | 2723 |  | 0 | 0 | 0 | 0 | 0 | 0 | 0 | 0 | 0 | 0 | 0 | 0 | 0 | 0 | 0 | 0 | 0 | 0 | 0 | 0 | 0 | 0 | 0 | 0 | 0 | 0 | 0 | 0 | 0 | 0
97 | Fed 17 | Residential Dishwashers | 2013-05-30 | 0 | 15 | -6.2 | -0.0007 | 2.5 | 1.047 | 1.36 | -0.021 | 9 | 1960 | 5% | 77.53% | 0.019191 | 0.238 | 0% | 0% | 0% | 0% | 0% | 0% | 0% | 99% | 99% | 99% | 99% | 99% | 99% | 99% | 99% | 99% | 99% | 99% | 99% | 99% | 99% | 99% | 99% | 99% | 99% | 99% | 99% | 99% | 99% | 99% |  | 0% | 0% | 0% | 0% | 0% | 0% | 0% | 99% | 99% | 99% | 99% | 99% | 99% | 99% | 99% | 99% | 99% | 99% | 99% | 99% | 99% | 99% | 99% | 99% | 99% | 99% | 99% | 99% | 99% | 99% |  | 0% | 0% | 0% | 0% | 0% | 0% | 0% | 99% | 99% | 99% | 99% | 99% | 99% | 99% | 99% | 99% | 99% | 99% | 99% | 99% | 99% | 99% | 99% | 99% | 99% | 99% | 99% | 99% | 99% | 99% |  | 0 | 0 | 0 | 0 | 0 | 0 | 0 | 787790 | 787790 | 787790 | 787790 | 787790 | 787790 | 787790 | 787790 | 787790 | 787790 | 787790 | 787790 | 787790 | 787790 | 787790 | 787790 | 787790 | 787790 | 787790 | 787790 | 787790 | 787790 | 787790 |  | 0 | 0 | 0 | 0 | 0 | 0 | 0 | 0 | 0 | 0 | 0 | 0 | 0 | 0 | 0 | 0 | 0 | 0 | 0 | 0 | 0 | 0 | 0 | 0 | 0 | 0 | 0 | 0 | 0 | 0
98 | Fed 18 | Residential Clothes Dryers | 2015-01-15 | 0 | 16 | 28.9 | 0.0043988 | 0.02 | 1.04 | 1.32 | -0.020667 | 9 | 1970 | 0% | 45% | 0.01 | 0.05 | 0% | 0% | 0% | 0% | 0% | 0% | 0% | 0% | 0% | 85% | 85% | 85% | 85% | 85% | 85% | 85% | 85% | 85% | 85% | 85% | 85% | 85% | 85% | 85% | 85% | 85% | 85% | 85% | 85% | 85% |  | 0% | 0% | 0% | 0% | 0% | 0% | 0% | 0% | 0% | 85% | 85% | 85% | 85% | 85% | 85% | 85% | 85% | 85% | 85% | 85% | 85% | 85% | 85% | 85% | 85% | 85% | 85% | 85% | 85% | 85% |  | 0% | 0% | 0% | 0% | 0% | 0% | 0% | 0% | 0% | 85% | 85% | 85% | 85% | 85% | 85% | 85% | 85% | 85% | 85% | 85% | 85% | 85% | 85% | 85% | 85% | 85% | 85% | 85% | 85% | 85% |  | 0 | 0 | 0 | 0 | 0 | 0 | 0 | 0 | 0 | 977809.2805 | 994799.3673 | 1006691.0944 | 1020870.032 | 1036944.1911 | 1050740.4491 | 1050740.4491 | 1050740.4491 | 1050740.4491 | 1050740.4491 | 1050740.4491 | 1050740.4491 | 1050740.4491 | 1050740.4491 | 1050740.4491 | 1050740.4491 | 1050740.4491 | 1050740.4491 | 1050740.4491 | 1050740.4491 | 1050740.4491 |  | 0 | 0 | 0 | 0 | 0 | 0 | 0 | 0 | 0 | 0 | 0 | 0 | 0 | 0 | 0 | 0 | 0 | 0 | 0 | 0 | 0 | 0 | 0 | 0 | 0 | 0 | 0 | 0 | 0 | 0
99 | Fed 19 | Residential Gas-fired water heater | 2015-04-15 | 0 | 13 | 0 | 0 | 0.8 | 1 | 1 | 0 | 9 | 1915 | 0% | 50% | 0.005 | 0.02 | 0% | 0% | 0% | 0% | 0% | 0% | 0% | 0% | 0% | 85% | 85% | 85% | 85% | 85% | 85% | 85% | 85% | 85% | 85% | 85% | 85% | 85% | 85% | 85% | 85% | 85% | 85% | 85% | 85% | 85% |  | 0% | 0% | 0% | 0% | 0% | 0% | 0% | 0% | 0% | 85% | 85% | 85% | 85% | 85% | 85% | 85% | 85% | 85% | 85% | 85% | 85% | 85% | 85% | 85% | 85% | 85% | 85% | 85% | 85% | 85% |  | 0% | 0% | 0% | 0% | 0% | 0% | 0% | 0% | 0% | 85% | 85% | 85% | 85% | 85% | 85% | 85% | 85% | 85% | 85% | 85% | 85% | 85% | 85% | 85% | 85% | 85% | 85% | 85% | 85% | 85% |  | 0 | 0 | 0 | 0 | 0 | 0 | 0 | 0 | 0 | 561741.3099 | 558638.5497 | 551182.8019 | 544294.7964 | 540172.7585 | 537303.7908 | 537303.7908 | 537303.7908 | 537303.7908 | 537303.7908 | 537303.7908 | 537303.7908 | 537303.7908 | 537303.7908 | 537303.7908 | 537303.7908 | 537303.7908 | 537303.7908 | 537303.7908 | 537303.7908 | 537303.7908 |  | 0 | 0 | 0 | 0 | 0 | 0 | 0 | 0 | 0 | 0 | 0 | 0 | 0 | 0 | 0 | 0 | 0 | 0 | 0 | 0 | 0 | 0 | 0 | 0 | 0 | 0 | 0 | 0 | 0 | 0
100 | Fed 20 | Residential Electric storage water heater | 2015-04-15 | 0 | 13 | 173 | 0.022964 | 0 | 1 | 1 | 0 | 9 | 1988 | 0% | 40% | 0.005 | 0.02 | 0% | 0% | 0% | 0% | 0% | 0% | 0% | 0% | 0% | 85% | 85% | 85% | 85% | 85% | 85% | 85% | 85% | 85% | 85% | 85% | 85% | 85% | 85% | 85% | 85% | 85% | 85% | 85% | 85% | 85% |  | 0% | 0% | 0% | 0% | 0% | 0% | 0% | 0% | 0% | 85% | 85% | 85% | 85% | 85% | 85% | 85% | 85% | 85% | 85% | 85% | 85% | 85% | 85% | 85% | 85% | 85% | 85% | 85% | 85% | 85% |  | 0% | 0% | 0% | 0% | 0% | 0% | 0% | 0% | 0% | 85% | 85% | 85% | 85% | 85% | 85% | 85% | 85% | 85% | 85% | 85% | 85% | 85% | 85% | 85% | 85% | 85% | 85% | 85% | 85% | 85% |  | 0 | 0 | 0 | 0 | 0 | 0 | 0 | 0 | 0 | 622036.2532 | 632092.0481 | 636050.6949 | 638515.2196 | 641802.7216 | 644337.9398 | 644337.9398 | 644337.9398 | 644337.9398 | 644337.9398 | 644337.9398 | 644337.9398 | 644337.9398 | 644337.9398 | 644337.9398 | 644337.9398 | 644337.9398 | 644337.9398 | 644337.9398 | 644337.9398 | 644337.9398 |  | 0 | 0 | 0 | 0 | 0 | 0 | 0 | 0 | 0 | 0 | 0 | 0 | 0 | 0 | 0 | 0 | 0 | 0 | 0 | 0 | 0 | 0 | 0 | 0 | 0 | 0 | 0 | 0 | 0 | 0
101 | Fed 21 | Residential Gas-fired instantaneous water heater | 2015-04-15 | 0 | 20 | -29.1 | -0.0038627 | 5.8 | 1 | 1 | 0 | 9 | 2015 | 0% | 90% | 1 | 1 | 0% | 0% | 0% | 0% | 0% | 0% | 0% | 0% | 0% | 85% | 85% | 85% | 85% | 85% | 85% | 85% | 85% | 85% | 85% | 85% | 85% | 85% | 85% | 85% | 85% | 85% | 85% | 85% | 85% | 85% |  | 0% | 0% | 0% | 0% | 0% | 0% | 0% | 0% | 0% | 85% | 85% | 85% | 85% | 85% | 85% | 85% | 85% | 85% | 85% | 85% | 85% | 85% | 85% | 85% | 85% | 85% | 85% | 85% | 85% | 85% |  | 0% | 0% | 0% | 0% | 0% | 0% | 0% | 0% | 0% | 85% | 85% | 85% | 85% | 85% | 85% | 85% | 85% | 85% | 85% | 85% | 85% | 85% | 85% | 85% | 85% | 85% | 85% | 85% | 85% | 85% |  | 0 | 0 | 0 | 0 | 0 | 0 | 0 | 0 | 0 | 151244.9429 | 158142.1457 | 163890.3416 | 169304.1813 | 174100.3584 | 177970.1962 | 177970.1962 | 177970.1962 | 177970.1962 | 177970.1962 | 177970.1962 | 177970.1962 | 177970.1962 | 177970.1962 | 177970.1962 | 177970.1962 | 177970.1962 | 177970.1962 | 177970.1962 | 177970.1962 | 177970.1962 |  | 0 | 0 | 0 | 0 | 0 | 0 | 0 | 0 | 0 | 0 | 0 | 0 | 0 | 0 | 0 | 0 | 0 | 0 | 0 | 0 | 0 | 0 | 0 | 0 | 0 | 0 | 0 | 0 | 0 | 0
102 | Fed 22 | Residential Oil-fired storage water heater | 2015-04-15 | 0 | 13 | 11.6 | 0.0015398 | 0 | 1 | 1 | 0 | 9 | 1988 | 0% | 62% | 0.05 | 0.002 | 0% | 0% | 0% | 0% | 0% | 0% | 0% | 0% | 0% | 85% | 85% | 85% | 85% | 85% | 85% | 85% | 85% | 85% | 85% | 85% | 85% | 85% | 85% | 85% | 85% | 85% | 85% | 85% | 85% | 85% |  | 0% | 0% | 0% | 0% | 0% | 0% | 0% | 0% | 0% | 85% | 85% | 85% | 85% | 85% | 85% | 85% | 85% | 85% | 85% | 85% | 85% | 85% | 85% | 85% | 85% | 85% | 85% | 85% | 85% | 85% |  | 0% | 0% | 0% | 0% | 0% | 0% | 0% | 0% | 0% | 85% | 85% | 85% | 85% | 85% | 85% | 85% | 85% | 85% | 85% | 85% | 85% | 85% | 85% | 85% | 85% | 85% | 85% | 85% | 85% | 85% |  | 0 | 0 | 0 | 0 | 0 | 0 | 0 | 0 | 0 | 175.3816 | 175.2619 | 174.32 | 172.9514 | 171.4644 | 170.1012 | 170.1012 | 170.1012 | 170.1012 | 170.1012 | 170.1012 | 170.1012 | 170.1012 | 170.1012 | 170.1012 | 170.1012 | 170.1012 | 170.1012 | 170.1012 | 170.1012 | 170.1012 |  | 0 | 0 | 0 | 0 | 0 | 0 | 0 | 0 | 0 | 0 | 0 | 0 | 0 | 0 | 0 | 0 | 0 | 0 | 0 | 0 | 0 | 0 | 0 | 0 | 0 | 0 | 0 | 0 | 0 | 0
103 | Fed 23 | Small Electric Motors | 2015-03-15 | 0 | 7 | 380 | 0.059423 | 0 | 1 | 1 | 0 | 9 | 2009 | 0% | 50% | 0.005 | 0.1 | 0% | 0% | 0% | 0% | 0% | 0% | 0% | 0% | 0% | 85% | 85% | 85% | 85% | 85% | 85% | 85% | 85% | 85% | 85% | 85% | 85% | 85% | 85% | 85% | 85% | 85% | 85% | 85% | 85% | 85% |  | 0% | 0% | 0% | 0% | 0% | 0% | 0% | 0% | 0% | 85% | 85% | 85% | 85% | 85% | 85% | 85% | 85% | 85% | 85% | 85% | 85% | 85% | 85% | 85% | 85% | 85% | 85% | 85% | 85% | 85% |  | 0% | 0% | 0% | 0% | 0% | 0% | 0% | 0% | 0% | 85% | 85% | 85% | 85% | 85% | 85% | 85% | 85% | 85% | 85% | 85% | 85% | 85% | 85% | 85% | 85% | 85% | 85% | 85% | 85% | 85% |  | 0 | 0 | 0 | 0 | 0 | 0 | 0 | 0 | 0 | 538442.1296 | 547147.3324 | 556655.5537 | 567384.4638 | 578903.6432 | 588796.1889 | 588796.1889 | 588796.1889 | 588796.1889 | 588796.1889 | 588796.1889 | 588796.1889 | 588796.1889 | 588796.1889 | 588796.1889 | 588796.1889 | 588796.1889 | 588796.1889 | 588796.1889 | 588796.1889 | 588796.1889 |  | 0 | 0 | 0 | 0 | 0 | 0 | 0 | 0 | 0 | 0 | 0 | 0 | 0 | 0 | 0 | 0 | 0 | 0 | 0 | 0 | 0 | 0 | 0 | 0 | 0 | 0 | 0 | 0 | 0 | 0
104 | Fed 24 | Residential Clothes Washers (Front Loading) | 2015-03-15 | 0 | 14 | 4.4954 | 0.00068423 | 0.028828 | 1.04 | 1.32 | -0.020667 | 9 | 2015 | 0% | 20% | 0.01 | 0.2 | 0% | 0% | 0% | 0% | 0% | 0% | 0% | 0% | 0% | 85% | 85% | 85% | 85% | 85% | 85% | 85% | 85% | 85% | 85% | 85% | 85% | 85% | 85% | 85% | 85% | 85% | 85% | 85% | 85% | 85% |  | 0% | 0% | 0% | 0% | 0% | 0% | 0% | 0% | 0% | 85% | 85% | 85% | 85% | 85% | 85% | 85% | 85% | 85% | 85% | 85% | 85% | 85% | 85% | 85% | 85% | 85% | 85% | 85% | 85% | 85% |  | 0% | 0% | 0% | 0% | 0% | 0% | 0% | 0% | 0% | 85% | 85% | 85% | 85% | 85% | 85% | 85% | 85% | 85% | 85% | 85% | 85% | 85% | 85% | 85% | 85% | 85% | 85% | 85% | 85% | 85% |  | 0 | 0 | 0 | 0 | 0 | 0 | 0 | 0 | 0 | 613364.3224 | 636999.4432 | 655429.5551 | 673478.8383 | 719904.7727 | 738648.3539 | 738648.3539 | 738648.3539 | 738648.3539 | 738648.3539 | 738648.3539 | 738648.3539 | 738648.3539 | 738648.3539 | 738648.3539 | 738648.3539 | 738648.3539 | 738648.3539 | 738648.3539 | 738648.3539 | 738648.3539 |  | 0 | 0 | 0 | 0 | 0 | 0 | 0 | 0 | 0 | 0 | 0 | 0 | 0 | 0 | 0 | 0 | 0 | 0 | 0 | 0 | 0 | 0 | 0 | 0 | 0 | 0 | 0 | 0 | 0 | 0
105 | Fed 25 | Residential Clothes Washers (Top Loading) Tier I | 2015-03-15 | 0 | 14 | 96.9258 | 0.014753 | 0.53567 | 1.04 | 1.32 | -0.020667 | 9 | 2015 | 0% | 20% | 0.01 | 0.2 | 0% | 0% | 0% | 0% | 0% | 0% | 0% | 0% | 0% | 85% | 85% | 85% | 85% | 85% | 85% | 85% | 85% | 85% | 85% | 85% | 85% | 85% | 85% | 85% | 85% | 85% | 85% | 85% | 85% | 85% |  | 0% | 0% | 0% | 0% | 0% | 0% | 0% | 0% | 0% | 85% | 85% | 85% | 85% | 85% | 85% | 85% | 85% | 85% | 85% | 85% | 85% | 85% | 85% | 85% | 85% | 85% | 85% | 85% | 85% | 85% |  | 0% | 0% | 0% | 0% | 0% | 0% | 0% | 0% | 0% | 85% | 85% | 85% | 85% | 85% | 85% | 85% | 85% | 85% | 85% | 85% | 85% | 85% | 85% | 85% | 85% | 85% | 85% | 85% | 85% | 85% |  | 0 | 0 | 0 | 0 | 0 | 0 | 0 | 0 | 0 | 543926.852 | 542629.1554 | 536260.5451 | 529161.9444 | 500272.8082 | 492432.2359 | 492432.2359 | 492432.2359 | 492432.2359 | 492432.2359 | 492432.2359 | 492432.2359 | 492432.2359 | 492432.2359 | 492432.2359 | 492432.2359 | 492432.2359 | 492432.2359 | 492432.2359 | 492432.2359 | 492432.2359 |  | 0 | 0 | 0 | 0 | 0 | 0 | 0 | 0 | 0 | 0 | 0 | 0 | 0 | 0 | 0 | 0 | 0 | 0 | 0 | 0 | 0 | 0 | 0 | 0 | 0 | 0 | 0 | 0 | 0 | 0
106 | Fed 26 | Residential Central AC, Heat Pumps and Furnaces | 2015-01-15 | 0 | 18 | 213.0994 | 0.34752 | 0 | 1 | 1 | 0 | 9 | 2003 | 0% | 50% | 0.1 | 0.01 | 0% | 0% | 0% | 0% | 0% | 0% | 0% | 0% | 0% | 85% | 85% | 85% | 85% | 85% | 85% | 85% | 85% | 85% | 85% | 85% | 85% | 85% | 85% | 85% | 85% | 85% | 85% | 85% | 85% | 85% |  | 0% | 0% | 0% | 0% | 0% | 0% | 0% | 0% | 0% | 85% | 85% | 85% | 85% | 85% | 85% | 85% | 85% | 85% | 85% | 85% | 85% | 85% | 85% | 85% | 85% | 85% | 85% | 85% | 85% | 85% |  | 0% | 0% | 0% | 0% | 0% | 0% | 0% | 0% | 0% | 85% | 85% | 85% | 85% | 85% | 85% | 85% | 85% | 85% | 85% | 85% | 85% | 85% | 85% | 85% | 85% | 85% | 85% | 85% | 85% | 85% |  | 0 | 0 | 0 | 0 | 0 | 0 | 0 | 0 | 0 | 893201.7625 | 908078.0207 | 923100.4687 | 938720.6502 | 951048.5476 | 956269.5225 | 956269.5225 | 956269.5225 | 956269.5225 | 956269.5225 | 956269.5225 | 956269.5225 | 956269.5225 | 956269.5225 | 956269.5225 | 956269.5225 | 956269.5225 | 956269.5225 | 956269.5225 | 956269.5225 | 956269.5225 |  | 0 | 0 | 0 | 0 | 0 | 0 | 0 | 0 | 0 | 0 | 0 | 0 | 0 | 0 | 0 | 0 | 0 | 0 | 0 | 0 | 0 | 0 | 0 | 0 | 0 | 0 | 0 | 0 | 0 | 0
107 | Std B34 | NRA-Lighting-Alterations-New Measures | 2014-07-01 | 0 | 15 | 0.54714 | 0.00010569 | -0.00098224 | 1 | 1 | -0.0040333 | 12 | 2005 | 84.29% | 48.64% | 0.025914 | 0.25776 | 0% | 0% | 0% | 0% | 0% | 0% | 0% | 0% | 83% | 83% | 83% | 83% | 83% | 83% | 83% | 83% | 83% | 83% | 83% | 83% | 83% | 83% | 83% | 83% | 83% | 83% | 83% | 83% | 83% | 83% |  | 0% | 0% | 0% | 0% | 0% | 0% | 0% | 0% | 83% | 83% | 83% | 83% | 83% | 83% | 83% | 83% | 83% | 83% | 83% | 83% | 83% | 83% | 83% | 83% | 83% | 83% | 83% | 83% | 83% | 83% |  | 0% | 0% | 0% | 0% | 0% | 0% | 0% | 0% | 83% | 83% | 83% | 83% | 83% | 83% | 83% | 83% | 83% | 83% | 83% | 83% | 83% | 83% | 83% | 83% | 83% | 83% | 83% | 83% | 83% | 83% |  | 0 | 0 | 0 | 0 | 0 | 0 | 0 | 0 | 404805358.5333 | 404805358.5333 | 404805358.5333 | 404805358.5333 | 404805358.5333 | 404805358.5333 | 404805358.5333 | 404805358.5333 | 404805358.5333 | 404805358.5333 | 404805358.5333 | 404805358.5333 | 404805358.5333 | 404805358.5333 | 404805358.5333 | 404805358.5333 | 404805358.5333 | 404805358.5333 | 404805358.5333 | 404805358.5333 | 404805358.5333 | 404805358.5333 |  | 0 | 0 | 0 | 0 | 0 | 0 | 0 | 0 | 0 | 0 | 0 | 0 | 0 | 0 | 0 | 0 | 0 | 0 | 0 | 0 | 0 | 0 | 0 | 0 | 0 | 0 | 0 | 0 | 0 | 0
108 | Std B35 | NRA-Lighting-Alterations-Existing Measures | 2014-07-01 | 0 | 15 | 1.8414 | 0.00071416 | -0.0051926 | 1 | 1 | 0 | 12 | 2005 | 85.25% | 48.64% | 0.025914 | 0.25776 | 0% | 0% | 0% | 0% | 0% | 0% | 0% | 0% | 83% | 83% | 83% | 83% | 83% | 83% | 83% | 83% | 83% | 83% | 83% | 83% | 83% | 83% | 83% | 83% | 83% | 83% | 83% | 83% | 83% | 83% |  | 0% | 0% | 0% | 0% | 0% | 0% | 0% | 0% | 83% | 83% | 83% | 83% | 83% | 83% | 83% | 83% | 83% | 83% | 83% | 83% | 83% | 83% | 83% | 83% | 83% | 83% | 83% | 83% | 83% | 83% |  | 0% | 0% | 0% | 0% | 0% | 0% | 0% | 0% | 83% | 83% | 83% | 83% | 83% | 83% | 83% | 83% | 83% | 83% | 83% | 83% | 83% | 83% | 83% | 83% | 83% | 83% | 83% | 83% | 83% | 83% |  | 0 | 0 | 0 | 0 | 0 | 0 | 0 | 0 | 171902246.6667 | 171902246.6667 | 171902246.6667 | 171902246.6667 | 171902246.6667 | 171902246.6667 | 171902246.6667 | 171902246.6667 | 171902246.6667 | 171902246.6667 | 171902246.6667 | 171902246.6667 | 171902246.6667 | 171902246.6667 | 171902246.6667 | 171902246.6667 | 171902246.6667 | 171902246.6667 | 171902246.6667 | 171902246.6667 | 171902246.6667 | 171902246.6667 |  | 0 | 0 | 0 | 0 | 0 | 0 | 0 | 0 | 0 | 0 | 0 | 0 | 0 | 0 | 0 | 0 | 0 | 0 | 0 | 0 | 0 | 0 | 0 | 0 | 0 | 0 | 0 | 0 | 0 | 0
109 | Std B36 | NRA-Lighting-Egress Lighting Control | 2014-07-01 | 0 | 15 | 0.18771 | 0 | 0 | 1.1 | 1.32 | 0 | 12 | 2005 | 81.75% | 48.64% | 0.025914 | 0.25776 | 0% | 0% | 0% | 0% | 0% | 0% | 0% | 0% | 83% | 83% | 83% | 83% | 83% | 83% | 83% | 83% | 83% | 83% | 83% | 83% | 83% | 83% | 83% | 83% | 83% | 83% | 83% | 83% | 83% | 83% |  | 0% | 0% | 0% | 0% | 0% | 0% | 0% | 0% | 83% | 83% | 83% | 83% | 83% | 83% | 83% | 83% | 83% | 83% | 83% | 83% | 83% | 83% | 83% | 83% | 83% | 83% | 83% | 83% | 83% | 83% |  | 0% | 0% | 0% | 0% | 0% | 0% | 0% | 0% | 83% | 83% | 83% | 83% | 83% | 83% | 83% | 83% | 83% | 83% | 83% | 83% | 83% | 83% | 83% | 83% | 83% | 83% | 83% | 83% | 83% | 83% |  | 0 | 0 | 0 | 0 | 0 | 0 | 0 | 0 | 401060000 | 401060000 | 401060000 | 401060000 | 401060000 | 401060000 | 401060000 | 401060000 | 401060000 | 401060000 | 401060000 | 401060000 | 401060000 | 401060000 | 401060000 | 401060000 | 401060000 | 401060000 | 401060000 | 401060000 | 401060000 | 401060000 |  | 0 | 0 | 0 | 0 | 0 | 0 | 0 | 0 | 0 | 0 | 0 | 0 | 0 | 0 | 0 | 0 | 0 | 0 | 0 | 0 | 0 | 0 | 0 | 0 | 0 | 0 | 0 | 0 | 0 | 0
110 | Std B37 | NRA-Lighting-MF Building Corridors | 2014-07-01 | 0 | 15 | 0.085147 | 8.55e-06 | 0 | 1.1 | 1.32 | -0.0041 | 12 | 2005 | 84% | 48.64% | 0.025914 | 0.25776 | 0% | 0% | 0% | 0% | 0% | 0% | 0% | 0% | 83% | 83% | 83% | 83% | 83% | 83% | 83% | 83% | 83% | 83% | 83% | 83% | 83% | 83% | 83% | 83% | 83% | 83% | 83% | 83% | 83% | 83% |  | 0% | 0% | 0% | 0% | 0% | 0% | 0% | 0% | 83% | 83% | 83% | 83% | 83% | 83% | 83% | 83% | 83% | 83% | 83% | 83% | 83% | 83% | 83% | 83% | 83% | 83% | 83% | 83% | 83% | 83% |  | 0% | 0% | 0% | 0% | 0% | 0% | 0% | 0% | 83% | 83% | 83% | 83% | 83% | 83% | 83% | 83% | 83% | 83% | 83% | 83% | 83% | 83% | 83% | 83% | 83% | 83% | 83% | 83% | 83% | 83% |  | 0 | 0 | 0 | 0 | 0 | 0 | 0 | 0 | 60000000 | 60000000 | 60000000 | 60000000 | 60000000 | 60000000 | 60000000 | 60000000 | 60000000 | 60000000 | 60000000 | 60000000 | 60000000 | 60000000 | 60000000 | 60000000 | 60000000 | 60000000 | 60000000 | 60000000 | 60000000 | 60000000 |  | 0 | 0 | 0 | 0 | 0 | 0 | 0 | 0 | 0 | 0 | 0 | 0 | 0 | 0 | 0 | 0 | 0 | 0 | 0 | 0 | 0 | 0 | 0 | 0 | 0 | 0 | 0 | 0 | 0 | 0
111 | Std B38 | NRA-Lighting-Hotel Corridors | 2014-07-01 | 0 | 15 | 0.085147 | 8.55e-06 | 0 | 1.1 | 1.32 | -0.0041 | 12 | 2005 | 84% | 48.64% | 0.025914 | 0.25776 | 0% | 0% | 0% | 0% | 0% | 0% | 0% | 0% | 83% | 83% | 83% | 83% | 83% | 83% | 83% | 83% | 83% | 83% | 83% | 83% | 83% | 83% | 83% | 83% | 83% | 83% | 83% | 83% | 83% | 83% |  | 0% | 0% | 0% | 0% | 0% | 0% | 0% | 0% | 83% | 83% | 83% | 83% | 83% | 83% | 83% | 83% | 83% | 83% | 83% | 83% | 83% | 83% | 83% | 83% | 83% | 83% | 83% | 83% | 83% | 83% |  | 0% | 0% | 0% | 0% | 0% | 0% | 0% | 0% | 83% | 83% | 83% | 83% | 83% | 83% | 83% | 83% | 83% | 83% | 83% | 83% | 83% | 83% | 83% | 83% | 83% | 83% | 83% | 83% | 83% | 83% |  | 0 | 0 | 0 | 0 | 0 | 0 | 0 | 0 | 22060000 | 22060000 | 22060000 | 22060000 | 22060000 | 22060000 | 22060000 | 22060000 | 22060000 | 22060000 | 22060000 | 22060000 | 22060000 | 22060000 | 22060000 | 22060000 | 22060000 | 22060000 | 22060000 | 22060000 | 22060000 | 22060000 |  | 0 | 0 | 0 | 0 | 0 | 0 | 0 | 0 | 0 | 0 | 0 | 0 | 0 | 0 | 0 | 0 | 0 | 0 | 0 | 0 | 0 | 0 | 0 | 0 | 0 | 0 | 0 | 0 | 0 | 0
112 | Std B39 | NRA-Lighting-Warehouses and Libraries | 2014-07-01 | 0 | 15 | 0.80891 | 7.7002e-05 | 0 | 1.1 | 1.32 | -0.0041 | 12 | 2005 | 84% | 48.64% | 0.025914 | 0.25776 | 0% | 0% | 0% | 0% | 0% | 0% | 0% | 0% | 83% | 83% | 83% | 83% | 83% | 83% | 83% | 83% | 83% | 83% | 83% | 83% | 83% | 83% | 83% | 83% | 83% | 83% | 83% | 83% | 83% | 83% |  | 0% | 0% | 0% | 0% | 0% | 0% | 0% | 0% | 83% | 83% | 83% | 83% | 83% | 83% | 83% | 83% | 83% | 83% | 83% | 83% | 83% | 83% | 83% | 83% | 83% | 83% | 83% | 83% | 83% | 83% |  | 0% | 0% | 0% | 0% | 0% | 0% | 0% | 0% | 83% | 83% | 83% | 83% | 83% | 83% | 83% | 83% | 83% | 83% | 83% | 83% | 83% | 83% | 83% | 83% | 83% | 83% | 83% | 83% | 83% | 83% |  | 0 | 0 | 0 | 0 | 0 | 0 | 0 | 0 | 67764323.3863 | 67764323.3863 | 67764323.3863 | 67764323.3863 | 67764323.3863 | 67764323.3863 | 67764323.3863 | 67764323.3863 | 67764323.3863 | 67764323.3863 | 67764323.3863 | 67764323.3863 | 67764323.3863 | 67764323.3863 | 67764323.3863 | 67764323.3863 | 67764323.3863 | 67764323.3863 | 67764323.3863 | 67764323.3863 | 67764323.3863 | 67764323.3863 |  | 0 | 0 | 0 | 0 | 0 | 0 | 0 | 0 | 0 | 0 | 0 | 0 | 0 | 0 | 0 | 0 | 0 | 0 | 0 | 0 | 0 | 0 | 0 | 0 | 0 | 0 | 0 | 0 | 0 | 0
113 | Std B40 | NRA-Envelope-Cool Roofs | 2014-07-01 | 0 | 15 | 0.051681 | 1.8028e-05 | -0.00028984 | 1 | 1 | 0 | 12 | 2005 | 76% | 35.87% | 0.021707 | 0.31464 | 0% | 0% | 0% | 0% | 0% | 0% | 0% | 0% | 83% | 83% | 83% | 83% | 83% | 83% | 83% | 83% | 83% | 83% | 83% | 83% | 83% | 83% | 83% | 83% | 83% | 83% | 83% | 83% | 83% | 83% |  | 0% | 0% | 0% | 0% | 0% | 0% | 0% | 0% | 83% | 83% | 83% | 83% | 83% | 83% | 83% | 83% | 83% | 83% | 83% | 83% | 83% | 83% | 83% | 83% | 83% | 83% | 83% | 83% | 83% | 83% |  | 0% | 0% | 0% | 0% | 0% | 0% | 0% | 0% | 83% | 83% | 83% | 83% | 83% | 83% | 83% | 83% | 83% | 83% | 83% | 83% | 83% | 83% | 83% | 83% | 83% | 83% | 83% | 83% | 83% | 83% |  | 0 | 0 | 0 | 0 | 0 | 0 | 0 | 0 | 341738666.6667 | 341738666.6667 | 341738666.6667 | 341738666.6667 | 341738666.6667 | 341738666.6667 | 341738666.6667 | 341738666.6667 | 341738666.6667 | 341738666.6667 | 341738666.6667 | 341738666.6667 | 341738666.6667 | 341738666.6667 | 341738666.6667 | 341738666.6667 | 341738666.6667 | 341738666.6667 | 341738666.6667 | 341738666.6667 | 341738666.6667 | 341738666.6667 |  | 0 | 0 | 0 | 0 | 0 | 0 | 0 | 0 | 0 | 0 | 0 | 0 | 0 | 0 | 0 | 0 | 0 | 0 | 0 | 0 | 0 | 0 | 0 | 0 | 0 | 0 | 0 | 0 | 0 | 0
114 | Std B41 | NRA-HVAC-Equipment Efficiency | 2014-07-01 | 0 | 20 | 0.3131 | 0.00010985 | 0.012035 | 1 | 1 | 0 | 12 | 2005 | 39% | 48.64% | 0.025914 | 0.25776 | 0% | 0% | 0% | 0% | 0% | 0% | 0% | 0% | 83% | 83% | 83% | 83% | 83% | 83% | 83% | 83% | 83% | 83% | 83% | 83% | 83% | 83% | 83% | 83% | 83% | 83% | 83% | 83% | 83% | 83% |  | 0% | 0% | 0% | 0% | 0% | 0% | 0% | 0% | 83% | 83% | 83% | 83% | 83% | 83% | 83% | 83% | 83% | 83% | 83% | 83% | 83% | 83% | 83% | 83% | 83% | 83% | 83% | 83% | 83% | 83% |  | 0% | 0% | 0% | 0% | 0% | 0% | 0% | 0% | 83% | 83% | 83% | 83% | 83% | 83% | 83% | 83% | 83% | 83% | 83% | 83% | 83% | 83% | 83% | 83% | 83% | 83% | 83% | 83% | 83% | 83% |  | 0 | 0 | 0 | 0 | 0 | 0 | 0 | 0 | 306519000 | 306519000 | 306519000 | 306519000 | 306519000 | 306519000 | 306519000 | 306519000 | 306519000 | 306519000 | 306519000 | 306519000 | 306519000 | 306519000 | 306519000 | 306519000 | 306519000 | 306519000 | 306519000 | 306519000 | 306519000 | 306519000 |  | 0 | 0 | 0 | 0 | 0 | 0 | 0 | 0 | 0 | 0 | 0 | 0 | 0 | 0 | 0 | 0 | 0 | 0 | 0 | 0 | 0 | 0 | 0 | 0 | 0 | 0 | 0 | 0 | 0 | 0
115 | Std B42 | NRA-Process-Air Compressors | 2014-07-01 | 0 | 15 | 325.6501 | 0 | 0 | 1 | 1 | 0 | 12 | 2005 | 85% | 41.4% | 0.013173 | 0.2576 | 0% | 0% | 0% | 0% | 0% | 0% | 0% | 0% | 83% | 83% | 83% | 83% | 83% | 83% | 83% | 83% | 83% | 83% | 83% | 83% | 83% | 83% | 83% | 83% | 83% | 83% | 83% | 83% | 83% | 83% |  | 0% | 0% | 0% | 0% | 0% | 0% | 0% | 0% | 83% | 83% | 83% | 83% | 83% | 83% | 83% | 83% | 83% | 83% | 83% | 83% | 83% | 83% | 83% | 83% | 83% | 83% | 83% | 83% | 83% | 83% |  | 0% | 0% | 0% | 0% | 0% | 0% | 0% | 0% | 83% | 83% | 83% | 83% | 83% | 83% | 83% | 83% | 83% | 83% | 83% | 83% | 83% | 83% | 83% | 83% | 83% | 83% | 83% | 83% | 83% | 83% |  | 0 | 0 | 0 | 0 | 0 | 0 | 0 | 0 | 38961.349 | 38961.349 | 38961.349 | 38961.349 | 38961.349 | 38961.349 | 38961.349 | 38961.349 | 38961.349 | 38961.349 | 38961.349 | 38961.349 | 38961.349 | 38961.349 | 38961.349 | 38961.349 | 38961.349 | 38961.349 | 38961.349 | 38961.349 | 38961.349 | 38961.349 |  | 0 | 0 | 0 | 0 | 0 | 0 | 0 | 0 | 0 | 0 | 0 | 0 | 0 | 0 | 0 | 0 | 0 | 0 | 0 | 0 | 0 | 0 | 0 | 0 | 0 | 0 | 0 | 0 | 0 | 0
116 | Std B43 | NRNC-Lighting-Daylighting | 2015-05-01 | 0 | 15 | 1.273 | 0.00055711 | -0.0012076 | 1.1 | 1.32 | -0.0041 | 12 | 2005 | 85.75% | 20.66% | 0.0041817 | 0.31058 | 0% | 0% | 0% | 0% | 0% | 0% | 0% | 0% | 0% | 83% | 83% | 83% | 83% | 83% | 83% | 83% | 83% | 83% | 83% | 83% | 83% | 83% | 83% | 83% | 83% | 83% | 83% | 83% | 83% | 83% |  | 0% | 0% | 0% | 0% | 0% | 0% | 0% | 0% | 0% | 83% | 83% | 83% | 83% | 83% | 83% | 83% | 83% | 83% | 83% | 83% | 83% | 83% | 83% | 83% | 83% | 83% | 83% | 83% | 83% | 83% |  | 0% | 0% | 0% | 0% | 0% | 0% | 0% | 0% | 0% | 83% | 83% | 83% | 83% | 83% | 83% | 83% | 83% | 83% | 83% | 83% | 83% | 83% | 83% | 83% | 83% | 83% | 83% | 83% | 83% | 83% |  | 0 | 0 | 0 | 0 | 0 | 0 | 0 | 0 | 0 | 74777688.4076 | 74777688.4076 | 74777688.4076 | 74777688.4076 | 74777688.4076 | 74777688.4076 | 74777688.4076 | 74777688.4076 | 74777688.4076 | 74777688.4076 | 74777688.4076 | 74777688.4076 | 74777688.4076 | 74777688.4076 | 74777688.4076 | 74777688.4076 | 74777688.4076 | 74777688.4076 | 74777688.4076 | 74777688.4076 | 74777688.4076 |  | 0 | 0 | 0 | 0 | 0 | 0 | 0 | 0 | 0 | 0 | 0 | 0 | 0 | 0 | 0 | 0 | 0 | 0 | 0 | 0 | 0 | 0 | 0 | 0 | 0 | 0 | 0 | 0 | 0 | 0
117 | Std B44 | NRNC-Lighting-Indoor Lighting Controls | 2015-05-01 | 0 | 15 | 0.35915 | 0.00056647 | 0 | 1.1 | 1.32 | -0.0041 | 12 | 2005 | 84.5% | 48.64% | 0.025914 | 0.25776 | 0% | 0% | 0% | 0% | 0% | 0% | 0% | 0% | 0% | 83% | 83% | 83% | 83% | 83% | 83% | 83% | 83% | 83% | 83% | 83% | 83% | 83% | 83% | 83% | 83% | 83% | 83% | 83% | 83% | 83% |  | 0% | 0% | 0% | 0% | 0% | 0% | 0% | 0% | 0% | 83% | 83% | 83% | 83% | 83% | 83% | 83% | 83% | 83% | 83% | 83% | 83% | 83% | 83% | 83% | 83% | 83% | 83% | 83% | 83% | 83% |  | 0% | 0% | 0% | 0% | 0% | 0% | 0% | 0% | 0% | 83% | 83% | 83% | 83% | 83% | 83% | 83% | 83% | 83% | 83% | 83% | 83% | 83% | 83% | 83% | 83% | 83% | 83% | 83% | 83% | 83% |  | 0 | 0 | 0 | 0 | 0 | 0 | 0 | 0 | 0 | 25748338.2074 | 25748338.2074 | 25748338.2074 | 25748338.2074 | 25748338.2074 | 25748338.2074 | 25748338.2074 | 25748338.2074 | 25748338.2074 | 25748338.2074 | 25748338.2074 | 25748338.2074 | 25748338.2074 | 25748338.2074 | 25748338.2074 | 25748338.2074 | 25748338.2074 | 25748338.2074 | 25748338.2074 | 25748338.2074 | 25748338.2074 |  | 0 | 0 | 0 | 0 | 0 | 0 | 0 | 0 | 0 | 0 | 0 | 0 | 0 | 0 | 0 | 0 | 0 | 0 | 0 | 0 | 0 | 0 | 0 | 0 | 0 | 0 | 0 | 0 | 0 | 0
118 | Std B45 | NRNC-Lighting-Retail | 2015-05-01 | 0 | 15 | 1.5732 | 0.00038807 | 0 | 1.1 | 1.32 | -0.0041 | 12 | 2005 | 81.75% | 48.64% | 0.025914 | 0.25776 | 0% | 0% | 0% | 0% | 0% | 0% | 0% | 0% | 0% | 83% | 83% | 83% | 83% | 83% | 83% | 83% | 83% | 83% | 83% | 83% | 83% | 83% | 83% | 83% | 83% | 83% | 83% | 83% | 83% | 83% |  | 0% | 0% | 0% | 0% | 0% | 0% | 0% | 0% | 0% | 83% | 83% | 83% | 83% | 83% | 83% | 83% | 83% | 83% | 83% | 83% | 83% | 83% | 83% | 83% | 83% | 83% | 83% | 83% | 83% | 83% |  | 0% | 0% | 0% | 0% | 0% | 0% | 0% | 0% | 0% | 83% | 83% | 83% | 83% | 83% | 83% | 83% | 83% | 83% | 83% | 83% | 83% | 83% | 83% | 83% | 83% | 83% | 83% | 83% | 83% | 83% |  | 0 | 0 | 0 | 0 | 0 | 0 | 0 | 0 | 0 | 32440792.2739 | 32440792.2739 | 32440792.2739 | 32440792.2739 | 32440792.2739 | 32440792.2739 | 32440792.2739 | 32440792.2739 | 32440792.2739 | 32440792.2739 | 32440792.2739 | 32440792.2739 | 32440792.2739 | 32440792.2739 | 32440792.2739 | 32440792.2739 | 32440792.2739 | 32440792.2739 | 32440792.2739 | 32440792.2739 | 32440792.2739 |  | 0 | 0 | 0 | 0 | 0 | 0 | 0 | 0 | 0 | 0 | 0 | 0 | 0 | 0 | 0 | 0 | 0 | 0 | 0 | 0 | 0 | 0 | 0 | 0 | 0 | 0 | 0 | 0 | 0 | 0
119 | Std B46 | NRNC-Lighting-Egress Lighting Control | 2015-05-01 | 0 | 15 | 0.1677 | 0 | 0 | 1 | 1 | 0 | 12 | 2005 | 81.75% | 48.64% | 0.025914 | 0.25776 | 0% | 0% | 0% | 0% | 0% | 0% | 0% | 0% | 0% | 83% | 83% | 83% | 83% | 83% | 83% | 83% | 83% | 83% | 83% | 83% | 83% | 83% | 83% | 83% | 83% | 83% | 83% | 83% | 83% | 83% |  | 0% | 0% | 0% | 0% | 0% | 0% | 0% | 0% | 0% | 83% | 83% | 83% | 83% | 83% | 83% | 83% | 83% | 83% | 83% | 83% | 83% | 83% | 83% | 83% | 83% | 83% | 83% | 83% | 83% | 83% |  | 0% | 0% | 0% | 0% | 0% | 0% | 0% | 0% | 0% | 83% | 83% | 83% | 83% | 83% | 83% | 83% | 83% | 83% | 83% | 83% | 83% | 83% | 83% | 83% | 83% | 83% | 83% | 83% | 83% | 83% |  | 0 | 0 | 0 | 0 | 0 | 0 | 0 | 0 | 0 | 149818418.4567 | 149818418.4567 | 149818418.4567 | 149818418.4567 | 149818418.4567 | 149818418.4567 | 149818418.4567 | 149818418.4567 | 149818418.4567 | 149818418.4567 | 149818418.4567 | 149818418.4567 | 149818418.4567 | 149818418.4567 | 149818418.4567 | 149818418.4567 | 149818418.4567 | 149818418.4567 | 149818418.4567 | 149818418.4567 | 149818418.4567 |  | 0 | 0 | 0 | 0 | 0 | 0 | 0 | 0 | 0 | 0 | 0 | 0 | 0 | 0 | 0 | 0 | 0 | 0 | 0 | 0 | 0 | 0 | 0 | 0 | 0 | 0 | 0 | 0 | 0 | 0
120 | Std B47 | NRNC-Lighting-MF Building Corridors | 2015-05-01 | 0 | 15 | 0.085147 | 8.55e-06 | 0 | 1.1 | 1.32 | -0.0041 | 12 | 2005 | 84% | 48.64% | 0.025914 | 0.25776 | 0% | 0% | 0% | 0% | 0% | 0% | 0% | 0% | 0% | 83% | 83% | 83% | 83% | 83% | 83% | 83% | 83% | 83% | 83% | 83% | 83% | 83% | 83% | 83% | 83% | 83% | 83% | 83% | 83% | 83% |  | 0% | 0% | 0% | 0% | 0% | 0% | 0% | 0% | 0% | 83% | 83% | 83% | 83% | 83% | 83% | 83% | 83% | 83% | 83% | 83% | 83% | 83% | 83% | 83% | 83% | 83% | 83% | 83% | 83% | 83% |  | 0% | 0% | 0% | 0% | 0% | 0% | 0% | 0% | 0% | 83% | 83% | 83% | 83% | 83% | 83% | 83% | 83% | 83% | 83% | 83% | 83% | 83% | 83% | 83% | 83% | 83% | 83% | 83% | 83% | 83% |  | 0 | 0 | 0 | 0 | 0 | 0 | 0 | 0 | 0 | 58000000 | 58000000 | 58000000 | 58000000 | 58000000 | 58000000 | 58000000 | 58000000 | 58000000 | 58000000 | 58000000 | 58000000 | 58000000 | 58000000 | 58000000 | 58000000 | 58000000 | 58000000 | 58000000 | 58000000 | 58000000 |  | 0 | 0 | 0 | 0 | 0 | 0 | 0 | 0 | 0 | 0 | 0 | 0 | 0 | 0 | 0 | 0 | 0 | 0 | 0 | 0 | 0 | 0 | 0 | 0 | 0 | 0 | 0 | 0 | 0 | 0
121 | Std B48 | NRNC-Lighting-Hotel Corridors | 2015-05-01 | 0 | 15 | 0.085147 | 8.55e-06 | 0 | 1.1 | 1.32 | -0.0041 | 12 | 2005 | 84% | 48.64% | 0.025914 | 0.25776 | 0% | 0% | 0% | 0% | 0% | 0% | 0% | 0% | 0% | 83% | 83% | 83% | 83% | 83% | 83% | 83% | 83% | 83% | 83% | 83% | 83% | 83% | 83% | 83% | 83% | 83% | 83% | 83% | 83% | 83% |  | 0% | 0% | 0% | 0% | 0% | 0% | 0% | 0% | 0% | 83% | 83% | 83% | 83% | 83% | 83% | 83% | 83% | 83% | 83% | 83% | 83% | 83% | 83% | 83% | 83% | 83% | 83% | 83% | 83% | 83% |  | 0% | 0% | 0% | 0% | 0% | 0% | 0% | 0% | 0% | 83% | 83% | 83% | 83% | 83% | 83% | 83% | 83% | 83% | 83% | 83% | 83% | 83% | 83% | 83% | 83% | 83% | 83% | 83% | 83% | 83% |  | 0 | 0 | 0 | 0 | 0 | 0 | 0 | 0 | 0 | 9098190.8311 | 9098190.8311 | 9098190.8311 | 9098190.8311 | 9098190.8311 | 9098190.8311 | 9098190.8311 | 9098190.8311 | 9098190.8311 | 9098190.8311 | 9098190.8311 | 9098190.8311 | 9098190.8311 | 9098190.8311 | 9098190.8311 | 9098190.8311 | 9098190.8311 | 9098190.8311 | 9098190.8311 | 9098190.8311 | 9098190.8311 |  | 0 | 0 | 0 | 0 | 0 | 0 | 0 | 0 | 0 | 0 | 0 | 0 | 0 | 0 | 0 | 0 | 0 | 0 | 0 | 0 | 0 | 0 | 0 | 0 | 0 | 0 | 0 | 0 | 0 | 0
122 | Std B49 | NRNC-Lighting-Warehouses and Libraries | 2015-05-01 | 0 | 15 | 0.80891 | 7.7002e-05 | 0 | 1.1 | 1.32 | -0.0041 | 12 | 2005 | 84% | 48.64% | 0.025914 | 0.25776 | 0% | 0% | 0% | 0% | 0% | 0% | 0% | 0% | 0% | 83% | 83% | 83% | 83% | 83% | 83% | 83% | 83% | 83% | 83% | 83% | 83% | 83% | 83% | 83% | 83% | 83% | 83% | 83% | 83% | 83% |  | 0% | 0% | 0% | 0% | 0% | 0% | 0% | 0% | 0% | 83% | 83% | 83% | 83% | 83% | 83% | 83% | 83% | 83% | 83% | 83% | 83% | 83% | 83% | 83% | 83% | 83% | 83% | 83% | 83% | 83% |  | 0% | 0% | 0% | 0% | 0% | 0% | 0% | 0% | 0% | 83% | 83% | 83% | 83% | 83% | 83% | 83% | 83% | 83% | 83% | 83% | 83% | 83% | 83% | 83% | 83% | 83% | 83% | 83% | 83% | 83% |  | 0 | 0 | 0 | 0 | 0 | 0 | 0 | 0 | 0 | 33868561.9626 | 33868561.9626 | 33868561.9626 | 33868561.9626 | 33868561.9626 | 33868561.9626 | 33868561.9626 | 33868561.9626 | 33868561.9626 | 33868561.9626 | 33868561.9626 | 33868561.9626 | 33868561.9626 | 33868561.9626 | 33868561.9626 | 33868561.9626 | 33868561.9626 | 33868561.9626 | 33868561.9626 | 33868561.9626 | 33868561.9626 |  | 0 | 0 | 0 | 0 | 0 | 0 | 0 | 0 | 0 | 0 | 0 | 0 | 0 | 0 | 0 | 0 | 0 | 0 | 0 | 0 | 0 | 0 | 0 | 0 | 0 | 0 | 0 | 0 | 0 | 0
123 | Std B50 | NRNC-Lighting-Parking Garage | 2015-05-01 | 0 | 15 | 1.1106 | 0.00021958 | 0 | 1 | 1 | 0 | 12 | 2005 | 83.25% | 48.64% | 0.025914 | 0.25776 | 0% | 0% | 0% | 0% | 0% | 0% | 0% | 0% | 0% | 83% | 83% | 83% | 83% | 83% | 83% | 83% | 83% | 83% | 83% | 83% | 83% | 83% | 83% | 83% | 83% | 83% | 83% | 83% | 83% | 83% |  | 0% | 0% | 0% | 0% | 0% | 0% | 0% | 0% | 0% | 83% | 83% | 83% | 83% | 83% | 83% | 83% | 83% | 83% | 83% | 83% | 83% | 83% | 83% | 83% | 83% | 83% | 83% | 83% | 83% | 83% |  | 0% | 0% | 0% | 0% | 0% | 0% | 0% | 0% | 0% | 83% | 83% | 83% | 83% | 83% | 83% | 83% | 83% | 83% | 83% | 83% | 83% | 83% | 83% | 83% | 83% | 83% | 83% | 83% | 83% | 83% |  | 0 | 0 | 0 | 0 | 0 | 0 | 0 | 0 | 0 | 24644400 | 24644400 | 24644400 | 24644400 | 24644400 | 24644400 | 24644400 | 24644400 | 24644400 | 24644400 | 24644400 | 24644400 | 24644400 | 24644400 | 24644400 | 24644400 | 24644400 | 24644400 | 24644400 | 24644400 | 24644400 |  | 0 | 0 | 0 | 0 | 0 | 0 | 0 | 0 | 0 | 0 | 0 | 0 | 0 | 0 | 0 | 0 | 0 | 0 | 0 | 0 | 0 | 0 | 0 | 0 | 0 | 0 | 0 | 0 | 0 | 0
124 | Std B51 | NRNC-Lighting-Controllable Lighting | 2015-05-01 | 0 | 15 | 0.57459 | 0 | 0 | 1.1 | 1.32 | -0.0041 | 12 | 2005 | 83% | 18% | 0.00037 | 0.5 | 0% | 0% | 0% | 0% | 0% | 0% | 0% | 0% | 0% | 83% | 83% | 83% | 83% | 83% | 83% | 83% | 83% | 83% | 83% | 83% | 83% | 83% | 83% | 83% | 83% | 83% | 83% | 83% | 83% | 83% |  | 0% | 0% | 0% | 0% | 0% | 0% | 0% | 0% | 0% | 83% | 83% | 83% | 83% | 83% | 83% | 83% | 83% | 83% | 83% | 83% | 83% | 83% | 83% | 83% | 83% | 83% | 83% | 83% | 83% | 83% |  | 0% | 0% | 0% | 0% | 0% | 0% | 0% | 0% | 0% | 83% | 83% | 83% | 83% | 83% | 83% | 83% | 83% | 83% | 83% | 83% | 83% | 83% | 83% | 83% | 83% | 83% | 83% | 83% | 83% | 83% |  | 0 | 0 | 0 | 0 | 0 | 0 | 0 | 0 | 0 | 118769999.7587 | 118769999.7587 | 118769999.7587 | 118769999.7587 | 118769999.7587 | 118769999.7587 | 118769999.7587 | 118769999.7587 | 118769999.7587 | 118769999.7587 | 118769999.7587 | 118769999.7587 | 118769999.7587 | 118769999.7587 | 118769999.7587 | 118769999.7587 | 118769999.7587 | 118769999.7587 | 118769999.7587 | 118769999.7587 | 118769999.7587 |  | 0 | 0 | 0 | 0 | 0 | 0 | 0 | 0 | 0 | 0 | 0 | 0 | 0 | 0 | 0 | 0 | 0 | 0 | 0 | 0 | 0 | 0 | 0 | 0 | 0 | 0 | 0 | 0 | 0 | 0
125 | Std B52 | NRNC-Lighting-DR Lighting Controls | 2015-05-01 | 0 | 15 | 0.0075803 | 1.2405e-05 | 0 | 1.1 | 1.32 | -0.0041 | 12 | 2005 | 83% | 18% | 0.00037 | 0.5 | 0% | 0% | 0% | 0% | 0% | 0% | 0% | 0% | 0% | 83% | 83% | 83% | 83% | 83% | 83% | 83% | 83% | 83% | 83% | 83% | 83% | 83% | 83% | 83% | 83% | 83% | 83% | 83% | 83% | 83% |  | 0% | 0% | 0% | 0% | 0% | 0% | 0% | 0% | 0% | 83% | 83% | 83% | 83% | 83% | 83% | 83% | 83% | 83% | 83% | 83% | 83% | 83% | 83% | 83% | 83% | 83% | 83% | 83% | 83% | 83% |  | 0% | 0% | 0% | 0% | 0% | 0% | 0% | 0% | 0% | 83% | 83% | 83% | 83% | 83% | 83% | 83% | 83% | 83% | 83% | 83% | 83% | 83% | 83% | 83% | 83% | 83% | 83% | 83% | 83% | 83% |  | 0 | 0 | 0 | 0 | 0 | 0 | 0 | 0 | 0 | 97191540 | 97191540 | 97191540 | 97191540 | 97191540 | 97191540 | 97191540 | 97191540 | 97191540 | 97191540 | 97191540 | 97191540 | 97191540 | 97191540 | 97191540 | 97191540 | 97191540 | 97191540 | 97191540 | 97191540 | 97191540 |  | 0 | 0 | 0 | 0 | 0 | 0 | 0 | 0 | 0 | 0 | 0 | 0 | 0 | 0 | 0 | 0 | 0 | 0 | 0 | 0 | 0 | 0 | 0 | 0 | 0 | 0 | 0 | 0 | 0 | 0
126 | Std B53 | NRNC-Lighting-Outdoor Lighting & Controls | 2015-05-01 | 0 | 15 | 1.9667 | 0.00038883 | 0 | 1 | 1 | 0 | 12 | 2005 | 82.25% | 48.64% | 0.025914 | 0.25776 | 0% | 0% | 0% | 0% | 0% | 0% | 0% | 0% | 0% | 83% | 83% | 83% | 83% | 83% | 83% | 83% | 83% | 83% | 83% | 83% | 83% | 83% | 83% | 83% | 83% | 83% | 83% | 83% | 83% | 83% |  | 0% | 0% | 0% | 0% | 0% | 0% | 0% | 0% | 0% | 83% | 83% | 83% | 83% | 83% | 83% | 83% | 83% | 83% | 83% | 83% | 83% | 83% | 83% | 83% | 83% | 83% | 83% | 83% | 83% | 83% |  | 0% | 0% | 0% | 0% | 0% | 0% | 0% | 0% | 0% | 83% | 83% | 83% | 83% | 83% | 83% | 83% | 83% | 83% | 83% | 83% | 83% | 83% | 83% | 83% | 83% | 83% | 83% | 83% | 83% | 83% |  | 0 | 0 | 0 | 0 | 0 | 0 | 0 | 0 | 0 | 4452397 | 4452397 | 4452397 | 4452397 | 4452397 | 4452397 | 4452397 | 4452397 | 4452397 | 4452397 | 4452397 | 4452397 | 4452397 | 4452397 | 4452397 | 4452397 | 4452397 | 4452397 | 4452397 | 4452397 | 4452397 |  | 0 | 0 | 0 | 0 | 0 | 0 | 0 | 0 | 0 | 0 | 0 | 0 | 0 | 0 | 0 | 0 | 0 | 0 | 0 | 0 | 0 | 0 | 0 | 0 | 0 | 0 | 0 | 0 | 0 | 0
127 | Std B54 | NRNC-Lighting-Office Plug Load Control | 2015-05-01 | 0 | 15 | 0.085147 | 6.1495e-06 | 0 | 1.1 | 1.32 | -0.0041 | 12 | 2005 | 84% | 18% | 0.00037 | 0.5 | 0% | 0% | 0% | 0% | 0% | 0% | 0% | 0% | 0% | 83% | 83% | 83% | 83% | 83% | 83% | 83% | 83% | 83% | 83% | 83% | 83% | 83% | 83% | 83% | 83% | 83% | 83% | 83% | 83% | 83% |  | 0% | 0% | 0% | 0% | 0% | 0% | 0% | 0% | 0% | 83% | 83% | 83% | 83% | 83% | 83% | 83% | 83% | 83% | 83% | 83% | 83% | 83% | 83% | 83% | 83% | 83% | 83% | 83% | 83% | 83% |  | 0% | 0% | 0% | 0% | 0% | 0% | 0% | 0% | 0% | 83% | 83% | 83% | 83% | 83% | 83% | 83% | 83% | 83% | 83% | 83% | 83% | 83% | 83% | 83% | 83% | 83% | 83% | 83% | 83% | 83% |  | 0 | 0 | 0 | 0 | 0 | 0 | 0 | 0 | 0 | 183326066.0272 | 183326066.0272 | 183326066.0272 | 183326066.0272 | 183326066.0272 | 183326066.0272 | 183326066.0272 | 183326066.0272 | 183326066.0272 | 183326066.0272 | 183326066.0272 | 183326066.0272 | 183326066.0272 | 183326066.0272 | 183326066.0272 | 183326066.0272 | 183326066.0272 | 183326066.0272 | 183326066.0272 | 183326066.0272 | 183326066.0272 |  | 0 | 0 | 0 | 0 | 0 | 0 | 0 | 0 | 0 | 0 | 0 | 0 | 0 | 0 | 0 | 0 | 0 | 0 | 0 | 0 | 0 | 0 | 0 | 0 | 0 | 0 | 0 | 0 | 0 | 0
128 | Std B55 | NRNC-Envelope-Cool Roofs | 2015-05-01 | 0 | 15 | 0.039219 | 9.1966e-06 | -4.2602e-05 | 1 | 1 | 0 | 12 | 2005 | 76% | 35.87% | 0.021707 | 0.31464 | 0% | 0% | 0% | 0% | 0% | 0% | 0% | 0% | 0% | 83% | 83% | 83% | 83% | 83% | 83% | 83% | 83% | 83% | 83% | 83% | 83% | 83% | 83% | 83% | 83% | 83% | 83% | 83% | 83% | 83% |  | 0% | 0% | 0% | 0% | 0% | 0% | 0% | 0% | 0% | 83% | 83% | 83% | 83% | 83% | 83% | 83% | 83% | 83% | 83% | 83% | 83% | 83% | 83% | 83% | 83% | 83% | 83% | 83% | 83% | 83% |  | 0% | 0% | 0% | 0% | 0% | 0% | 0% | 0% | 0% | 83% | 83% | 83% | 83% | 83% | 83% | 83% | 83% | 83% | 83% | 83% | 83% | 83% | 83% | 83% | 83% | 83% | 83% | 83% | 83% | 83% |  | 0 | 0 | 0 | 0 | 0 | 0 | 0 | 0 | 0 | 157418000 | 157418000 | 157418000 | 157418000 | 157418000 | 157418000 | 157418000 | 157418000 | 157418000 | 157418000 | 157418000 | 157418000 | 157418000 | 157418000 | 157418000 | 157418000 | 157418000 | 157418000 | 157418000 | 157418000 | 157418000 |  | 0 | 0 | 0 | 0 | 0 | 0 | 0 | 0 | 0 | 0 | 0 | 0 | 0 | 0 | 0 | 0 | 0 | 0 | 0 | 0 | 0 | 0 | 0 | 0 | 0 | 0 | 0 | 0 | 0 | 0
129 | Std B56 | NRNC-Envelope-Fenestration | 2015-05-01 | 0 | 30 | 0.46235 | 0.00012938 | -0.00070007 | 1 | 1 | 0 | 12 | 2005 | 78% | 35.87% | 0.021707 | 0.31464 | 0% | 0% | 0% | 0% | 0% | 0% | 0% | 0% | 0% | 83% | 83% | 83% | 83% | 83% | 83% | 83% | 83% | 83% | 83% | 83% | 83% | 83% | 83% | 83% | 83% | 83% | 83% | 83% | 83% | 83% |  | 0% | 0% | 0% | 0% | 0% | 0% | 0% | 0% | 0% | 83% | 83% | 83% | 83% | 83% | 83% | 83% | 83% | 83% | 83% | 83% | 83% | 83% | 83% | 83% | 83% | 83% | 83% | 83% | 83% | 83% |  | 0% | 0% | 0% | 0% | 0% | 0% | 0% | 0% | 0% | 83% | 83% | 83% | 83% | 83% | 83% | 83% | 83% | 83% | 83% | 83% | 83% | 83% | 83% | 83% | 83% | 83% | 83% | 83% | 83% | 83% |  | 0 | 0 | 0 | 0 | 0 | 0 | 0 | 0 | 0 | 185109586.7697 | 185109586.7697 | 185109586.7697 | 185109586.7697 | 185109586.7697 | 185109586.7697 | 185109586.7697 | 185109586.7697 | 185109586.7697 | 185109586.7697 | 185109586.7697 | 185109586.7697 | 185109586.7697 | 185109586.7697 | 185109586.7697 | 185109586.7697 | 185109586.7697 | 185109586.7697 | 185109586.7697 | 185109586.7697 | 185109586.7697 |  | 0 | 0 | 0 | 0 | 0 | 0 | 0 | 0 | 0 | 0 | 0 | 0 | 0 | 0 | 0 | 0 | 0 | 0 | 0 | 0 | 0 | 0 | 0 | 0 | 0 | 0 | 0 | 0 | 0 | 0
130 | Std B57 | NRNC-HVAC-HVAC Controls and Economizers | 2015-05-01 | 0 | 15 | 0.37201 | 0 | 0 | 1 | 1 | 0 | 12 | 2005 | 84% | 41.4% | 0.013173 | 0.2576 | 0% | 0% | 0% | 0% | 0% | 0% | 0% | 0% | 0% | 83% | 83% | 83% | 83% | 83% | 83% | 83% | 83% | 83% | 83% | 83% | 83% | 83% | 83% | 83% | 83% | 83% | 83% | 83% | 83% | 83% |  | 0% | 0% | 0% | 0% | 0% | 0% | 0% | 0% | 0% | 83% | 83% | 83% | 83% | 83% | 83% | 83% | 83% | 83% | 83% | 83% | 83% | 83% | 83% | 83% | 83% | 83% | 83% | 83% | 83% | 83% |  | 0% | 0% | 0% | 0% | 0% | 0% | 0% | 0% | 0% | 83% | 83% | 83% | 83% | 83% | 83% | 83% | 83% | 83% | 83% | 83% | 83% | 83% | 83% | 83% | 83% | 83% | 83% | 83% | 83% | 83% |  | 0 | 0 | 0 | 0 | 0 | 0 | 0 | 0 | 0 | 183326066.0272 | 183326066.0272 | 183326066.0272 | 183326066.0272 | 183326066.0272 | 183326066.0272 | 183326066.0272 | 183326066.0272 | 183326066.0272 | 183326066.0272 | 183326066.0272 | 183326066.0272 | 183326066.0272 | 183326066.0272 | 183326066.0272 | 183326066.0272 | 183326066.0272 | 183326066.0272 | 183326066.0272 | 183326066.0272 | 183326066.0272 |  | 0 | 0 | 0 | 0 | 0 | 0 | 0 | 0 | 0 | 0 | 0 | 0 | 0 | 0 | 0 | 0 | 0 | 0 | 0 | 0 | 0 | 0 | 0 | 0 | 0 | 0 | 0 | 0 | 0 | 0
131 | Std B58 | NRNC-HVAC-Fan Control & Economizers | 2015-05-01 | 0 | 15 | 2.61 | 0 | -0.0015 | 1 | 1 | 0 | 12 | 2005 | 82.75% | 41.4% | 0.013173 | 0.2576 | 0% | 0% | 0% | 0% | 0% | 0% | 0% | 0% | 0% | 83% | 83% | 83% | 83% | 83% | 83% | 83% | 83% | 83% | 83% | 83% | 83% | 83% | 83% | 83% | 83% | 83% | 83% | 83% | 83% | 83% |  | 0% | 0% | 0% | 0% | 0% | 0% | 0% | 0% | 0% | 83% | 83% | 83% | 83% | 83% | 83% | 83% | 83% | 83% | 83% | 83% | 83% | 83% | 83% | 83% | 83% | 83% | 83% | 83% | 83% | 83% |  | 0% | 0% | 0% | 0% | 0% | 0% | 0% | 0% | 0% | 83% | 83% | 83% | 83% | 83% | 83% | 83% | 83% | 83% | 83% | 83% | 83% | 83% | 83% | 83% | 83% | 83% | 83% | 83% | 83% | 83% |  | 0 | 0 | 0 | 0 | 0 | 0 | 0 | 0 | 0 | 12901658.7907 | 12901658.7907 | 12901658.7907 | 12901658.7907 | 12901658.7907 | 12901658.7907 | 12901658.7907 | 12901658.7907 | 12901658.7907 | 12901658.7907 | 12901658.7907 | 12901658.7907 | 12901658.7907 | 12901658.7907 | 12901658.7907 | 12901658.7907 | 12901658.7907 | 12901658.7907 | 12901658.7907 | 12901658.7907 | 12901658.7907 |  | 0 | 0 | 0 | 0 | 0 | 0 | 0 | 0 | 0 | 0 | 0 | 0 | 0 | 0 | 0 | 0 | 0 | 0 | 0 | 0 | 0 | 0 | 0 | 0 | 0 | 0 | 0 | 0 | 0 | 0
132 | Std B59 | NRNC-HVAC-Reduced Reheat | 2015-05-01 | 0 | 15 | 0.0014041 | 0 | 0.0047008 | 1 | 1 | 0 | 12 | 2005 | 84% | 41.4% | 0.013173 | 0.2576 | 0% | 0% | 0% | 0% | 0% | 0% | 0% | 0% | 0% | 83% | 83% | 83% | 83% | 83% | 83% | 83% | 83% | 83% | 83% | 83% | 83% | 83% | 83% | 83% | 83% | 83% | 83% | 83% | 83% | 83% |  | 0% | 0% | 0% | 0% | 0% | 0% | 0% | 0% | 0% | 83% | 83% | 83% | 83% | 83% | 83% | 83% | 83% | 83% | 83% | 83% | 83% | 83% | 83% | 83% | 83% | 83% | 83% | 83% | 83% | 83% |  | 0% | 0% | 0% | 0% | 0% | 0% | 0% | 0% | 0% | 83% | 83% | 83% | 83% | 83% | 83% | 83% | 83% | 83% | 83% | 83% | 83% | 83% | 83% | 83% | 83% | 83% | 83% | 83% | 83% | 83% |  | 0 | 0 | 0 | 0 | 0 | 0 | 0 | 0 | 0 | 27694523.3328 | 27694523.3328 | 27694523.3328 | 27694523.3328 | 27694523.3328 | 27694523.3328 | 27694523.3328 | 27694523.3328 | 27694523.3328 | 27694523.3328 | 27694523.3328 | 27694523.3328 | 27694523.3328 | 27694523.3328 | 27694523.3328 | 27694523.3328 | 27694523.3328 | 27694523.3328 | 27694523.3328 | 27694523.3328 | 27694523.3328 |  | 0 | 0 | 0 | 0 | 0 | 0 | 0 | 0 | 0 | 0 | 0 | 0 | 0 | 0 | 0 | 0 | 0 | 0 | 0 | 0 | 0 | 0 | 0 | 0 | 0 | 0 | 0 | 0 | 0 | 0
133 | Std B60 | NRNC-HVAC-Guest Room OC Controls | 2015-05-01 | 0 | 15 | 0.49713 | 0.00029426 | 0 | 1 | 1 | 0 | 12 | 2005 | 79.5% | 18% | 0.00037 | 0.5 | 0% | 0% | 0% | 0% | 0% | 0% | 0% | 0% | 0% | 83% | 83% | 83% | 83% | 83% | 83% | 83% | 83% | 83% | 83% | 83% | 83% | 83% | 83% | 83% | 83% | 83% | 83% | 83% | 83% | 83% |  | 0% | 0% | 0% | 0% | 0% | 0% | 0% | 0% | 0% | 83% | 83% | 83% | 83% | 83% | 83% | 83% | 83% | 83% | 83% | 83% | 83% | 83% | 83% | 83% | 83% | 83% | 83% | 83% | 83% | 83% |  | 0% | 0% | 0% | 0% | 0% | 0% | 0% | 0% | 0% | 83% | 83% | 83% | 83% | 83% | 83% | 83% | 83% | 83% | 83% | 83% | 83% | 83% | 83% | 83% | 83% | 83% | 83% | 83% | 83% | 83% |  | 0 | 0 | 0 | 0 | 0 | 0 | 0 | 0 | 0 | 9098190.8311 | 9098190.8311 | 9098190.8311 | 9098190.8311 | 9098190.8311 | 9098190.8311 | 9098190.8311 | 9098190.8311 | 9098190.8311 | 9098190.8311 | 9098190.8311 | 9098190.8311 | 9098190.8311 | 9098190.8311 | 9098190.8311 | 9098190.8311 | 9098190.8311 | 9098190.8311 | 9098190.8311 | 9098190.8311 | 9098190.8311 |  | 0 | 0 | 0 | 0 | 0 | 0 | 0 | 0 | 0 | 0 | 0 | 0 | 0 | 0 | 0 | 0 | 0 | 0 | 0 | 0 | 0 | 0 | 0 | 0 | 0 | 0 | 0 | 0 | 0 | 0
134 | Std B61 | NRNC-HVAC-Kitchen Ventilation | 2015-05-01 | 0 | 15 | 43.34 | 0.007509 | 0.4 | 1 | 1 | 0 | 12 | 2005 | 81.25% | 18% | 0.00037 | 0.5 | 0% | 0% | 0% | 0% | 0% | 0% | 0% | 0% | 0% | 83% | 83% | 83% | 83% | 83% | 83% | 83% | 83% | 83% | 83% | 83% | 83% | 83% | 83% | 83% | 83% | 83% | 83% | 83% | 83% | 83% |  | 0% | 0% | 0% | 0% | 0% | 0% | 0% | 0% | 0% | 83% | 83% | 83% | 83% | 83% | 83% | 83% | 83% | 83% | 83% | 83% | 83% | 83% | 83% | 83% | 83% | 83% | 83% | 83% | 83% | 83% |  | 0% | 0% | 0% | 0% | 0% | 0% | 0% | 0% | 0% | 83% | 83% | 83% | 83% | 83% | 83% | 83% | 83% | 83% | 83% | 83% | 83% | 83% | 83% | 83% | 83% | 83% | 83% | 83% | 83% | 83% |  | 0 | 0 | 0 | 0 | 0 | 0 | 0 | 0 | 0 | 694508.5371 | 694508.5371 | 694508.5371 | 694508.5371 | 694508.5371 | 694508.5371 | 694508.5371 | 694508.5371 | 694508.5371 | 694508.5371 | 694508.5371 | 694508.5371 | 694508.5371 | 694508.5371 | 694508.5371 | 694508.5371 | 694508.5371 | 694508.5371 | 694508.5371 | 694508.5371 | 694508.5371 |  | 0 | 0 | 0 | 0 | 0 | 0 | 0 | 0 | 0 | 0 | 0 | 0 | 0 | 0 | 0 | 0 | 0 | 0 | 0 | 0 | 0 | 0 | 0 | 0 | 0 | 0 | 0 | 0 | 0 | 0
135 | Std B62 | NRNC-HVAC-Commercial Boilers | 2015-05-01 | 0 | 15 | 211.2252 | 0 | 157.7027 | 1 | 1 | 0 | 12 | 2005 | 79% | 18% | 0.00037 | 0.5 | 0% | 0% | 0% | 0% | 0% | 0% | 0% | 0% | 0% | 83% | 83% | 83% | 83% | 83% | 83% | 83% | 83% | 83% | 83% | 83% | 83% | 83% | 83% | 83% | 83% | 83% | 83% | 83% | 83% | 83% |  | 0% | 0% | 0% | 0% | 0% | 0% | 0% | 0% | 0% | 83% | 83% | 83% | 83% | 83% | 83% | 83% | 83% | 83% | 83% | 83% | 83% | 83% | 83% | 83% | 83% | 83% | 83% | 83% | 83% | 83% |  | 0% | 0% | 0% | 0% | 0% | 0% | 0% | 0% | 0% | 83% | 83% | 83% | 83% | 83% | 83% | 83% | 83% | 83% | 83% | 83% | 83% | 83% | 83% | 83% | 83% | 83% | 83% | 83% | 83% | 83% |  | 0 | 0 | 0 | 0 | 0 | 0 | 0 | 0 | 0 | 1794 | 1794 | 1794 | 1794 | 1794 | 1794 | 1794 | 1794 | 1794 | 1794 | 1794 | 1794 | 1794 | 1794 | 1794 | 1794 | 1794 | 1794 | 1794 | 1794 | 1794 |  | 0 | 0 | 0 | 0 | 0 | 0 | 0 | 0 | 0 | 0 | 0 | 0 | 0 | 0 | 0 | 0 | 0 | 0 | 0 | 0 | 0 | 0 | 0 | 0 | 0 | 0 | 0 | 0 | 0 | 0
136 | Std B63 | NRNC-HVAC-Chiller Min Efficiency | 2015-05-01 | 0 | 15 | 2.2773 | 0 | 0 | 1 | 1 | 0 | 12 | 2005 | 80.75% | 41.4% | 0.013173 | 0.2576 | 0% | 0% | 0% | 0% | 0% | 0% | 0% | 0% | 0% | 83% | 83% | 83% | 83% | 83% | 83% | 83% | 83% | 83% | 83% | 83% | 83% | 83% | 83% | 83% | 83% | 83% | 83% | 83% | 83% | 83% |  | 0% | 0% | 0% | 0% | 0% | 0% | 0% | 0% | 0% | 83% | 83% | 83% | 83% | 83% | 83% | 83% | 83% | 83% | 83% | 83% | 83% | 83% | 83% | 83% | 83% | 83% | 83% | 83% | 83% | 83% |  | 0% | 0% | 0% | 0% | 0% | 0% | 0% | 0% | 0% | 83% | 83% | 83% | 83% | 83% | 83% | 83% | 83% | 83% | 83% | 83% | 83% | 83% | 83% | 83% | 83% | 83% | 83% | 83% | 83% | 83% |  | 0 | 0 | 0 | 0 | 0 | 0 | 0 | 0 | 0 | 12685781.4732 | 12685781.4732 | 12685781.4732 | 12685781.4732 | 12685781.4732 | 12685781.4732 | 12685781.4732 | 12685781.4732 | 12685781.4732 | 12685781.4732 | 12685781.4732 | 12685781.4732 | 12685781.4732 | 12685781.4732 | 12685781.4732 | 12685781.4732 | 12685781.4732 | 12685781.4732 | 12685781.4732 | 12685781.4732 | 12685781.4732 |  | 0 | 0 | 0 | 0 | 0 | 0 | 0 | 0 | 0 | 0 | 0 | 0 | 0 | 0 | 0 | 0 | 0 | 0 | 0 | 0 | 0 | 0 | 0 | 0 | 0 | 0 | 0 | 0 | 0 | 0
137 | Std B64 | NRNC-HVAC-Garage Exhaust | 2015-05-01 | 0 | 15 | 0.925 | 0.0002111 | 0 | 1 | 1 | 0 | 12 | 2005 | 78.25% | 18% | 0.00037 | 0.5 | 0% | 0% | 0% | 0% | 0% | 0% | 0% | 0% | 0% | 83% | 83% | 83% | 83% | 83% | 83% | 83% | 83% | 83% | 83% | 83% | 83% | 83% | 83% | 83% | 83% | 83% | 83% | 83% | 83% | 83% |  | 0% | 0% | 0% | 0% | 0% | 0% | 0% | 0% | 0% | 83% | 83% | 83% | 83% | 83% | 83% | 83% | 83% | 83% | 83% | 83% | 83% | 83% | 83% | 83% | 83% | 83% | 83% | 83% | 83% | 83% |  | 0% | 0% | 0% | 0% | 0% | 0% | 0% | 0% | 0% | 83% | 83% | 83% | 83% | 83% | 83% | 83% | 83% | 83% | 83% | 83% | 83% | 83% | 83% | 83% | 83% | 83% | 83% | 83% | 83% | 83% |  | 0 | 0 | 0 | 0 | 0 | 0 | 0 | 0 | 0 | 15000000 | 15000000 | 15000000 | 15000000 | 15000000 | 15000000 | 15000000 | 15000000 | 15000000 | 15000000 | 15000000 | 15000000 | 15000000 | 15000000 | 15000000 | 15000000 | 15000000 | 15000000 | 15000000 | 15000000 | 15000000 |  | 0 | 0 | 0 | 0 | 0 | 0 | 0 | 0 | 0 | 0 | 0 | 0 | 0 | 0 | 0 | 0 | 0 | 0 | 0 | 0 | 0 | 0 | 0 | 0 | 0 | 0 | 0 | 0 | 0 | 0
138 | Std B65 | NRNC-HVAC-Laboratory Exhaust | 2015-05-01 | 0 | 15 | 41.92 | 0.0104 | 1.66 | 1 | 1 | 0 | 12 | 2005 | 79.75% | 18% | 0.00037 | 0.5 | 0% | 0% | 0% | 0% | 0% | 0% | 0% | 0% | 0% | 83% | 83% | 83% | 83% | 83% | 83% | 83% | 83% | 83% | 83% | 83% | 83% | 83% | 83% | 83% | 83% | 83% | 83% | 83% | 83% | 83% |  | 0% | 0% | 0% | 0% | 0% | 0% | 0% | 0% | 0% | 83% | 83% | 83% | 83% | 83% | 83% | 83% | 83% | 83% | 83% | 83% | 83% | 83% | 83% | 83% | 83% | 83% | 83% | 83% | 83% | 83% |  | 0% | 0% | 0% | 0% | 0% | 0% | 0% | 0% | 0% | 83% | 83% | 83% | 83% | 83% | 83% | 83% | 83% | 83% | 83% | 83% | 83% | 83% | 83% | 83% | 83% | 83% | 83% | 83% | 83% | 83% |  | 0 | 0 | 0 | 0 | 0 | 0 | 0 | 0 | 0 | 1360864.8596 | 1360864.8596 | 1360864.8596 | 1360864.8596 | 1360864.8596 | 1360864.8596 | 1360864.8596 | 1360864.8596 | 1360864.8596 | 1360864.8596 | 1360864.8596 | 1360864.8596 | 1360864.8596 | 1360864.8596 | 1360864.8596 | 1360864.8596 | 1360864.8596 | 1360864.8596 | 1360864.8596 | 1360864.8596 | 1360864.8596 |  | 0 | 0 | 0 | 0 | 0 | 0 | 0 | 0 | 0 | 0 | 0 | 0 | 0 | 0 | 0 | 0 | 0 | 0 | 0 | 0 | 0 | 0 | 0 | 0 | 0 | 0 | 0 | 0 | 0 | 0
139 | Std B66 | NRNC-HVAC-Small ECM Motor | 2015-05-01 | 0 | 15 | 200.833 | 0 | 0 | 1 | 1 | 0 | 12 | 2005 | 81.5% | 41.4% | 0.013173 | 0.2576 | 0% | 0% | 0% | 0% | 0% | 0% | 0% | 0% | 0% | 83% | 83% | 83% | 83% | 83% | 83% | 83% | 83% | 83% | 83% | 83% | 83% | 83% | 83% | 83% | 83% | 83% | 83% | 83% | 83% | 83% |  | 0% | 0% | 0% | 0% | 0% | 0% | 0% | 0% | 0% | 83% | 83% | 83% | 83% | 83% | 83% | 83% | 83% | 83% | 83% | 83% | 83% | 83% | 83% | 83% | 83% | 83% | 83% | 83% | 83% | 83% |  | 0% | 0% | 0% | 0% | 0% | 0% | 0% | 0% | 0% | 83% | 83% | 83% | 83% | 83% | 83% | 83% | 83% | 83% | 83% | 83% | 83% | 83% | 83% | 83% | 83% | 83% | 83% | 83% | 83% | 83% |  | 0 | 0 | 0 | 0 | 0 | 0 | 0 | 0 | 0 | 274855.228 | 274855.228 | 274855.228 | 274855.228 | 274855.228 | 274855.228 | 274855.228 | 274855.228 | 274855.228 | 274855.228 | 274855.228 | 274855.228 | 274855.228 | 274855.228 | 274855.228 | 274855.228 | 274855.228 | 274855.228 | 274855.228 | 274855.228 | 274855.228 |  | 0 | 0 | 0 | 0 | 0 | 0 | 0 | 0 | 0 | 0 | 0 | 0 | 0 | 0 | 0 | 0 | 0 | 0 | 0 | 0 | 0 | 0 | 0 | 0 | 0 | 0 | 0 | 0 | 0 | 0
140 | Std B67 | NRNC-HVAC-Water & Space Heating ACM | 2015-05-01 | 0 | 30 | 3.6659 | 0.0059945 | 7.8557 | 1 | 1 | 0 | 12 | 2005 | 79.5% | 41.4% | 0.013173 | 0.2576 | 0% | 0% | 0% | 0% | 0% | 0% | 0% | 0% | 0% | 83% | 83% | 83% | 83% | 83% | 83% | 83% | 83% | 83% | 83% | 83% | 83% | 83% | 83% | 83% | 83% | 83% | 83% | 83% | 83% | 83% |  | 0% | 0% | 0% | 0% | 0% | 0% | 0% | 0% | 0% | 83% | 83% | 83% | 83% | 83% | 83% | 83% | 83% | 83% | 83% | 83% | 83% | 83% | 83% | 83% | 83% | 83% | 83% | 83% | 83% | 83% |  | 0% | 0% | 0% | 0% | 0% | 0% | 0% | 0% | 0% | 83% | 83% | 83% | 83% | 83% | 83% | 83% | 83% | 83% | 83% | 83% | 83% | 83% | 83% | 83% | 83% | 83% | 83% | 83% | 83% | 83% |  | 0 | 0 | 0 | 0 | 0 | 0 | 0 | 0 | 0 | 32592.1118 | 32592.1118 | 32592.1118 | 32592.1118 | 32592.1118 | 32592.1118 | 32592.1118 | 32592.1118 | 32592.1118 | 32592.1118 | 32592.1118 | 32592.1118 | 32592.1118 | 32592.1118 | 32592.1118 | 32592.1118 | 32592.1118 | 32592.1118 | 32592.1118 | 32592.1118 | 32592.1118 |  | 0 | 0 | 0 | 0 | 0 | 0 | 0 | 0 | 0 | 0 | 0 | 0 | 0 | 0 | 0 | 0 | 0 | 0 | 0 | 0 | 0 | 0 | 0 | 0 | 0 | 0 | 0 | 0 | 0 | 0
141 | Std B68 | NRNC-HVAC-Cooling Towers Water | 2015-05-01 | 0 | 15 | 3.0638 | 0 | 0 | 1 | 1 | 0 | 12 | 2005 | 77% | 41.4% | 0.013173 | 0.2576 | 0% | 0% | 0% | 0% | 0% | 0% | 0% | 0% | 0% | 83% | 83% | 83% | 83% | 83% | 83% | 83% | 83% | 83% | 83% | 83% | 83% | 83% | 83% | 83% | 83% | 83% | 83% | 83% | 83% | 83% |  | 0% | 0% | 0% | 0% | 0% | 0% | 0% | 0% | 0% | 83% | 83% | 83% | 83% | 83% | 83% | 83% | 83% | 83% | 83% | 83% | 83% | 83% | 83% | 83% | 83% | 83% | 83% | 83% | 83% | 83% |  | 0% | 0% | 0% | 0% | 0% | 0% | 0% | 0% | 0% | 83% | 83% | 83% | 83% | 83% | 83% | 83% | 83% | 83% | 83% | 83% | 83% | 83% | 83% | 83% | 83% | 83% | 83% | 83% | 83% | 83% |  | 0 | 0 | 0 | 0 | 0 | 0 | 0 | 0 | 0 | 105334.936 | 105334.936 | 105334.936 | 105334.936 | 105334.936 | 105334.936 | 105334.936 | 105334.936 | 105334.936 | 105334.936 | 105334.936 | 105334.936 | 105334.936 | 105334.936 | 105334.936 | 105334.936 | 105334.936 | 105334.936 | 105334.936 | 105334.936 | 105334.936 |  | 0 | 0 | 0 | 0 | 0 | 0 | 0 | 0 | 0 | 0 | 0 | 0 | 0 | 0 | 0 | 0 | 0 | 0 | 0 | 0 | 0 | 0 | 0 | 0 | 0 | 0 | 0 | 0 | 0 | 0
142 | Std B69 | NRNC-HVAC-Occupant Controlled Smart Thermostats | 2015-05-01 | 0 | 15 | 0.018079 | 0.00023755 | 0 | 1 | 1 | 0 | 12 | 2005 | 72.75% | 41.4% | 0.013173 | 0.2576 | 0% | 0% | 0% | 0% | 0% | 0% | 0% | 0% | 0% | 83% | 83% | 83% | 83% | 83% | 83% | 83% | 83% | 83% | 83% | 83% | 83% | 83% | 83% | 83% | 83% | 83% | 83% | 83% | 83% | 83% |  | 0% | 0% | 0% | 0% | 0% | 0% | 0% | 0% | 0% | 83% | 83% | 83% | 83% | 83% | 83% | 83% | 83% | 83% | 83% | 83% | 83% | 83% | 83% | 83% | 83% | 83% | 83% | 83% | 83% | 83% |  | 0% | 0% | 0% | 0% | 0% | 0% | 0% | 0% | 0% | 83% | 83% | 83% | 83% | 83% | 83% | 83% | 83% | 83% | 83% | 83% | 83% | 83% | 83% | 83% | 83% | 83% | 83% | 83% | 83% | 83% |  | 0 | 0 | 0 | 0 | 0 | 0 | 0 | 0 | 0 | 8921401.3591 | 8921401.3591 | 8921401.3591 | 8921401.3591 | 8921401.3591 | 8921401.3591 | 8921401.3591 | 8921401.3591 | 8921401.3591 | 8921401.3591 | 8921401.3591 | 8921401.3591 | 8921401.3591 | 8921401.3591 | 8921401.3591 | 8921401.3591 | 8921401.3591 | 8921401.3591 | 8921401.3591 | 8921401.3591 | 8921401.3591 |  | 0 | 0 | 0 | 0 | 0 | 0 | 0 | 0 | 0 | 0 | 0 | 0 | 0 | 0 | 0 | 0 | 0 | 0 | 0 | 0 | 0 | 0 | 0 | 0 | 0 | 0 | 0 | 0 | 0 | 0
143 | Std B70 | NRNC-HVAC-Low-Temp Radiant Cooling | 2015-05-01 | 0 | 15 | 0 | 0 | 0 | 1 | 1 | 0 | 12 | 2005 | 85% | 41.4% | 0.013173 | 0.2576 | 0% | 0% | 0% | 0% | 0% | 0% | 0% | 0% | 0% | 83% | 83% | 83% | 83% | 83% | 83% | 83% | 83% | 83% | 83% | 83% | 83% | 83% | 83% | 83% | 83% | 83% | 83% | 83% | 83% | 83% |  | 0% | 0% | 0% | 0% | 0% | 0% | 0% | 0% | 0% | 83% | 83% | 83% | 83% | 83% | 83% | 83% | 83% | 83% | 83% | 83% | 83% | 83% | 83% | 83% | 83% | 83% | 83% | 83% | 83% | 83% |  | 0% | 0% | 0% | 0% | 0% | 0% | 0% | 0% | 0% | 83% | 83% | 83% | 83% | 83% | 83% | 83% | 83% | 83% | 83% | 83% | 83% | 83% | 83% | 83% | 83% | 83% | 83% | 83% | 83% | 83% |  | 0 | 0 | 0 | 0 | 0 | 0 | 0 | 0 | 0 | 0 | 0 | 0 | 0 | 0 | 0 | 0 | 0 | 0 | 0 | 0 | 0 | 0 | 0 | 0 | 0 | 0 | 0 | 0 | 0 | 0 |  | 0 | 0 | 0 | 0 | 0 | 0 | 0 | 0 | 0 | 0 | 0 | 0 | 0 | 0 | 0 | 0 | 0 | 0 | 0 | 0 | 0 | 0 | 0 | 0 | 0 | 0 | 0 | 0 | 0 | 0
144 | Std B71 | NRNC-HVAC-Evap Cooling Credit | 2015-05-01 | 0 | 15 | 0 | 0 | 0 | 1 | 1 | 0 | 12 | 2005 | 85% | 41.4% | 0.013173 | 0.2576 | 0% | 0% | 0% | 0% | 0% | 0% | 0% | 0% | 0% | 83% | 83% | 83% | 83% | 83% | 83% | 83% | 83% | 83% | 83% | 83% | 83% | 83% | 83% | 83% | 83% | 83% | 83% | 83% | 83% | 83% |  | 0% | 0% | 0% | 0% | 0% | 0% | 0% | 0% | 0% | 83% | 83% | 83% | 83% | 83% | 83% | 83% | 83% | 83% | 83% | 83% | 83% | 83% | 83% | 83% | 83% | 83% | 83% | 83% | 83% | 83% |  | 0% | 0% | 0% | 0% | 0% | 0% | 0% | 0% | 0% | 83% | 83% | 83% | 83% | 83% | 83% | 83% | 83% | 83% | 83% | 83% | 83% | 83% | 83% | 83% | 83% | 83% | 83% | 83% | 83% | 83% |  | 0 | 0 | 0 | 0 | 0 | 0 | 0 | 0 | 0 | 0 | 0 | 0 | 0 | 0 | 0 | 0 | 0 | 0 | 0 | 0 | 0 | 0 | 0 | 0 | 0 | 0 | 0 | 0 | 0 | 0 |  | 0 | 0 | 0 | 0 | 0 | 0 | 0 | 0 | 0 | 0 | 0 | 0 | 0 | 0 | 0 | 0 | 0 | 0 | 0 | 0 | 0 | 0 | 0 | 0 | 0 | 0 | 0 | 0 | 0 | 0
145 | Std B72 | NRNC-HVAC-Outside Air | 2015-05-01 | 0 | 15 | 0 | 0 | 0 | 1 | 1 | 0 | 12 | 2005 | 78% | 41.4% | 0.013173 | 0.2576 | 0% | 0% | 0% | 0% | 0% | 0% | 0% | 0% | 0% | 83% | 83% | 83% | 83% | 83% | 83% | 83% | 83% | 83% | 83% | 83% | 83% | 83% | 83% | 83% | 83% | 83% | 83% | 83% | 83% | 83% |  | 0% | 0% | 0% | 0% | 0% | 0% | 0% | 0% | 0% | 83% | 83% | 83% | 83% | 83% | 83% | 83% | 83% | 83% | 83% | 83% | 83% | 83% | 83% | 83% | 83% | 83% | 83% | 83% | 83% | 83% |  | 0% | 0% | 0% | 0% | 0% | 0% | 0% | 0% | 0% | 83% | 83% | 83% | 83% | 83% | 83% | 83% | 83% | 83% | 83% | 83% | 83% | 83% | 83% | 83% | 83% | 83% | 83% | 83% | 83% | 83% |  | 0 | 0 | 0 | 0 | 0 | 0 | 0 | 0 | 0 | 0 | 0 | 0 | 0 | 0 | 0 | 0 | 0 | 0 | 0 | 0 | 0 | 0 | 0 | 0 | 0 | 0 | 0 | 0 | 0 | 0 |  | 0 | 0 | 0 | 0 | 0 | 0 | 0 | 0 | 0 | 0 | 0 | 0 | 0 | 0 | 0 | 0 | 0 | 0 | 0 | 0 | 0 | 0 | 0 | 0 | 0 | 0 | 0 | 0 | 0 | 0
146 | Std B73 | NRNC-HVAC-Acceptance Requirements | 2015-05-01 | 0 | 15 | 0.058 | 0 | 0 | 1 | 1 | 0 | 12 | 2005 | 79% | 41.4% | 0.013173 | 0.2576 | 0% | 0% | 0% | 0% | 0% | 0% | 0% | 0% | 0% | 83% | 83% | 83% | 83% | 83% | 83% | 83% | 83% | 83% | 83% | 83% | 83% | 83% | 83% | 83% | 83% | 83% | 83% | 83% | 83% | 83% |  | 0% | 0% | 0% | 0% | 0% | 0% | 0% | 0% | 0% | 83% | 83% | 83% | 83% | 83% | 83% | 83% | 83% | 83% | 83% | 83% | 83% | 83% | 83% | 83% | 83% | 83% | 83% | 83% | 83% | 83% |  | 0% | 0% | 0% | 0% | 0% | 0% | 0% | 0% | 0% | 83% | 83% | 83% | 83% | 83% | 83% | 83% | 83% | 83% | 83% | 83% | 83% | 83% | 83% | 83% | 83% | 83% | 83% | 83% | 83% | 83% |  | 0 | 0 | 0 | 0 | 0 | 0 | 0 | 0 | 0 | 20044844.82 | 20044844.82 | 20044844.82 | 20044844.82 | 20044844.82 | 20044844.82 | 20044844.82 | 20044844.82 | 20044844.82 | 20044844.82 | 20044844.82 | 20044844.82 | 20044844.82 | 20044844.82 | 20044844.82 | 20044844.82 | 20044844.82 | 20044844.82 | 20044844.82 | 20044844.82 | 20044844.82 |  | 0 | 0 | 0 | 0 | 0 | 0 | 0 | 0 | 0 | 0 | 0 | 0 | 0 | 0 | 0 | 0 | 0 | 0 | 0 | 0 | 0 | 0 | 0 | 0 | 0 | 0 | 0 | 0 | 0 | 0
147 | Std B74 | NRNC-Refrigeration-Warehouse | 2015-05-01 | 0 | 30 | 0.63798 | 0.00010519 | 0 | 1 | 1 | 0 | 12 | 2005 | 81.75% | 30% | 0.00011 | 0.3 | 0% | 0% | 0% | 0% | 0% | 0% | 0% | 0% | 0% | 83% | 83% | 83% | 83% | 83% | 83% | 83% | 83% | 83% | 83% | 83% | 83% | 83% | 83% | 83% | 83% | 83% | 83% | 83% | 83% | 83% |  | 0% | 0% | 0% | 0% | 0% | 0% | 0% | 0% | 0% | 83% | 83% | 83% | 83% | 83% | 83% | 83% | 83% | 83% | 83% | 83% | 83% | 83% | 83% | 83% | 83% | 83% | 83% | 83% | 83% | 83% |  | 0% | 0% | 0% | 0% | 0% | 0% | 0% | 0% | 0% | 83% | 83% | 83% | 83% | 83% | 83% | 83% | 83% | 83% | 83% | 83% | 83% | 83% | 83% | 83% | 83% | 83% | 83% | 83% | 83% | 83% |  | 0 | 0 | 0 | 0 | 0 | 0 | 0 | 0 | 0 | 1750000 | 1750000 | 1750000 | 1750000 | 1750000 | 1750000 | 1750000 | 1750000 | 1750000 | 1750000 | 1750000 | 1750000 | 1750000 | 1750000 | 1750000 | 1750000 | 1750000 | 1750000 | 1750000 | 1750000 | 1750000 |  | 0 | 0 | 0 | 0 | 0 | 0 | 0 | 0 | 0 | 0 | 0 | 0 | 0 | 0 | 0 | 0 | 0 | 0 | 0 | 0 | 0 | 0 | 0 | 0 | 0 | 0 | 0 | 0 | 0 | 0
148 | Std B75 | NRNC-Refrigeration-Supermarket | 2015-05-01 | 0 | 20 | 2.118 | 0.00018108 | 0.22165 | 1 | 1 | 0 | 12 | 2005 | 78.5% | 30% | 0.00011 | 0.3 | 0% | 0% | 0% | 0% | 0% | 0% | 0% | 0% | 0% | 83% | 83% | 83% | 83% | 83% | 83% | 83% | 83% | 83% | 83% | 83% | 83% | 83% | 83% | 83% | 83% | 83% | 83% | 83% | 83% | 83% |  | 0% | 0% | 0% | 0% | 0% | 0% | 0% | 0% | 0% | 83% | 83% | 83% | 83% | 83% | 83% | 83% | 83% | 83% | 83% | 83% | 83% | 83% | 83% | 83% | 83% | 83% | 83% | 83% | 83% | 83% |  | 0% | 0% | 0% | 0% | 0% | 0% | 0% | 0% | 0% | 83% | 83% | 83% | 83% | 83% | 83% | 83% | 83% | 83% | 83% | 83% | 83% | 83% | 83% | 83% | 83% | 83% | 83% | 83% | 83% | 83% |  | 0 | 0 | 0 | 0 | 0 | 0 | 0 | 0 | 0 | 8509163 | 8509163 | 8509163 | 8509163 | 8509163 | 8509163 | 8509163 | 8509163 | 8509163 | 8509163 | 8509163 | 8509163 | 8509163 | 8509163 | 8509163 | 8509163 | 8509163 | 8509163 | 8509163 | 8509163 | 8509163 |  | 0 | 0 | 0 | 0 | 0 | 0 | 0 | 0 | 0 | 0 | 0 | 0 | 0 | 0 | 0 | 0 | 0 | 0 | 0 | 0 | 0 | 0 | 0 | 0 | 0 | 0 | 0 | 0 | 0 | 0
149 | Std B76 | NRNC-Process-Process Boilers | 2015-05-01 | 0 | 15 | 144.3058 | 0 | 233.2877 | 1 | 1 | 0 | 12 | 2005 | 79% | 18% | 0.00037 | 0.5 | 0% | 0% | 0% | 0% | 0% | 0% | 0% | 0% | 0% | 83% | 83% | 83% | 83% | 83% | 83% | 83% | 83% | 83% | 83% | 83% | 83% | 83% | 83% | 83% | 83% | 83% | 83% | 83% | 83% | 83% |  | 0% | 0% | 0% | 0% | 0% | 0% | 0% | 0% | 0% | 83% | 83% | 83% | 83% | 83% | 83% | 83% | 83% | 83% | 83% | 83% | 83% | 83% | 83% | 83% | 83% | 83% | 83% | 83% | 83% | 83% |  | 0% | 0% | 0% | 0% | 0% | 0% | 0% | 0% | 0% | 83% | 83% | 83% | 83% | 83% | 83% | 83% | 83% | 83% | 83% | 83% | 83% | 83% | 83% | 83% | 83% | 83% | 83% | 83% | 83% | 83% |  | 0 | 0 | 0 | 0 | 0 | 0 | 0 | 0 | 0 | 4709 | 4709 | 4709 | 4709 | 4709 | 4709 | 4709 | 4709 | 4709 | 4709 | 4709 | 4709 | 4709 | 4709 | 4709 | 4709 | 4709 | 4709 | 4709 | 4709 | 4709 |  | 0 | 0 | 0 | 0 | 0 | 0 | 0 | 0 | 0 | 0 | 0 | 0 | 0 | 0 | 0 | 0 | 0 | 0 | 0 | 0 | 0 | 0 | 0 | 0 | 0 | 0 | 0 | 0 | 0 | 0
150 | Std B77 | NRNC-Process-Air Compressors | 2015-05-01 | 0 | 15 | 226.2725 | 0 | 0 | 1 | 1 | 0 | 12 | 2005 | 85% | 41.4% | 0.013173 | 0.2576 | 0% | 0% | 0% | 0% | 0% | 0% | 0% | 0% | 0% | 83% | 83% | 83% | 83% | 83% | 83% | 83% | 83% | 83% | 83% | 83% | 83% | 83% | 83% | 83% | 83% | 83% | 83% | 83% | 83% | 83% |  | 0% | 0% | 0% | 0% | 0% | 0% | 0% | 0% | 0% | 83% | 83% | 83% | 83% | 83% | 83% | 83% | 83% | 83% | 83% | 83% | 83% | 83% | 83% | 83% | 83% | 83% | 83% | 83% | 83% | 83% |  | 0% | 0% | 0% | 0% | 0% | 0% | 0% | 0% | 0% | 83% | 83% | 83% | 83% | 83% | 83% | 83% | 83% | 83% | 83% | 83% | 83% | 83% | 83% | 83% | 83% | 83% | 83% | 83% | 83% | 83% |  | 0 | 0 | 0 | 0 | 0 | 0 | 0 | 0 | 0 | 46545.2191 | 46545.2191 | 46545.2191 | 46545.2191 | 46545.2191 | 46545.2191 | 46545.2191 | 46545.2191 | 46545.2191 | 46545.2191 | 46545.2191 | 46545.2191 | 46545.2191 | 46545.2191 | 46545.2191 | 46545.2191 | 46545.2191 | 46545.2191 | 46545.2191 | 46545.2191 | 46545.2191 |  | 0 | 0 | 0 | 0 | 0 | 0 | 0 | 0 | 0 | 0 | 0 | 0 | 0 | 0 | 0 | 0 | 0 | 0 | 0 | 0 | 0 | 0 | 0 | 0 | 0 | 0 | 0 | 0 | 0 | 0
151 | Std B78 | NRNC-Process-Data Centers | 2015-05-01 | 0 | 15 | 275 | 0.008 | 0 | 1 | 1 | 0 | 12 | 2005 | 68.25% | 41.4% | 0.013173 | 0.2576 | 0% | 0% | 0% | 0% | 0% | 0% | 0% | 0% | 0% | 83% | 83% | 83% | 83% | 83% | 83% | 83% | 83% | 83% | 83% | 83% | 83% | 83% | 83% | 83% | 83% | 83% | 83% | 83% | 83% | 83% |  | 0% | 0% | 0% | 0% | 0% | 0% | 0% | 0% | 0% | 83% | 83% | 83% | 83% | 83% | 83% | 83% | 83% | 83% | 83% | 83% | 83% | 83% | 83% | 83% | 83% | 83% | 83% | 83% | 83% | 83% |  | 0% | 0% | 0% | 0% | 0% | 0% | 0% | 0% | 0% | 83% | 83% | 83% | 83% | 83% | 83% | 83% | 83% | 83% | 83% | 83% | 83% | 83% | 83% | 83% | 83% | 83% | 83% | 83% | 83% | 83% |  | 0 | 0 | 0 | 0 | 0 | 0 | 0 | 0 | 0 | 100000 | 100000 | 100000 | 100000 | 100000 | 100000 | 100000 | 100000 | 100000 | 100000 | 100000 | 100000 | 100000 | 100000 | 100000 | 100000 | 100000 | 100000 | 100000 | 100000 | 100000 |  | 0 | 0 | 0 | 0 | 0 | 0 | 0 | 0 | 0 | 0 | 0 | 0 | 0 | 0 | 0 | 0 | 0 | 0 | 0 | 0 | 0 | 0 | 0 | 0 | 0 | 0 | 0 | 0 | 0 | 0
152 | Std B79 | NRNC-DHW - Hotel DHW Control and Solar | 2015-05-01 | 0 | 30 | -13.218 | 0 | 45.0758 | 1 | 1 | 0 | 12 | 2005 | 82% | 5.35% | 0.008276 | 0.27251 | 0% | 0% | 0% | 0% | 0% | 0% | 0% | 0% | 0% | 83% | 83% | 83% | 83% | 83% | 83% | 83% | 83% | 83% | 83% | 83% | 83% | 83% | 83% | 83% | 83% | 83% | 83% | 83% | 83% | 83% |  | 0% | 0% | 0% | 0% | 0% | 0% | 0% | 0% | 0% | 83% | 83% | 83% | 83% | 83% | 83% | 83% | 83% | 83% | 83% | 83% | 83% | 83% | 83% | 83% | 83% | 83% | 83% | 83% | 83% | 83% |  | 0% | 0% | 0% | 0% | 0% | 0% | 0% | 0% | 0% | 83% | 83% | 83% | 83% | 83% | 83% | 83% | 83% | 83% | 83% | 83% | 83% | 83% | 83% | 83% | 83% | 83% | 83% | 83% | 83% | 83% |  | 0 | 0 | 0 | 0 | 0 | 0 | 0 | 0 | 0 | 0 | 0 | 0 | 0 | 0 | 0 | 0 | 0 | 0 | 0 | 0 | 0 | 0 | 0 | 0 | 0 | 0 | 0 | 0 | 0 | 0 |  | 0 | 0 | 0 | 0 | 0 | 0 | 0 | 0 | 0 | 0 | 0 | 0 | 0 | 0 | 0 | 0 | 0 | 0 | 0 | 0 | 0 | 0 | 0 | 0 | 0 | 0 | 0 | 0 | 0 | 0
153 | Std B80 | NRNC-DHW-Solar Water Heating | 2015-05-01 | 0 | 15 | 0.44724 | 5.239e-05 | 0.12132 | 1 | 1 | 0 | 12 | 2005 | 86% | 5.35% | 0.008276 | 0.27251 | 0% | 0% | 0% | 0% | 0% | 0% | 0% | 0% | 0% | 83% | 83% | 83% | 83% | 83% | 83% | 83% | 83% | 83% | 83% | 83% | 83% | 83% | 83% | 83% | 83% | 83% | 83% | 83% | 83% | 83% |  | 0% | 0% | 0% | 0% | 0% | 0% | 0% | 0% | 0% | 83% | 83% | 83% | 83% | 83% | 83% | 83% | 83% | 83% | 83% | 83% | 83% | 83% | 83% | 83% | 83% | 83% | 83% | 83% | 83% | 83% |  | 0% | 0% | 0% | 0% | 0% | 0% | 0% | 0% | 0% | 83% | 83% | 83% | 83% | 83% | 83% | 83% | 83% | 83% | 83% | 83% | 83% | 83% | 83% | 83% | 83% | 83% | 83% | 83% | 83% | 83% |  | 0 | 0 | 0 | 0 | 0 | 0 | 0 | 0 | 0 | 2764064 | 2764064 | 2764064 | 2764064 | 2764064 | 2764064 | 2764064 | 2764064 | 2764064 | 2764064 | 2764064 | 2764064 | 2764064 | 2764064 | 2764064 | 2764064 | 2764064 | 2764064 | 2764064 | 2764064 | 2764064 |  | 0 | 0 | 0 | 0 | 0 | 0 | 0 | 0 | 0 | 0 | 0 | 0 | 0 | 0 | 0 | 0 | 0 | 0 | 0 | 0 | 0 | 0 | 0 | 0 | 0 | 0 | 0 | 0 | 0 | 0
154 | Std B81 | NRNC-Solar-Solar Ready | 2015-05-01 | 0 | 15 | 0.068716 | 0 | 0 | 1 | 1 | 0 | 12 | 2005 | 82.5% | 5.35% | 0.008276 | 0.27251 | 0% | 0% | 0% | 0% | 0% | 0% | 0% | 0% | 0% | 83% | 83% | 83% | 83% | 83% | 83% | 83% | 83% | 83% | 83% | 83% | 83% | 83% | 83% | 83% | 83% | 83% | 83% | 83% | 83% | 83% |  | 0% | 0% | 0% | 0% | 0% | 0% | 0% | 0% | 0% | 83% | 83% | 83% | 83% | 83% | 83% | 83% | 83% | 83% | 83% | 83% | 83% | 83% | 83% | 83% | 83% | 83% | 83% | 83% | 83% | 83% |  | 0% | 0% | 0% | 0% | 0% | 0% | 0% | 0% | 0% | 83% | 83% | 83% | 83% | 83% | 83% | 83% | 83% | 83% | 83% | 83% | 83% | 83% | 83% | 83% | 83% | 83% | 83% | 83% | 83% | 83% |  | 0 | 0 | 0 | 0 | 0 | 0 | 0 | 0 | 0 | 183326066.0272 | 183326066.0272 | 183326066.0272 | 183326066.0272 | 183326066.0272 | 183326066.0272 | 183326066.0272 | 183326066.0272 | 183326066.0272 | 183326066.0272 | 183326066.0272 | 183326066.0272 | 183326066.0272 | 183326066.0272 | 183326066.0272 | 183326066.0272 | 183326066.0272 | 183326066.0272 | 183326066.0272 | 183326066.0272 | 183326066.0272 |  | 0 | 0 | 0 | 0 | 0 | 0 | 0 | 0 | 0 | 0 | 0 | 0 | 0 | 0 | 0 | 0 | 0 | 0 | 0 | 0 | 0 | 0 | 0 | 0 | 0 | 0 | 0 | 0 | 0 | 0
155 | Std B82 | NRNC-Whole Building | 2015-05-01 | 0 | 15 | 0.97749 | 0.00025517 | 0.0055093 | 1 | 1 | 0 | 12 | 2005 | 82.87% | 48.64% | 0.025914 | 0.25776 | 0% | 0% | 0% | 0% | 0% | 0% | 0% | 0% | 0% | 83% | 83% | 83% | 83% | 83% | 83% | 83% | 83% | 83% | 83% | 83% | 83% | 83% | 83% | 83% | 83% | 83% | 83% | 83% | 83% | 83% |  | 0% | 0% | 0% | 0% | 0% | 0% | 0% | 0% | 0% | 83% | 83% | 83% | 83% | 83% | 83% | 83% | 83% | 83% | 83% | 83% | 83% | 83% | 83% | 83% | 83% | 83% | 83% | 83% | 83% | 83% |  | 0% | 0% | 0% | 0% | 0% | 0% | 0% | 0% | 0% | 83% | 83% | 83% | 83% | 83% | 83% | 83% | 83% | 83% | 83% | 83% | 83% | 83% | 83% | 83% | 83% | 83% | 83% | 83% | 83% | 83% |  | 0 | 0 | 0 | 0 | 0 | 0 | 0 | 0 | 0 | 183326066.0272 | 183326066.0272 | 183326066.0272 | 183326066.0272 | 183326066.0272 | 183326066.0272 | 183326066.0272 | 183326066.0272 | 183326066.0272 | 183326066.0272 | 183326066.0272 | 183326066.0272 | 183326066.0272 | 183326066.0272 | 183326066.0272 | 183326066.0272 | 183326066.0272 | 183326066.0272 | 183326066.0272 | 183326066.0272 | 183326066.0272 |  | 0 | 0 | 0 | 0 | 0 | 0 | 0 | 0 | 0 | 0 | 0 | 0 | 0 | 0 | 0 | 0 | 0 | 0 | 0 | 0 | 0 | 0 | 0 | 0 | 0 | 0 | 0 | 0 | 0 | 0
156 | Std B83 | RNC-Lighting | 2015-01-01 | 0 | 15 | 100.6287 | 0 | 0 | 1.04 | 1.32 | -0.020667 | 12 | 2005 | 80% | 30% | 0.01801 | 0.35594 | 0% | 0% | 0% | 0% | 0% | 0% | 0% | 0% | 0% | 83% | 83% | 83% | 83% | 83% | 83% | 83% | 83% | 83% | 83% | 83% | 83% | 83% | 83% | 83% | 83% | 83% | 83% | 83% | 83% | 83% |  | 0% | 0% | 0% | 0% | 0% | 0% | 0% | 0% | 0% | 83% | 83% | 83% | 83% | 83% | 83% | 83% | 83% | 83% | 83% | 83% | 83% | 83% | 83% | 83% | 83% | 83% | 83% | 83% | 83% | 83% |  | 0% | 0% | 0% | 0% | 0% | 0% | 0% | 0% | 0% | 83% | 83% | 83% | 83% | 83% | 83% | 83% | 83% | 83% | 83% | 83% | 83% | 83% | 83% | 83% | 83% | 83% | 83% | 83% | 83% | 83% |  | 0 | 0 | 0 | 0 | 0 | 0 | 0 | 0 | 0 | 22796 | 22796 | 22796 | 22796 | 22796 | 22796 | 22796 | 22796 | 22796 | 22796 | 22796 | 22796 | 22796 | 22796 | 22796 | 22796 | 22796 | 22796 | 22796 | 22796 | 22796 |  | 0 | 0 | 0 | 0 | 0 | 0 | 0 | 0 | 0 | 0 | 0 | 0 | 0 | 0 | 0 | 0 | 0 | 0 | 0 | 0 | 0 | 0 | 0 | 0 | 0 | 0 | 0 | 0 | 0 | 0
157 | Std B84 | RNC-Envelope-Wall Insulation | 2015-01-01 | 0 | 30 | 118.1385 | 0.1308 | 29.5346 | 1 | 1 | 0 | 12 | 2005 | 83% | 30% | 0.01801 | 0.35594 | 0% | 0% | 0% | 0% | 0% | 0% | 0% | 0% | 0% | 83% | 83% | 83% | 83% | 83% | 83% | 83% | 83% | 83% | 83% | 83% | 83% | 83% | 83% | 83% | 83% | 83% | 83% | 83% | 83% | 83% |  | 0% | 0% | 0% | 0% | 0% | 0% | 0% | 0% | 0% | 83% | 83% | 83% | 83% | 83% | 83% | 83% | 83% | 83% | 83% | 83% | 83% | 83% | 83% | 83% | 83% | 83% | 83% | 83% | 83% | 83% |  | 0% | 0% | 0% | 0% | 0% | 0% | 0% | 0% | 0% | 83% | 83% | 83% | 83% | 83% | 83% | 83% | 83% | 83% | 83% | 83% | 83% | 83% | 83% | 83% | 83% | 83% | 83% | 83% | 83% | 83% |  | 0 | 0 | 0 | 0 | 0 | 0 | 0 | 0 | 0 | 22796 | 22796 | 22796 | 22796 | 22796 | 22796 | 22796 | 22796 | 22796 | 22796 | 22796 | 22796 | 22796 | 22796 | 22796 | 22796 | 22796 | 22796 | 22796 | 22796 | 22796 |  | 0 | 0 | 0 | 0 | 0 | 0 | 0 | 0 | 0 | 0 | 0 | 0 | 0 | 0 | 0 | 0 | 0 | 0 | 0 | 0 | 0 | 0 | 0 | 0 | 0 | 0 | 0 | 0 | 0 | 0
158 | Std B85 | RNC-Envelope-Fenestration | 2015-01-01 | 0 | 30 | 639.2135 | 1.5274 | -14.7673 | 1 | 1 | 0 | 12 | 2005 | 80% | 73.19% | 0.031554 | 0.2704 | 0% | 0% | 0% | 0% | 0% | 0% | 0% | 0% | 0% | 83% | 83% | 83% | 83% | 83% | 83% | 83% | 83% | 83% | 83% | 83% | 83% | 83% | 83% | 83% | 83% | 83% | 83% | 83% | 83% | 83% |  | 0% | 0% | 0% | 0% | 0% | 0% | 0% | 0% | 0% | 83% | 83% | 83% | 83% | 83% | 83% | 83% | 83% | 83% | 83% | 83% | 83% | 83% | 83% | 83% | 83% | 83% | 83% | 83% | 83% | 83% |  | 0% | 0% | 0% | 0% | 0% | 0% | 0% | 0% | 0% | 83% | 83% | 83% | 83% | 83% | 83% | 83% | 83% | 83% | 83% | 83% | 83% | 83% | 83% | 83% | 83% | 83% | 83% | 83% | 83% | 83% |  | 0 | 0 | 0 | 0 | 0 | 0 | 0 | 0 | 0 | 22796 | 22796 | 22796 | 22796 | 22796 | 22796 | 22796 | 22796 | 22796 | 22796 | 22796 | 22796 | 22796 | 22796 | 22796 | 22796 | 22796 | 22796 | 22796 | 22796 | 22796 |  | 0 | 0 | 0 | 0 | 0 | 0 | 0 | 0 | 0 | 0 | 0 | 0 | 0 | 0 | 0 | 0 | 0 | 0 | 0 | 0 | 0 | 0 | 0 | 0 | 0 | 0 | 0 | 0 | 0 | 0
159 | Std B86 | RNC-Envelope-Roof Envelope | 2015-01-01 | 0 | 15 | 21.0962 | 0.037973 | 0.037973 | 1 | 1 | 0 | 12 | 2005 | 68% | 30% | 0.01801 | 0.35594 | 0% | 0% | 0% | 0% | 0% | 0% | 0% | 0% | 0% | 83% | 83% | 83% | 83% | 83% | 83% | 83% | 83% | 83% | 83% | 83% | 83% | 83% | 83% | 83% | 83% | 83% | 83% | 83% | 83% | 83% |  | 0% | 0% | 0% | 0% | 0% | 0% | 0% | 0% | 0% | 83% | 83% | 83% | 83% | 83% | 83% | 83% | 83% | 83% | 83% | 83% | 83% | 83% | 83% | 83% | 83% | 83% | 83% | 83% | 83% | 83% |  | 0% | 0% | 0% | 0% | 0% | 0% | 0% | 0% | 0% | 83% | 83% | 83% | 83% | 83% | 83% | 83% | 83% | 83% | 83% | 83% | 83% | 83% | 83% | 83% | 83% | 83% | 83% | 83% | 83% | 83% |  | 0 | 0 | 0 | 0 | 0 | 0 | 0 | 0 | 0 | 22796 | 22796 | 22796 | 22796 | 22796 | 22796 | 22796 | 22796 | 22796 | 22796 | 22796 | 22796 | 22796 | 22796 | 22796 | 22796 | 22796 | 22796 | 22796 | 22796 | 22796 |  | 0 | 0 | 0 | 0 | 0 | 0 | 0 | 0 | 0 | 0 | 0 | 0 | 0 | 0 | 0 | 0 | 0 | 0 | 0 | 0 | 0 | 0 | 0 | 0 | 0 | 0 | 0 | 0 | 0 | 0
160 | Std B87 | RNC-Envelope-Advanced Envelope | 2015-01-01 | 0 | 30 | 0 | 0 | 0 | 1 | 1 | 0 | 12 | 2005 | 86% | 30% | 0.01801 | 0.35594 | 0% | 0% | 0% | 0% | 0% | 0% | 0% | 0% | 0% | 83% | 83% | 83% | 83% | 83% | 83% | 83% | 83% | 83% | 83% | 83% | 83% | 83% | 83% | 83% | 83% | 83% | 83% | 83% | 83% | 83% |  | 0% | 0% | 0% | 0% | 0% | 0% | 0% | 0% | 0% | 83% | 83% | 83% | 83% | 83% | 83% | 83% | 83% | 83% | 83% | 83% | 83% | 83% | 83% | 83% | 83% | 83% | 83% | 83% | 83% | 83% |  | 0% | 0% | 0% | 0% | 0% | 0% | 0% | 0% | 0% | 83% | 83% | 83% | 83% | 83% | 83% | 83% | 83% | 83% | 83% | 83% | 83% | 83% | 83% | 83% | 83% | 83% | 83% | 83% | 83% | 83% |  | 0 | 0 | 0 | 0 | 0 | 0 | 0 | 0 | 0 | 0 | 0 | 0 | 0 | 0 | 0 | 0 | 0 | 0 | 0 | 0 | 0 | 0 | 0 | 0 | 0 | 0 | 0 | 0 | 0 | 0 |  | 0 | 0 | 0 | 0 | 0 | 0 | 0 | 0 | 0 | 0 | 0 | 0 | 0 | 0 | 0 | 0 | 0 | 0 | 0 | 0 | 0 | 0 | 0 | 0 | 0 | 0 | 0 | 0 | 0 | 0
161 | Std B88 | RNC-HVAC-Whole House Fans | 2015-01-01 | 0 | 30 | 386.7093 | 0 | -3.5415 | 1 | 1 | 0 | 12 | 2005 | 84% | 30% | 0.01801 | 0.35594 | 0% | 0% | 0% | 0% | 0% | 0% | 0% | 0% | 0% | 83% | 83% | 83% | 83% | 83% | 83% | 83% | 83% | 83% | 83% | 83% | 83% | 83% | 83% | 83% | 83% | 83% | 83% | 83% | 83% | 83% |  | 0% | 0% | 0% | 0% | 0% | 0% | 0% | 0% | 0% | 83% | 83% | 83% | 83% | 83% | 83% | 83% | 83% | 83% | 83% | 83% | 83% | 83% | 83% | 83% | 83% | 83% | 83% | 83% | 83% | 83% |  | 0% | 0% | 0% | 0% | 0% | 0% | 0% | 0% | 0% | 83% | 83% | 83% | 83% | 83% | 83% | 83% | 83% | 83% | 83% | 83% | 83% | 83% | 83% | 83% | 83% | 83% | 83% | 83% | 83% | 83% |  | 0 | 0 | 0 | 0 | 0 | 0 | 0 | 0 | 0 | 22796 | 22796 | 22796 | 22796 | 22796 | 22796 | 22796 | 22796 | 22796 | 22796 | 22796 | 22796 | 22796 | 22796 | 22796 | 22796 | 22796 | 22796 | 22796 | 22796 | 22796 |  | 0 | 0 | 0 | 0 | 0 | 0 | 0 | 0 | 0 | 0 | 0 | 0 | 0 | 0 | 0 | 0 | 0 | 0 | 0 | 0 | 0 | 0 | 0 | 0 | 0 | 0 | 0 | 0 | 0 | 0
162 | Std B89 | RNC-HVAC-Zoned AC | 2015-01-01 | 0 | 30 | 440.9097 | 0.61073 | 9.9152 | 1 | 1 | 0 | 12 | 2005 | 81% | 30% | 0.01801 | 0.35594 | 0% | 0% | 0% | 0% | 0% | 0% | 0% | 0% | 0% | 83% | 83% | 83% | 83% | 83% | 83% | 83% | 83% | 83% | 83% | 83% | 83% | 83% | 83% | 83% | 83% | 83% | 83% | 83% | 83% | 83% |  | 0% | 0% | 0% | 0% | 0% | 0% | 0% | 0% | 0% | 83% | 83% | 83% | 83% | 83% | 83% | 83% | 83% | 83% | 83% | 83% | 83% | 83% | 83% | 83% | 83% | 83% | 83% | 83% | 83% | 83% |  | 0% | 0% | 0% | 0% | 0% | 0% | 0% | 0% | 0% | 83% | 83% | 83% | 83% | 83% | 83% | 83% | 83% | 83% | 83% | 83% | 83% | 83% | 83% | 83% | 83% | 83% | 83% | 83% | 83% | 83% |  | 0 | 0 | 0 | 0 | 0 | 0 | 0 | 0 | 0 | 22796 | 22796 | 22796 | 22796 | 22796 | 22796 | 22796 | 22796 | 22796 | 22796 | 22796 | 22796 | 22796 | 22796 | 22796 | 22796 | 22796 | 22796 | 22796 | 22796 | 22796 |  | 0 | 0 | 0 | 0 | 0 | 0 | 0 | 0 | 0 | 0 | 0 | 0 | 0 | 0 | 0 | 0 | 0 | 0 | 0 | 0 | 0 | 0 | 0 | 0 | 0 | 0 | 0 | 0 | 0 | 0
163 | Std B90 | RNC-HVAC-Duct | 2015-01-01 | 0 | 30 | 446.8166 | 0 | 46.6225 | 1 | 1 | 0 | 12 | 2005 | 72.5% | 30% | 0.01801 | 0.35594 | 0% | 0% | 0% | 0% | 0% | 0% | 0% | 0% | 0% | 83% | 83% | 83% | 83% | 83% | 83% | 83% | 83% | 83% | 83% | 83% | 83% | 83% | 83% | 83% | 83% | 83% | 83% | 83% | 83% | 83% |  | 0% | 0% | 0% | 0% | 0% | 0% | 0% | 0% | 0% | 83% | 83% | 83% | 83% | 83% | 83% | 83% | 83% | 83% | 83% | 83% | 83% | 83% | 83% | 83% | 83% | 83% | 83% | 83% | 83% | 83% |  | 0% | 0% | 0% | 0% | 0% | 0% | 0% | 0% | 0% | 83% | 83% | 83% | 83% | 83% | 83% | 83% | 83% | 83% | 83% | 83% | 83% | 83% | 83% | 83% | 83% | 83% | 83% | 83% | 83% | 83% |  | 0 | 0 | 0 | 0 | 0 | 0 | 0 | 0 | 0 | 22796 | 22796 | 22796 | 22796 | 22796 | 22796 | 22796 | 22796 | 22796 | 22796 | 22796 | 22796 | 22796 | 22796 | 22796 | 22796 | 22796 | 22796 | 22796 | 22796 | 22796 |  | 0 | 0 | 0 | 0 | 0 | 0 | 0 | 0 | 0 | 0 | 0 | 0 | 0 | 0 | 0 | 0 | 0 | 0 | 0 | 0 | 0 | 0 | 0 | 0 | 0 | 0 | 0 | 0 | 0 | 0
164 | Std B91 | RNC-HVAC - Refrigerant Charge | 2015-01-01 | 0 | 15 | 0 | 0 | 0 | 1 | 1 | 0 | 12 | 2005 | 81.5% | 30% | 0.01801 | 0.35594 | 0% | 0% | 0% | 0% | 0% | 0% | 0% | 0% | 0% | 83% | 83% | 83% | 83% | 83% | 83% | 83% | 83% | 83% | 83% | 83% | 83% | 83% | 83% | 83% | 83% | 83% | 83% | 83% | 83% | 83% |  | 0% | 0% | 0% | 0% | 0% | 0% | 0% | 0% | 0% | 83% | 83% | 83% | 83% | 83% | 83% | 83% | 83% | 83% | 83% | 83% | 83% | 83% | 83% | 83% | 83% | 83% | 83% | 83% | 83% | 83% |  | 0% | 0% | 0% | 0% | 0% | 0% | 0% | 0% | 0% | 83% | 83% | 83% | 83% | 83% | 83% | 83% | 83% | 83% | 83% | 83% | 83% | 83% | 83% | 83% | 83% | 83% | 83% | 83% | 83% | 83% |  | 0 | 0 | 0 | 0 | 0 | 0 | 0 | 0 | 0 | 0 | 0 | 0 | 0 | 0 | 0 | 0 | 0 | 0 | 0 | 0 | 0 | 0 | 0 | 0 | 0 | 0 | 0 | 0 | 0 | 0 |  | 0 | 0 | 0 | 0 | 0 | 0 | 0 | 0 | 0 | 0 | 0 | 0 | 0 | 0 | 0 | 0 | 0 | 0 | 0 | 0 | 0 | 0 | 0 | 0 | 0 | 0 | 0 | 0 | 0 | 0
165 | Std B92 | RNC-DHW-SF DHW | 2015-01-01 | 0 | 30 | 0 | 0 | 11 | 1 | 1 | 0 | 12 | 2005 | 82.25% | 30% | 0.01801 | 0.35594 | 0% | 0% | 0% | 0% | 0% | 0% | 0% | 0% | 0% | 83% | 83% | 83% | 83% | 83% | 83% | 83% | 83% | 83% | 83% | 83% | 83% | 83% | 83% | 83% | 83% | 83% | 83% | 83% | 83% | 83% |  | 0% | 0% | 0% | 0% | 0% | 0% | 0% | 0% | 0% | 83% | 83% | 83% | 83% | 83% | 83% | 83% | 83% | 83% | 83% | 83% | 83% | 83% | 83% | 83% | 83% | 83% | 83% | 83% | 83% | 83% |  | 0% | 0% | 0% | 0% | 0% | 0% | 0% | 0% | 0% | 83% | 83% | 83% | 83% | 83% | 83% | 83% | 83% | 83% | 83% | 83% | 83% | 83% | 83% | 83% | 83% | 83% | 83% | 83% | 83% | 83% |  | 0 | 0 | 0 | 0 | 0 | 0 | 0 | 0 | 0 | 22796 | 22796 | 22796 | 22796 | 22796 | 22796 | 22796 | 22796 | 22796 | 22796 | 22796 | 22796 | 22796 | 22796 | 22796 | 22796 | 22796 | 22796 | 22796 | 22796 | 22796 |  | 0 | 0 | 0 | 0 | 0 | 0 | 0 | 0 | 0 | 0 | 0 | 0 | 0 | 0 | 0 | 0 | 0 | 0 | 0 | 0 | 0 | 0 | 0 | 0 | 0 | 0 | 0 | 0 | 0 | 0
166 | Std B93 | RNC-DHW - MF DHW Control and Solar | 2015-04-01 | 0 | 30 | -13.218 | 0 | 45.0758 | 1 | 1 | 0 | 12 | 2005 | 82% | 5.35% | 0.008276 | 0.27251 | 0% | 0% | 0% | 0% | 0% | 0% | 0% | 0% | 0% | 83% | 83% | 83% | 83% | 83% | 83% | 83% | 83% | 83% | 83% | 83% | 83% | 83% | 83% | 83% | 83% | 83% | 83% | 83% | 83% | 83% |  | 0% | 0% | 0% | 0% | 0% | 0% | 0% | 0% | 0% | 83% | 83% | 83% | 83% | 83% | 83% | 83% | 83% | 83% | 83% | 83% | 83% | 83% | 83% | 83% | 83% | 83% | 83% | 83% | 83% | 83% |  | 0% | 0% | 0% | 0% | 0% | 0% | 0% | 0% | 0% | 83% | 83% | 83% | 83% | 83% | 83% | 83% | 83% | 83% | 83% | 83% | 83% | 83% | 83% | 83% | 83% | 83% | 83% | 83% | 83% | 83% |  | 0 | 0 | 0 | 0 | 0 | 0 | 0 | 0 | 0 | 32592.1118 | 32592.1118 | 32592.1118 | 32592.1118 | 32592.1118 | 32592.1118 | 32592.1118 | 32592.1118 | 32592.1118 | 32592.1118 | 32592.1118 | 32592.1118 | 32592.1118 | 32592.1118 | 32592.1118 | 32592.1118 | 32592.1118 | 32592.1118 | 32592.1118 | 32592.1118 | 32592.1118 |  | 0 | 0 | 0 | 0 | 0 | 0 | 0 | 0 | 0 | 0 | 0 | 0 | 0 | 0 | 0 | 0 | 0 | 0 | 0 | 0 | 0 | 0 | 0 | 0 | 0 | 0 | 0 | 0 | 0 | 0
167 | Std B94 | RNC-DHW - High Efficiency Water Heater Ready | 2015-01-01 | 0 | 16.5 | 0 | 0 | 31.6442 | 1 | 1 | 0 | 12 | 2005 | 81% | 30% | 0.01801 | 0.35594 | 0% | 0% | 0% | 0% | 0% | 0% | 0% | 0% | 0% | 83% | 83% | 83% | 83% | 83% | 83% | 83% | 83% | 83% | 83% | 83% | 83% | 83% | 83% | 83% | 83% | 83% | 83% | 83% | 83% | 83% |  | 0% | 0% | 0% | 0% | 0% | 0% | 0% | 0% | 0% | 83% | 83% | 83% | 83% | 83% | 83% | 83% | 83% | 83% | 83% | 83% | 83% | 83% | 83% | 83% | 83% | 83% | 83% | 83% | 83% | 83% |  | 0% | 0% | 0% | 0% | 0% | 0% | 0% | 0% | 0% | 83% | 83% | 83% | 83% | 83% | 83% | 83% | 83% | 83% | 83% | 83% | 83% | 83% | 83% | 83% | 83% | 83% | 83% | 83% | 83% | 83% |  | 0 | 0 | 0 | 0 | 0 | 0 | 0 | 0 | 0 | 2279.6 | 2279.6 | 2279.6 | 2279.6 | 2279.6 | 2279.6 | 2279.6 | 2279.6 | 2279.6 | 2279.6 | 2279.6 | 2279.6 | 2279.6 | 2279.6 | 2279.6 | 2279.6 | 2279.6 | 2279.6 | 2279.6 | 2279.6 | 2279.6 |  | 0 | 0 | 0 | 0 | 0 | 0 | 0 | 0 | 0 | 0 | 0 | 0 | 0 | 0 | 0 | 0 | 0 | 0 | 0 | 0 | 0 | 0 | 0 | 0 | 0 | 0 | 0 | 0 | 0 | 0
168 | Std B95 | RNC-DHW - Solar for Electrically Heated Homes | 2015-01-01 | 0 | 30 | 2700 | 0.3 | 0 | 1 | 1 | 0 | 12 | 2005 | 86% | 5.35% | 0.008276 | 0.27251 | 0% | 0% | 0% | 0% | 0% | 0% | 0% | 0% | 0% | 83% | 83% | 83% | 83% | 83% | 83% | 83% | 83% | 83% | 83% | 83% | 83% | 83% | 83% | 83% | 83% | 83% | 83% | 83% | 83% | 83% |  | 0% | 0% | 0% | 0% | 0% | 0% | 0% | 0% | 0% | 83% | 83% | 83% | 83% | 83% | 83% | 83% | 83% | 83% | 83% | 83% | 83% | 83% | 83% | 83% | 83% | 83% | 83% | 83% | 83% | 83% |  | 0% | 0% | 0% | 0% | 0% | 0% | 0% | 0% | 0% | 83% | 83% | 83% | 83% | 83% | 83% | 83% | 83% | 83% | 83% | 83% | 83% | 83% | 83% | 83% | 83% | 83% | 83% | 83% | 83% | 83% |  | 0 | 0 | 0 | 0 | 0 | 0 | 0 | 0 | 0 | 28.495 | 28.495 | 28.495 | 28.495 | 28.495 | 28.495 | 28.495 | 28.495 | 28.495 | 28.495 | 28.495 | 28.495 | 28.495 | 28.495 | 28.495 | 28.495 | 28.495 | 28.495 | 28.495 | 28.495 | 28.495 |  | 0 | 0 | 0 | 0 | 0 | 0 | 0 | 0 | 0 | 0 | 0 | 0 | 0 | 0 | 0 | 0 | 0 | 0 | 0 | 0 | 0 | 0 | 0 | 0 | 0 | 0 | 0 | 0 | 0 | 0
169 | Std B96 | RNC-Solar - Solar Ready & Oriented Homes | 2015-01-01 | 0 | 30 | 216 | 0.3 | 19.9 | 1 | 1 | 0 | 12 | 2005 | 70% | 5.35% | 0.008276 | 0.27251 | 0% | 0% | 0% | 0% | 0% | 0% | 0% | 0% | 0% | 83% | 83% | 83% | 83% | 83% | 83% | 83% | 83% | 83% | 83% | 83% | 83% | 83% | 83% | 83% | 83% | 83% | 83% | 83% | 83% | 83% |  | 0% | 0% | 0% | 0% | 0% | 0% | 0% | 0% | 0% | 83% | 83% | 83% | 83% | 83% | 83% | 83% | 83% | 83% | 83% | 83% | 83% | 83% | 83% | 83% | 83% | 83% | 83% | 83% | 83% | 83% |  | 0% | 0% | 0% | 0% | 0% | 0% | 0% | 0% | 0% | 83% | 83% | 83% | 83% | 83% | 83% | 83% | 83% | 83% | 83% | 83% | 83% | 83% | 83% | 83% | 83% | 83% | 83% | 83% | 83% | 83% |  | 0 | 0 | 0 | 0 | 0 | 0 | 0 | 0 | 0 | 370 | 370 | 370 | 370 | 370 | 370 | 370 | 370 | 370 | 370 | 370 | 370 | 370 | 370 | 370 | 370 | 370 | 370 | 370 | 370 | 370 |  | 0 | 0 | 0 | 0 | 0 | 0 | 0 | 0 | 0 | 0 | 0 | 0 | 0 | 0 | 0 | 0 | 0 | 0 | 0 | 0 | 0 | 0 | 0 | 0 | 0 | 0 | 0 | 0 | 0 | 0
170 | Std B97 | RNC-SF Whole Building | 2015-01-01 | 0 | 30 | 669.9126 | 0.889 | 23.2644 | 1 | 1 | 0 | 12 | 2005 | 72.02% | 30% | 0.01801 | 0.35594 | 0% | 0% | 0% | 0% | 0% | 0% | 0% | 0% | 0% | 83% | 83% | 83% | 83% | 83% | 83% | 83% | 83% | 83% | 83% | 83% | 83% | 83% | 83% | 83% | 83% | 83% | 83% | 83% | 83% | 83% |  | 0% | 0% | 0% | 0% | 0% | 0% | 0% | 0% | 0% | 83% | 83% | 83% | 83% | 83% | 83% | 83% | 83% | 83% | 83% | 83% | 83% | 83% | 83% | 83% | 83% | 83% | 83% | 83% | 83% | 83% |  | 0% | 0% | 0% | 0% | 0% | 0% | 0% | 0% | 0% | 83% | 83% | 83% | 83% | 83% | 83% | 83% | 83% | 83% | 83% | 83% | 83% | 83% | 83% | 83% | 83% | 83% | 83% | 83% | 83% | 83% |  | 0 | 0 | 0 | 0 | 0 | 0 | 0 | 0 | 0 | 22796 | 22796 | 22796 | 22796 | 22796 | 22796 | 22796 | 22796 | 22796 | 22796 | 22796 | 22796 | 22796 | 22796 | 22796 | 22796 | 22796 | 22796 | 22796 | 22796 | 22796 |  | 0 | 0 | 0 | 0 | 0 | 0 | 0 | 0 | 0 | 0 | 0 | 0 | 0 | 0 | 0 | 0 | 0 | 0 | 0 | 0 | 0 | 0 | 0 | 0 | 0 | 0 | 0 | 0 | 0 | 0
171 | Std B98 | RNC-MF Whole Building | 2015-04-01 | 0 | 30 | 221.3128 | 0.22269 | 6.5282 | 1 | 1 | 0 | 12 | 2005 | 72.02% | 30% | 0.01801 | 0.35594 | 0% | 0% | 0% | 0% | 0% | 0% | 0% | 0% | 0% | 83% | 83% | 83% | 83% | 83% | 83% | 83% | 83% | 83% | 83% | 83% | 83% | 83% | 83% | 83% | 83% | 83% | 83% | 83% | 83% | 83% |  | 0% | 0% | 0% | 0% | 0% | 0% | 0% | 0% | 0% | 83% | 83% | 83% | 83% | 83% | 83% | 83% | 83% | 83% | 83% | 83% | 83% | 83% | 83% | 83% | 83% | 83% | 83% | 83% | 83% | 83% |  | 0% | 0% | 0% | 0% | 0% | 0% | 0% | 0% | 0% | 83% | 83% | 83% | 83% | 83% | 83% | 83% | 83% | 83% | 83% | 83% | 83% | 83% | 83% | 83% | 83% | 83% | 83% | 83% | 83% | 83% |  | 0 | 0 | 0 | 0 | 0 | 0 | 0 | 0 | 0 | 18747 | 18747 | 18747 | 18747 | 18747 | 18747 | 18747 | 18747 | 18747 | 18747 | 18747 | 18747 | 18747 | 18747 | 18747 | 18747 | 18747 | 18747 | 18747 | 18747 | 18747 |  | 0 | 0 | 0 | 0 | 0 | 0 | 0 | 0 | 0 | 0 | 0 | 0 | 0 | 0 | 0 | 0 | 0 | 0 | 0 | 0 | 0 | 0 | 0 | 0 | 0 | 0 | 0 | 0 | 0 | 0
172 | Std B99 | RA-SF Whole Building | 2014-07-01 | 0 | 30 | 669.9126 | 0.889 | 23.2644 | 1 | 1 | 0 | 12 | 2005 | 72.02% | 30% | 0.01801 | 0.35594 | 0% | 0% | 0% | 0% | 0% | 0% | 0% | 0% | 0% | 83% | 83% | 83% | 83% | 83% | 83% | 83% | 83% | 83% | 83% | 83% | 83% | 83% | 83% | 83% | 83% | 83% | 83% | 83% | 83% | 83% |  | 0% | 0% | 0% | 0% | 0% | 0% | 0% | 0% | 0% | 83% | 83% | 83% | 83% | 83% | 83% | 83% | 83% | 83% | 83% | 83% | 83% | 83% | 83% | 83% | 83% | 83% | 83% | 83% | 83% | 83% |  | 0% | 0% | 0% | 0% | 0% | 0% | 0% | 0% | 0% | 83% | 83% | 83% | 83% | 83% | 83% | 83% | 83% | 83% | 83% | 83% | 83% | 83% | 83% | 83% | 83% | 83% | 83% | 83% | 83% | 83% |  | 0 | 0 | 0 | 0 | 0 | 0 | 0 | 0 | 0 | 9802.28 | 9802.28 | 9802.28 | 9802.28 | 9802.28 | 9802.28 | 9802.28 | 9802.28 | 9802.28 | 9802.28 | 9802.28 | 9802.28 | 9802.28 | 9802.28 | 9802.28 | 9802.28 | 9802.28 | 9802.28 | 9802.28 | 9802.28 | 9802.28 |  | 0 | 0 | 0 | 0 | 0 | 0 | 0 | 0 | 0 | 0 | 0 | 0 | 0 | 0 | 0 | 0 | 0 | 0 | 0 | 0 | 0 | 0 | 0 | 0 | 0 | 0 | 0 | 0 | 0 | 0
173 | Std B100 | RA-MF Whole Building | 2014-07-01 | 0 | 30 | 221.3128 | 0.22269 | 6.5282 | 1 | 1 | 0 | 12 | 2005 | 72.02% | 30% | 0.01801 | 0.35594 | 0% | 0% | 0% | 0% | 0% | 0% | 0% | 0% | 0% | 83% | 83% | 83% | 83% | 83% | 83% | 83% | 83% | 83% | 83% | 83% | 83% | 83% | 83% | 83% | 83% | 83% | 83% | 83% | 83% | 83% |  | 0% | 0% | 0% | 0% | 0% | 0% | 0% | 0% | 0% | 83% | 83% | 83% | 83% | 83% | 83% | 83% | 83% | 83% | 83% | 83% | 83% | 83% | 83% | 83% | 83% | 83% | 83% | 83% | 83% | 83% |  | 0% | 0% | 0% | 0% | 0% | 0% | 0% | 0% | 0% | 83% | 83% | 83% | 83% | 83% | 83% | 83% | 83% | 83% | 83% | 83% | 83% | 83% | 83% | 83% | 83% | 83% | 83% | 83% | 83% | 83% |  | 0 | 0 | 0 | 0 | 0 | 0 | 0 | 0 | 0 | 8061.21 | 8061.21 | 8061.21 | 8061.21 | 8061.21 | 8061.21 | 8061.21 | 8061.21 | 8061.21 | 8061.21 | 8061.21 | 8061.21 | 8061.21 | 8061.21 | 8061.21 | 8061.21 | 8061.21 | 8061.21 | 8061.21 | 8061.21 | 8061.21 |  | 0 | 0 | 0 | 0 | 0 | 0 | 0 | 0 | 0 | 0 | 0 | 0 | 0 | 0 | 0 | 0 | 0 | 0 | 0 | 0 | 0 | 0 | 0 | 0 | 0 | 0 | 0 | 0 | 0 | 0
174 | End of List (insert additional standards before this column) | 0 | 0 | 0 | 0 | 0 | 0 | 0 | 0 | 0 | 0 | 0 | 0 | 0% | 0% | 0 | 0 | [31 empty] | 0% | 0% | 0% | 0% | 0% | 0% | 0% | 0% | 0% | 0% | 0% | 0% | 0% | 0% | 0% | 0% | 0% | 0% | 0% | 0% | 0% | 0% | 0% | 0% | 0% | 0% | 0% | 0% | 0% | 0% |  | 0% | 0% | 0% | 0% | 0% | 0% | 0% | 0% | 0% | 0% | 0% | 0% | 0% | 0% | 0% | 0% | 0% | 0% | 0% | 0% | 0% | 0% | 0% | 0% | 0% | 0% | 0% | 0% | 0% | 0% |  | 0 | 0 | 0 | 0 | 0 | 0 | 0 | 0 | 0 | 0 | 0 | 0 | 0 | 0 | 0 | 0 | 0 | 0 | 0 | 0 | 0 | 0 | 0 | 0 | 0 | 0 | 0 | 0 | 0 | 0 |  | 0 | 0 | 0 | 0 | 0 | 0 | 0 | 0 | 0 | 0 | 0 | 0 | 0 | 0 | 0 | 0 | 0 | 0 | 0 | 0 | 0 | 0 | 0 | 0 | 0 | 0 | 0 | 0 | 0 | 0 | bar: Compliance - kWh 2006 to Compliance - kWh 2035

## InputsStatic
| 86 | [19 empty] | Dynamic Inputs: Formulas to Account for Uncertainty
|  |  | Standards | [13 empty] | NOMAD |  |  | 85 | Factor (1): Compliance Determination and Other Special Analytic Methods |  | Factor (2): Technical Information and Standard Language |  | Factor (3): Feasibility of Meeting the Standard |  | Total |  | Energy | Demand | Gas | NOMAD
Grouping | Tab | No. | Name | Sector | Segment | End Use | Type | C&S Start Year | Utility Programs Effect (units) | Assumed Measure Life | 1st Year Potential Energy Savings Per Unit (kWh) | 1st Year Potential Demand Savings Per Unit (kW) | 1st Year Potential Gas Savings Per Unit (therms) | Interactive Energy Savings Factor (kWh/kWh) | Interactive Demand Savings Factor (kW/kW) | Interactive Gas Savings Adjustment Factor (GWh/Therm) | Natural Market Adoption (Yrs) | NOMAD Start Year | Comments/Notes | Selected? | Attribution Weight | Attribution Score | Attribution Weight | Attribution Score | Attribution Weight | Attribution Score | Attribution Weight | Weighted Attribution Score | 1st Year Potential Energy Savings Per Unit (kWh) | 1st Year Potential Demand Savings Per Unit (kW) | Per Unit Savings (therms): Simulation | Max Saturation | p-value | q-value
2005 T-20 | Std 1 | 1.1 | Commercial Refrigeration Equipment, Solid Door | Non-Residential | Restaurant | Refrigeration | Equipment | 2006-01-01 | 25 | 9 | 433.5672 | 0.056986 | 0 | 1.05 | 1.32 | -0.020667 | 9 | 1995 | Jan-06, Jan-07, depending on the product category | TRUE | #NAME? | 50% | #NAME? | 80% | #NAME? | 85% | #NAME? | 80.1% | #NAME? | #NAME? | #NAME? | #NAME? | #NAME? | #NAME?
2005 T-20 | Std 2 | 1.2 | Commercial Refrigeration Equipment, Transparent Door | Non-Residential | Restaurant | Refrigeration | Equipment | 2007-01-01 | 22 | 9 | 1555.5811 | 0.20468 | 0 | 1.05 | 1.32 | -0.020667 | 9 | 1995 |  | TRUE | #NAME? | 50% | #NAME? | 80% | #NAME? | 85% | #NAME? | 80.07% | #NAME? | #NAME? | #NAME? | #NAME? | #NAME? | #NAME?
2005 T-20 | Std 3 | 1.3 | Commercial Ice Maker Equipment | Non-Residential | Restaurant | Refrigeration | Equipment | 2008-01-01 | 26 | 9 | 297.4159 | 0.041436 | 0 | 1.025 | 1.16 | -0.010333 | 9 | 1995 |  | TRUE | #NAME? | 90% | #NAME? | 75% | #NAME? | 85% | #NAME? | 79.83% | #NAME? | #NAME? | #NAME? | #NAME? | #NAME? | #NAME?
2005 T-20 | Std 4 | 3.1 | Walk-In Refrigerators / Freezers | Non-Residential | Restaurant | Refrigeration | Equipment | 2006-01-01 | 0 | 10 | 8350.9504 | 1.1003 | 0 | 1 | 1 | 0 | 18 | 1995 |  | TRUE | #NAME? | 10% | #NAME? | 90% | #NAME? | 75% | #NAME? | 80.86% | #NAME? | #NAME? | #NAME? | #NAME? | #NAME? | #NAME?
2005 T-20 | Std 5 | 4 | Refrigerated Beverage Vending Machines | Non-Residential | Lodging | Refrigeration | Equipment | 2006-01-01 | 340 | 10 | 307.7 | 0.04089 | 0 | 1.025 | 1.16 | -0.010333 | 6 | 1998 |  | TRUE | #NAME? | 90% | #NAME? | 60% | #NAME? | 55% | #NAME? | 62.51% | #NAME? | #NAME? | #NAME? | #NAME? | #NAME? | #NAME?
2005 T-20 | Std 6 | 5.1 | Large Packaged Commercial Air-Conditioners, Tier 1 | Non-Residential | Manufacturing | Cooling DX | Equipment | 2006-10-01 | 14 | 15 | 3741.8553 | 1.9359 | 0 | 1 | 1 | 0 | 6 | 1990 |  | TRUE | #NAME? | 10% | #NAME? | 75% | #NAME? | 85% | #NAME? | 76.58% | #NAME? | #NAME? | #NAME? | #NAME? | #NAME? | #NAME?
2005 T-20 | Std 7 | 5.2 | Large Packaged Commercial Air-Conditioners, Tier 2 | Non-Residential | Manufacturing | Cooling DX | Equipment | 2010-01-01 | 0 | 15 | 2791.54 | 1.44 | 0 | 1 | 1 | 0 | 9 | 1990 |  | TRUE | #NAME? | 10% | #NAME? | 75% | #NAME? | 85% | #NAME? | 74.94% | #NAME? | #NAME? | #NAME? | #NAME? | #NAME? | #NAME?
2005 T-20 | Std 8 | 12.1 | Residential Pool Pumps, High Eff Motor, Tier 1 | Residential | Single Family | Water Heat | Equipment | 2006-01-01 | 3480 | 10 | 241.72 | 0.046301 | 0 | 1 | 1 | 0 | 18 | 1965 | Jan-06, Jan-08 for high eff motor, 2-speed | TRUE | #NAME? | 75% | #NAME? | 80% | #NAME? | 80% | #NAME? | 79.6% | #NAME? | #NAME? | #NAME? | #NAME? | #NAME? | #NAME?
2006-2009 T-20 | Std 9 | 12.2 | Residential Pool Pumps, 2-speed Motors, Tier 2 | Residential | Single Family | Water Heat | Equipment | 2008-01-01 | 771 | 10 | 2065 | 0.15 | 0 | 1 | 1 | 0 | 24 | 1975 |  | TRUE | #NAME? | 75% | #NAME? | 80% | #NAME? | 80% | #NAME? | 78.98% | #NAME? | #NAME? | #NAME? | #NAME? | #NAME? | #NAME?
2005 T-20 | Std 10 | 13 | Portable Electric Spas | Residential | Single Family | Space Heat | Equipment | 2006-01-01 | 0 | 10 | 375.8 | 0.070827 | 0 | 1 | 1 | 0 | 12 | 2000 |  | TRUE | #NAME? | 90% | #NAME? | 90% | #NAME? | 70% | #NAME? | 82.75% | #NAME? | #NAME? | #NAME? | #NAME? | #NAME? | #NAME?
2005 T-20 | Std 11a | 15.1 | General Service Incandescent Lamps, Tier 1 | Residential | Single Family | Lighting | Equipment | 2006-01-01 | 0 | 1 | 0 | 0 | 0 | 1.07 | 1.2733 | -0.01235 | 18 | 1970 |  | TRUE | #NAME? | 90% | #NAME? | 75% | #NAME? | 60% | #NAME? | 73.5% | #NAME? | #NAME? | #NAME? | #NAME? | #NAME? | #NAME?
2006-2009 T-20 | Std 11b_2010 | 15.1 | General Service Incandescent Lamps, Tier 2 | Residential | Single Family | Lighting | Equipment | 2008-01-01 | 0 | 1 | 2.61 | 0.00036 | 0 | 1.07 | 1.2733 | -0.01235 | 18 | 1970 |  | TRUE | #NAME? | 90% | #NAME? | 75% | #NAME? | 60% | #NAME? | 73.5% | #NAME? | #NAME? | #NAME? | #NAME? | #NAME? | #NAME?
2006-2009 T-20 | Std 11b_2011 | 15.1 | General Service Incandescent Lamps, Tier 2 | Residential | Single Family | Lighting | Equipment | 2008-01-01 | 0 | 1 | 2.3441 | 0.00032406 | 0 | 1.07 | 1.2733 | -0.01235 | 18 | 1970 |  | TRUE | #NAME? | 90% | #NAME? | 75% | #NAME? | 60% | #NAME? | 73.5% | #NAME? | #NAME? | #NAME? | #NAME? | #NAME? | #NAME?
2006-2009 T-20 | Std 11b_2012 | 15.1 | General Service Incandescent Lamps, Tier 2 | Residential | Single Family | Lighting | Equipment | 2008-01-01 | 0 | 1 | 1.6338 | 0.00022587 | 0 | 1.07 | 1.2733 | -0.01235 | 18 | 1970 |  | TRUE | #NAME? | 90% | #NAME? | 75% | #NAME? | 60% | #NAME? | 73.5% | #NAME? | #NAME? | #NAME? | #NAME? | #NAME? | #NAME?
2005 T-20 | Std 12a | 17.1 | Pulse Start Metal Halide HID Luminaires, Tier 1(Vertical Lamps) | Non-Residential | Miscellaneous | Lighting | Equipment | 2006-01-01 | 44565 | 13 | 306.6 | 0.05456 | 0 | 1.1 | 1.32 | -0.0041 | 6 | 1992 |  | TRUE | #NAME? | 90% | #NAME? | 75% | #NAME? | 60% | #NAME? | 74.5% | #NAME? | #NAME? | #NAME? | #NAME? | #NAME? | #NAME?
2005 T-20 | Std 12b | 17.1 | Pulse Start Metal Halide HID Luminaires, Tier 2(All other MH | Non-Residential | Miscellaneous | Lighting | Equipment | 2008-01-01 | 44565 | 13 | 84.2047 | 0.015027 | 0 | 1.1 | 1.32 | -0.0041 | 6 | 1992 |  | TRUE | #NAME? | 90% | #NAME? | 75% | #NAME? | 60% | #NAME? | 74.5% | #NAME? | #NAME? | #NAME? | #NAME? | #NAME? | #NAME?
2005 T-20 | Std 13 | 18 | Modular Furniture Task Lighting Fixtures | Non-Residential | Single Family | Lighting | Equipment | 2008-01-01 | 22 | 15 | 16 | 0.0028725 | 0 | 1.1 | 1.2267 | -0.0040333 | 6 | 2000 |  | TRUE | #NAME? | 90% | #NAME? | 85% | #NAME? | 70% | #NAME? | 82.6% | #NAME? | #NAME? | #NAME? | #NAME? | #NAME? | #NAME?
2005 T-20 | Std 14 | 19 | Hot Food Holding Cabinets | Non-Residential | Single Family | Cooking | Equipment | 2006-01-01 | 148 | 15 | 1952.6713 | 0.27289 | 0 | 1.05 | 1.32 | -0.020667 | 12 | 2000 |  | TRUE | #NAME? | 90% | #NAME? | 70% | #NAME? | 75% | #NAME? | 73.01% | #NAME? | #NAME? | #NAME? | #NAME? | #NAME? | #NAME?
2005 T-20 | Std 15 | 20.1 | External Power Supplies, Tier 1 | Residential | Multi family | Plug Load | Equipment | 2007-01-01 | 0 | 7 | 3.76 | 0.00042711 | 0 | 1.05 | 1.32 | -0.020667 | 6 | 2000 | Jul-06, Jan-08 Tier1, Tier2 | TRUE | #NAME? | 10% | #NAME? | 75% | #NAME? | 65% | #NAME? | 57.71% | #NAME? | #NAME? | #NAME? | #NAME? | #NAME? | #NAME?
2005 T-20 | Std 16 | 20.2 | External Power Supplies, Tier 2 | Residential | Multi family | Plug Load | Equipment | 2008-07-01 | 0 | 7 | 0.68 | 7.6774e-05 | 0 | 1.05 | 1.32 | -0.020667 | 9 | 2000 |  | TRUE | #NAME? | 10% | #NAME? | 75% | #NAME? | 65% | #NAME? | 57.71% | #NAME? | #NAME? | #NAME? | #NAME? | #NAME? | #NAME?
2005 T-20 | Std 17 | 21.1 | Consumer Electronics - Audio Players | Residential | Single Family | Plug Load | Equipment | 2007-01-01 | 0 | 5 | 44.676 | 0.0050748 | 0 | 1.04 | 1.32 | -0.020667 | 6 | 2000 | Jan-06, Jan-07, depending on the product category | TRUE | #NAME? | 90% | #NAME? | 80% | #NAME? | 80% | #NAME? | 81.42% | #NAME? | #NAME? | #NAME? | #NAME? | #NAME? | #NAME?
2005 T-20 | Std 18a | 21.2 | Consumer Electronics - TVs | Residential | Single Family | Plug Load | Equipment | 2006-01-01 | 0 | 7 | 26.685 | 0.0030509 | 0 | 1.04 | 1.32 | -0.020667 | 6 | 2000 |  | TRUE | #NAME? | 90% | #NAME? | 80% | #NAME? | 80% | #NAME? | 81.42% | #NAME? | #NAME? | #NAME? | #NAME? | #NAME? | #NAME?
2005 T-20 | Std 18b | 21.2 | Consumer Electronics - DVDs | Residential | Single Family | Plug Load | Equipment | 2006-01-01 | 0 | 5 | 7.579 | 0.00083497 | 0 | 1.04 | 1.32 | -0.020667 | 6 | 2000 |  | TRUE | #NAME? | 90% | #NAME? | 80% | #NAME? | 80% | #NAME? | 81.42% | #NAME? | #NAME? | #NAME? | #NAME? | #NAME? | #NAME?
2005 T-20 | Std 19 | 26 | Water Dispensers | Non-Residential | Single Family | Plug Load | Equipment | 2006-01-01 | 0 | 8 | 266.45 | 0.034717 | 0 | 1.025 | 1.16 | -0.010333 | 12 | 2000 |  | TRUE | #NAME? | 90% | #NAME? | 75% | #NAME? | 85% | #NAME? | 79.5% | #NAME? | #NAME? | #NAME? | #NAME? | #NAME? | #NAME?
2005 T-20 | Std 20 | 0 | Unit Heaters and Duct Furnaces | Non-Residential | Multi family | Central Heat | Equipment | 2006-01-01 | 0 | 15 | 0 | 0 | 229 | 1 | 1 | 0 | 9 | 1965 |  | TRUE | #NAME? | 10% | #NAME? | 80% | #NAME? | 70% | #NAME? | 72.79% | #NAME? | #NAME? | #NAME? | #NAME? | #NAME? | #NAME?
2005 T-20 | Std 21 | 14 | Commercial Dishwasher Pre-Rinse Spray Valves | Non-Residential | Restaurant | Cooking | Equipment | 2006-01-01 | 0 | 5 | 0 | 0 | 0 | 1 | 1 | 0 | 9 | 2003 |  | TRUE | #NAME? | 80% | #NAME? | 65% | #NAME? | 45% | #NAME? | 64.38% | #NAME? | #NAME? | #NAME? | #NAME? | #NAME? | #NAME?
2005 T-24 | Std B1 | 1.1 | Time dependent valuation, Residential | Residential | Miscellaneous | Heat Pump | Building | 2006-01-01 | 0 | 9 | 0 | 0 | 0 | 1 | 1 | 0 | 18 | 2006 |  | TRUE | #NAME? | 90% | #NAME? | 90% | #NAME? | 65% | #NAME? | 82.55% | #NAME? | #NAME? | #NAME? | #NAME? | #NAME? | #NAME?
2005 T-24 | Std B2 | 1.2 | Time dependent valuation, Nonresidential | Non-Residential | Miscellaneous | Heat Pump | Building | 2006-01-01 | 0 | 9 | 0 | 0 | 0 | 1 | 1 | 0 | 18 | 2006 |  | TRUE | #NAME? | 90% | #NAME? | 90% | #NAME? | 65% | #NAME? | 85.21% | #NAME? | #NAME? | #NAME? | #NAME? | #NAME? | #NAME?
2005 RHL | Std B3 | 2 | Res. Hardwired lighting | Residential | Single Family | Lighting | Building | 2006-01-01 | 14695 | 8 | 350.1997 | 0.016101 | 0 | 1.04 | 1.32 | -0.020667 | 18 | 2000 |  | FALSE | #NAME? | 75% | #NAME? | 95% | #NAME? | 90% | #NAME? | 87.68% | #NAME? | #NAME? | #NAME? | #NAME? | #NAME? | #NAME?
2005 T-24 | Std B4 | 3 | Duct improvement | Residential | Single Family | HVAC Aux | Building | 2006-01-01 | 0 | 10 | 114 | 0.1701 | 22 | 1 | 1 | 0 | 18 | 2006 |  | TRUE | #NAME? | 65% | #NAME? | 75% | #NAME? | 65% | #NAME? | 69.25% | #NAME? | #NAME? | #NAME? | #NAME? | #NAME? | #NAME?
2005 T-24 | Std B5 | 4 | Window replacement | Residential | Single Family | Space Heat | Building | 2006-01-01 | 17923 | 10 | 254 | 0.096921 | 11.8 | 1 | 1 | 0 | 6 | 1990 |  | TRUE | #NAME? | 10% | #NAME? | 75% | #NAME? | 65% | #NAME? | 55.17% | #NAME? | #NAME? | #NAME? | #NAME? | #NAME? | #NAME?
2005 T-24 | Std B6 | 5 | Lighting controls under skylights | Non-Residential | Miscellaneous | Lighting | Building | 2006-01-01 | 16304 | 15 | 599.7362 | 0 | 0 | 1.05 | 1.1133 | -0.0020167 | 12 | 2000 |  | TRUE | #NAME? | 95% | #NAME? | 95% | #NAME? | 90% | #NAME? | 93.88% | #NAME? | #NAME? | #NAME? | #NAME? | #NAME? | #NAME?
2005 T-24 | Std B7 | 6 | Ducts in existing commercial buildings | Non-Residential | Warehouse | HVAC Aux | Building | 2006-01-01 | 126000 | 15 | 0.26293 | 0.00019978 | 0.028016 | 1 | 1 | 0 | 18 | 2000 | units in square feet | TRUE | #NAME? | 75% | #NAME? | 75% | #NAME? | 70% | #NAME? | 73.87% | #NAME? | #NAME? | #NAME? | #NAME? | #NAME? | #NAME?
2005 T-24 | Std B8 | 7 | Cool roofs | Non-Residential | Miscellaneous | HVAC Aux | Building | 2006-01-01 | 2118173 | 10 | 0.327 | 0.00021264 | -0.0045 | 1 | 1 | 0 | 12 | 1990 | units in square feet | TRUE | #NAME? | 70% | #NAME? | 95% | #NAME? | 85% | #NAME? | 81.67% | #NAME? | #NAME? | #NAME? | #NAME? | #NAME? | #NAME?
2005 T-24 | Std B9 | 8 | Relocatable classrooms | Non-Residential | Education | Plug Load | Building | 2006-01-01 | 0 | 10 | 970 | 0 | 0 | 1 | 1 | 0 | 18 | 2000 |  | TRUE | #NAME? | 50% | #NAME? | 95% | #NAME? | 70% | #NAME? | 81.25% | #NAME? | #NAME? | #NAME? | #NAME? | #NAME? | #NAME?
2005 T-24 | Std B10 | 9 | Bi-level lighting control credits | Non-Residential | Miscellaneous | Lighting | Building | 2006-01-01 | 27634 | 10 | 0.15394 | 0 | 0 | 1.1 | 1.32 | -0.0041 | 12 | 1998 | units in square feet | TRUE | #NAME? | 10% | #NAME? | 85% | #NAME? | 80% | #NAME? | 75.38% | #NAME? | #NAME? | #NAME? | #NAME? | #NAME? | #NAME?
2005 T-24 | Std B11 | 10 | Duct testing/sealing in new commercial buildings | Non-Residential | Large Office | HVAC Aux | Building | 2006-01-01 | 1726264 | 10 | 0.34 | 0 | 0.0017 | 1 | 1 | 0 | 18 | 2000 |  | TRUE | #NAME? | 85% | #NAME? | 85% | #NAME? | 65% | #NAME? | 80.5% | #NAME? | #NAME? | #NAME? | #NAME? | #NAME? | #NAME?
2005 T-24 | Std B12 | 11 | Cooling tower applications | Non-Residential | Electric | Industrial | Building | 2006-01-01 | 0 | 13 | 3010000 | 0 | 0 | 1 | 1 | 0 | 12 | 2000 |  | TRUE | #NAME? | 90% | #NAME? | 80% | #NAME? | 75% | #NAME? | 80.25% | #NAME? | #NAME? | #NAME? | #NAME? | #NAME? | #NAME?
2005 T-24 | Std B13 | 0 | Multifamily Water Heating | Residential | Multi family | Water Heat | Building | 2006-01-01 | 0 | 15 | 0 | 0 | 600 | 1 | 1 | 0 | 12 | 2000 |  | TRUE | #NAME? | 85% | #NAME? | 80% | #NAME? | 85% | #NAME? | 82.75% | #NAME? | #NAME? | #NAME? | #NAME? | #NAME? | #NAME?
2005 T-24 | Std B14a | 12 | Composite for Remainder - Res | Residential | Miscellaneous | Cooling | Building | 2006-01-01 | 0 | 15 | 17.3435 | 0.024368 | 5.0599 | 1 | 1 | 0 | 12 | 2000 |  | TRUE | #NAME? | 19.8% | #NAME? | 29.7% | #NAME? | 27.9% | #NAME? | 26.1% | #NAME? | #NAME? | #NAME? | #NAME? | #NAME? | #NAME?
2005 T-24 | Std B14b | 12 | Composite for Remainder - Non-Res | Non-Residential | Miscellaneous | Cooling | Building | 2006-01-01 | 0 | 15 | 1.8089 | 0.00044931 | -0.0046541 | 1 | 1 | 0 | 12 | 2000 |  | TRUE | #NAME? | 19.8% | #NAME? | 29.7% | #NAME? | 27.9% | #NAME? | 26.1% | #NAME? | #NAME? | #NAME? | #NAME? | #NAME? | #NAME?
2005 T-24 | Std B15a | 1 | Whole Building - Res New Construction (Electric) | Whole Building | Whole Building | Whole Building | Building | 2006-01-01 | 0 | 15 | 370.1 | 0.022 | 0 | 1 | 1 | 0 | 12 | 2000 |  | TRUE | #NAME? | 75% | #NAME? | 95% | #NAME? | 90% | #NAME? | 87.76% | #NAME? | #NAME? | #NAME? | #NAME? | #NAME? | #NAME?
2005 T-24 | Std B15b | 1 | Whole Building - Non-Res New Construction (Electric) | Whole Building | Whole Building | Whole Building | Building | 2006-01-01 | 0 | 15 | 0 | 0 | 0 | 1 | 1 | 0 | 12 | 2000 |  | TRUE | #NAME? | 23.9% | #NAME? | 33.9% | #NAME? | 31.5% | #NAME? | 30.07% | #NAME? | #NAME? | #NAME? | #NAME? | #NAME? | #NAME?
2005 T-24 | Std B16a | 1 | Whole Building - Res New Construction (Gas) | Whole Building | Whole Building | Whole Building | Building | 2006-01-01 | 0 | 15 | 0 | 0 | 5.59 | 1 | 1 | 0 | 12 | 2000 |  | TRUE | #NAME? | 75% | #NAME? | 95% | #NAME? | 90% | #NAME? | 87.76% | #NAME? | #NAME? | #NAME? | #NAME? | #NAME? | #NAME?
2005 T-24 | Std B16b | 1 | Whole Building - Non-Res New Construction (Gas) | Whole Building | Whole Building | Whole Building | Building | 2006-01-01 | 0 | 15 | 0 | 0 |  | 1 | 1 | 0 | 12 | 2000 |  | TRUE | #NAME? | 23.9% | #NAME? | 33.9% | #NAME? | 31.5% | #NAME? | 30.07% | #NAME? | #NAME? | #NAME? | #NAME? | #NAME? | #NAME?
2006-2009 T-20 | Std 22a |  | BR, ER and R20 Incandescent Reflector Lamps: Residential | Residential |  |  | Equipment | 2008-01-08 | 0 | 4 | 5.8 | 0.00104 | 0 | 1.04 | 1.32 | -0.020667 | 18 | 2000 |  | TRUE | #NAME? | 90% | #NAME? | 75% | #NAME? | 40% | #NAME? | 60.75% | #NAME? | #NAME? | #NAME? | #NAME? | #NAME? | #NAME?
2006-2009 T-20 | Std 22b |  | BR, ER and R20 Incandescent Reflector Lamps: Commercial | Non-Residential |  |  | Equipment | 2008-01-08 | 0 | 1 | 33.6 | 0.00783 | 0 | 1.1 | 1.32 | -0.0041 | 18 | 2000 |  | TRUE | #NAME? | 90% | #NAME? | 75% | #NAME? | 40% | #NAME? | 60.75% | #NAME? | #NAME? | #NAME? | #NAME? | #NAME? | #NAME?
2006-2009 T-20 | Std 23 |  | Metal Halide Fixtures |  |  |  | Equipment | 2010-01-01 | 16977.8 | 14 | 171.6 | 0.0302 | 0 | 1.1 | 1.32 | -0.0041 | 9 | 2000 |  | TRUE | #NAME? | 70% | #NAME? | 70% | #NAME? | 75% | #NAME? | 72.25% | #NAME? | #NAME? | #NAME? | #NAME? | #NAME? | #NAME?
2006-2009 T-20 | Std 24 |  | Portable Lighting Fixtures |  |  |  | Equipment | 2010-01-01 | 0 | 12 | 25.56 | 0.0038 | 0 | 1.07 | 1.2733 | -0.01235 | 9 | 2000 |  | TRUE | #NAME? | 40% | #NAME? | 50% | #NAME? | 50% | #NAME? | 49% | #NAME? | #NAME? | #NAME? | #NAME? | #NAME? | #NAME?
2006-2009 T-20 | Std 25 |  | General Purpose Lighting -- 100 watt |  |  |  | Equipment | 2011-01-01 | 0 | 2 | 14.85 | 0.00205 | 0 | 1.07 | 1.2733 | -0.01235 | 6 | 2000 |  | TRUE | #NAME? | 90% | #NAME? | 80% | #NAME? | 65% | #NAME? | 75.75% | #NAME? | #NAME? | #NAME? | #NAME? | #NAME? | #NAME?
2006-2009 T-20 | Std 26 |  | General Purpose Lighting -- 75 watt |  |  |  | Equipment | 2012-01-01 | 0 | 2 | 10.79 | 0.00149 | 0 | 1.07 | 1.2733 | -0.01235 | 6 | 2000 |  | TRUE | #NAME? | 90% | #NAME? | 80% | #NAME? | 65% | #NAME? | 75.75% | #NAME? | #NAME? | #NAME? | #NAME? | #NAME? | #NAME?
2006-2009 T-20 | Std 27 |  | General Purpose Lighting -- 60 and 40 watt |  |  |  | Equipment | 2013-01-01 | 0 | 2 | 9.08 | 0.00125 | 0 | 1.07 | 1.2733 | -0.01235 | 6 | 2000 |  | TRUE | #NAME? | 90% | #NAME? | 80% | #NAME? | 65% | #NAME? | 75.75% | #NAME? | #NAME? | #NAME? | #NAME? | #NAME? | #NAME?
2006-2009 T-20 | Std 28a |  | Televisions - Tier 1 | Residential |  |  | Equipment | 2011-01-01 | 579000 | 10 | 110 | 0.01 | 0 | 1.05 | 1.32 | -0.020667 | 6 | 2000 |  | TRUE | #NAME? | 50% | #NAME? | 65% | #NAME? | 65% | #NAME? | 60.5% | #NAME? | #NAME? | #NAME? | #NAME? | #NAME? | #NAME?
2006-2009 T-20 | Std 28b |  | Televisions - Tier 2 | Residential |  |  | Equipment | 2013-01-01 | 579000 | 10 | 102 | 0.009 | 0 | 1.05 | 1.32 | -0.020667 | 6 | 2000 |  | TRUE | #NAME? | 50% | #NAME? | 65% | #NAME? | 65% | #NAME? | 60.5% | #NAME? | #NAME? | #NAME? | #NAME? | #NAME? | #NAME?
2011 T-20 (Battery chargers) | Std 29 |  | Battery charger - consumer - Tier 1 | Residential |  |  | Equipment | 2013-02-01 | 0 | 3.3258 | 1000 | 0.098548 | 0 | 1 | 1 | 0 | 9 | 2000 |  | TRUE | #NAME? | 0% | #NAME? | 0% | #NAME? | 0% | #NAME? | 74% | #NAME? | #NAME? | #NAME? | #NAME? | #NAME? | #NAME?
2011 T-20 (Battery chargers) | Std 31 |  | Battery charger - large - Tier 1 |  |  |  | Equipment | 2014-01-01 | 0 | 10.0493 | 1000 | 0.11905 | 0 | 1 | 1 | 0 | 9 | 2000 |  | TRUE | #NAME? | 0% | #NAME? | 0% | #NAME? | 0% | #NAME? | 74% | #NAME? | #NAME? | #NAME? | #NAME? | #NAME? | #NAME?
2011 T-20 (Battery chargers) | Std 32 |  | Battery charger - large - Tier 2 incremental |  |  |  | Equipment | 2014-01-01 | 0 | 10.0493 | 1000 | 0.19444 | 0 | 1 | 1 | 0 | 9 | 2000 |  | TRUE | #NAME? | 0% | #NAME? | 0% | #NAME? | 0% | #NAME? | 74% | #NAME? | #NAME? | #NAME? | #NAME? | #NAME? | #NAME?
Fed Appliance | Fed 1 |  | Electric Motors 1-200HP |  |  |  | Federal | 2010-12-01 | 0 | 7 | 575 | 0.079 | 0 | 1 | 1 | 0 | 24 | 2000 |  | TRUE | #NAME? | 0% | #NAME? | 75% | #NAME? | 40% | #NAME? | 52% | #NAME? | #NAME? | #NAME? | #NAME? | #NAME? | #NAME?
Fed Appliance | Fed 2 |  | Refrigerated Beverage Vending Machines |  |  |  | Federal | 2011-08-31 | 0 | 10 | 307.7 | 0.04089 | 0 | 1.025 | 1.16 | -0.010333 | 9 | 1998 |  | TRUE | #NAME? | 26% | #NAME? | 45% | #NAME? | 75% | #NAME? | 45.3% | #NAME? | #NAME? | #NAME? | #NAME? | #NAME? | #NAME?
Fed Appliance | Fed 3 |  | Commercial Refrigeration |  |  |  | Federal | 2012-01-01 | 0 | 10 | 548.3231 | 0.07311 | 0 | 1.05 | 1.32 | -0.020667 | 9 | 1995 |  | TRUE | #NAME? | 20% | #NAME? | 62.5% | #NAME? | 40% | #NAME? | 43.5% | #NAME? | #NAME? | #NAME? | #NAME? | #NAME? | #NAME?
Fed Appliance | Fed 4 |  | ASHRAE Products (Commercial boilers) |  |  |  | Federal | 2012-03-02 | 0 | 30 | 0 | 0 | 10 | 1 | 1 | 0 | 9 | 1965 |  | TRUE | #NAME? | 0% | #NAME? | 0% | #NAME? | 0% | #NAME? | 34.8% | #NAME? | #NAME? | #NAME? | #NAME? | #NAME? | #NAME?
Fed Appliance | Fed 5 |  | Residential Electric & Gas Ranges | Residential |  |  | Federal | 2012-04-09 | 0 | 19 | 0 | 0 | 30.5 | 1 | 1 | 0 | 9 | 1965 |  | TRUE | #NAME? | 0% | #NAME? | 20% | #NAME? | 25% | #NAME? | 22% | #NAME? | #NAME? | #NAME? | #NAME? | #NAME? | #NAME?
Fed Appliance | Fed 6 |  | Incandescent Reflector Lamps |  |  |  | Federal | 2012-07-14 | 0 | 1 | 7.1 | 0.00143 | 0 | 1.07 | 1.2733 | -0.01235 | 9 | 2008 |  | TRUE | #NAME? | 0% | #NAME? | 25% | #NAME? | 35% | #NAME? | 27% | #NAME? | #NAME? | #NAME? | #NAME? | #NAME? | #NAME?
Fed Appliance | Fed 7 |  | General Service Fluorescent Lamps |  |  |  | Federal | 2012-07-14 | 0 | 6 | 32.4 | 0.008 | 0 | 1.1 | 1.2267 | -0.0040333 | 9 | 2000 |  | TRUE | #NAME? | 0% | #NAME? | 10% | #NAME? | 35% | #NAME? | 19% | #NAME? | #NAME? | #NAME? | #NAME? | #NAME? | #NAME?
2008 T-24 | Std B17 |  | Envelope insulation |  |  |  | Building | 2010-10-01 | 0 | 30 | 0.15216 | 9.0208e-06 | 0.016876 | 1 | 1 | -0.0058021 | 12 | 2000 |  | TRUE | #NAME? | 90% | #NAME? | 80% | #NAME? | 65% | #NAME? | 77% | #NAME? | #NAME? | #NAME? | #NAME? | #NAME? | #NAME?
2008 T-24 | Std B18 |  | Overall Envelope Tradeoff |  |  |  | Building | 2010-10-01 | 0 | 30 | 0.19 | 0 |  | 1 | 1 | 0 | 12 | 1990 |  | TRUE | #NAME? | 85% | #NAME? | 85% | #NAME? | 90% | #NAME? | 85.25% | #NAME? | #NAME? | #NAME? | #NAME? | #NAME? | #NAME?
2008 T-24 | Std B19 |  | Skylighting |  |  |  | Building | 2010-10-01 | 0 | 10 | 1.8 | 0.0001 | 0 | 1 | 1 | -0.0040333 | 12 | 2000 |  | TRUE | #NAME? | 80% | #NAME? | 70% | #NAME? | 80% | #NAME? | 76% | #NAME? | #NAME? | #NAME? | #NAME? | #NAME? | #NAME?
2008 T-24 | Std B20 |  | Sidelighting |  |  |  | Building | 2010-10-01 | 0 | 10 | 0.92 | 0.00038 | 0.008 | 1 | 1 | -0.0040333 | 12 | 2000 |  | TRUE | #NAME? | 70% | #NAME? | 75% | #NAME? | 85% | #NAME? | 75.25% | #NAME? | #NAME? | #NAME? | #NAME? | #NAME? | #NAME?
2008 T-24 | Std B21 |  | Tailored Indoor lighting |  |  |  | Building | 2010-10-01 | 0 | 7 | 3.2 | 0.0007 | 0 | 1 | 1 | -0.0040333 | 12 | 2000 |  | TRUE | #NAME? | 70% | #NAME? | 70% | #NAME? | 65% | #NAME? | 68.25% | #NAME? | #NAME? | #NAME? | #NAME? | #NAME? | #NAME?
2008 T-24 | Std B22a |  | TDV Lighting Controls |  |  |  | Building | 2010-10-01 | 0 | 10 | 0 | 0 |  | 1 | 1 | 0 | 18 | 2006 |  | TRUE | #NAME? | 90% | #NAME? | 85% | #NAME? | 90% | #NAME? | 88.75% | #NAME? | #NAME? | #NAME? | #NAME? | #NAME? | #NAME?
2008 T-24 | Std B22b |  | DR Indoor Lighting |  |  |  | Building | 2010-10-01 | 0 | 10 | 4000 | 1 | 0 | 1 | 1 | -0.0020167 | 18 | 2000 |  | TRUE | #NAME? | 90% | #NAME? | 75% | #NAME? | 75% | #NAME? | 78.75% | #NAME? | #NAME? | #NAME? | #NAME? | #NAME? | #NAME?
2008 T-24 | Std B23 |  | Outdoor Lighting |  |  |  | Building | 2010-10-01 | 0 | 10 | 0.291 | 0 | 0 | 1 | 1 | 0 | 12 | 2000 |  | TRUE | #NAME? | 85% | #NAME? | 65% | #NAME? | 80% | #NAME? | 75.25% | #NAME? | #NAME? | #NAME? | #NAME? | #NAME? | #NAME?
2008 T-24 | Std B24 |  | Outdoor Signs |  |  |  | Building | 2010-10-01 | 0 | 10 | 1000 | 0 | 0 | 1 | 1 | 0 | 12 | 2000 |  | TRUE | #NAME? | 85% | #NAME? | 70% | #NAME? | 85% | #NAME? | 77.5% | #NAME? | #NAME? | #NAME? | #NAME? | #NAME? | #NAME?
2008 T-24 | Std B26 |  | Refrigerated warehouses |  |  |  | Building | 2010-10-01 | 0 | 30 | 7.9 | 0.0013 | 0 | 1 | 1 | 0 | 12 | 1985 |  | TRUE | #NAME? | 75% | #NAME? | 80% | #NAME? | 70% | #NAME? | 75.25% | #NAME? | #NAME? | #NAME? | #NAME? | #NAME? | #NAME?
2008 T-24 | Std B27 |  | DDC to Zone |  |  |  | Building | 2010-10-01 | 0 | 10 | 0.47462 | 0.00020172 | 0.061495 | 1 | 1 | 0 | 12 | 2000 |  | TRUE | #NAME? | 90% | #NAME? | 60% | #NAME? | 70% | #NAME? | 72.5% | #NAME? | #NAME? | #NAME? | #NAME? | #NAME? | #NAME?
2008 T-24 | Std B28 |  | Residential Swimming pool |  |  |  | Building | 2010-07-01 | 0 | 15 | 1623 | 0.907 | 0 | 1 | 1 | 0 | 12 | 2000 |  | TRUE | #NAME? | 65% | #NAME? | 75% | #NAME? | 60% | #NAME? | 67.5% | #NAME? | #NAME? | #NAME? | #NAME? | #NAME? | #NAME?
2008 T-24 | Std B29 |  | Site Built Fenestration |  |  |  | Building | 2010-10-01 | 0 | 25 | 1000 | 0 | 25.6757 | 1.17 | 1.27 | -0.0058021 | 12 | 2000 |  | TRUE | #NAME? | 70% | #NAME? | 65% | #NAME? | 65% | #NAME? | 66.75% | #NAME? | #NAME? | #NAME? | #NAME? | #NAME? | #NAME?
2008 T-24 | Std B30 |  | Residential Fenestration | Residential |  |  | Building | 2010-07-01 | 0 | 30 | 127 | 0.084 | 40 | 1.11 | 1.275 | -0.032082 | 12 | 2000 |  | TRUE | #NAME? | 90% | #NAME? | 75% | #NAME? | 80% | #NAME? | 80.75% | #NAME? | #NAME? | #NAME? | #NAME? | #NAME? | #NAME?
2008 T-24 | Std B31 |  | Cool Roof Expansion |  |  |  | Building | 2010-10-01 | 0 | 30 | 0.95604 | 8.829e-05 | -0.0027808 | 1 | 1 | 0 | 12 | 2000 |  | TRUE | #NAME? | 80% | #NAME? | 70% | #NAME? | 70% | #NAME? | 72.5% | #NAME? | #NAME? | #NAME? | #NAME? | #NAME? | #NAME?
2008 T-24 | Std B32 |  | MF Water heating control |  |  |  | Building | 2010-09-01 | 0 | 15 | 0 | 0 | 2.4 | 1 | 1 | 0 | 12 | 2000 |  | TRUE | #NAME? | 85% | #NAME? | 80% | #NAME? | 85% | #NAME? | 83.5% | #NAME? | #NAME? | #NAME? | #NAME? | #NAME? | #NAME?
2008 T-24 | Std B33a |  | CfR IL Complete Building Method |  |  |  | Building | 2010-09-01 | 0 | 15 | 0.91078 | 0.00020267 | 0 | 1 | 1 | -0.0040333 | 12 | 2000 |  | TRUE | #NAME? | 0% | #NAME? | 5% | #NAME? | 5% | #NAME? | 3.5% | #NAME? | #NAME? | #NAME? | #NAME? | #NAME? | #NAME?
2008 T-24 | Std B33b |  | CfR IL Area Category Method |  |  |  | Building | 2010-09-01 | 0 | 15 | 0.33099 | 7.4358e-05 | 0 | 1 | 1 | -0.0040333 | 12 | 2000 |  | TRUE | #NAME? | 0% | #NAME? | 5% | #NAME? | 5% | #NAME? | 3.5% | #NAME? | #NAME? | #NAME? | #NAME? | #NAME? | #NAME?
2008 T-24 | Std B33c |  | CfR IL Egress Control |  |  |  | Building | 2010-09-01 | 0 | 15 | 0.81039 | 0 | 0 | 1 | 1 | -0.0040333 | 12 | 2000 |  | TRUE | #NAME? | 0% | #NAME? | 5% | #NAME? | 5% | #NAME? | 3.5% | #NAME? | #NAME? | #NAME? | #NAME? | #NAME? | #NAME?
2008 T-24 | Std B33d |  | CfR HVAC Efficiency |  |  |  | Building | 2010-09-01 | 0 | 15 | 1000 | 0.54857 | 0 | 1 | 1 | -0.0040333 | 12 | 2000 |  | TRUE | #NAME? | 0% | #NAME? | 10% | #NAME? | 20% | #NAME? | 10% | #NAME? | #NAME? | #NAME? | #NAME? | #NAME? | #NAME?
2008 T-24 | Std B33e |  | CfR Res Cool Roofs |  |  |  | Building | 2010-09-01 | 0 | 15 | 1000 | 0.66631 | -17.3536 | 1.11 | 1.275 | -0.032082 | 12 | 2000 |  | TRUE | #NAME? | 5% | #NAME? | 10% | #NAME? | 30% | #NAME? | 14.5% | #NAME? | #NAME? | #NAME? | #NAME? | #NAME? | #NAME?
2008 T-24 | Std B33f |  | CfR Res Central Fan WL |  |  |  | Building | 2010-09-01 | 0 | 15 | 1000 | 0.62408 | 0 | 1.04 | 1.32 | -0.020667 | 12 | 2000 |  | TRUE | #NAME? | 20% | #NAME? | 30% | #NAME? | 0% | #NAME? | 20% | #NAME? | #NAME? | #NAME? | #NAME? | #NAME? | #NAME?
END- Insert New Standards above this line

## InputsTimeDependentComplianceE
Annual Compliance Estimates (2006-2020)
Standards
Tab | With CASE Report, Standard Adopted | 2006 | 2007 | 2008 | 2009 | 2010 | 2011 | 2012 | 2013 | 2014 | 2015 | 2016 | 2017 | 2018 | 2019 | 2020
Std 1 | Commercial Refrigeration Equipment, Solid Door | 70% | 70% | 70% | 70% | 70% | 70% | 70% | 70% | 70% | 70% | 70% | 70% | 70% | 70% | 70%
Std 2 | Commercial Refrigeration Equipment, Transparent Door | 0% | 70% | 70% | 70% | 70% | 70% | 70% | 70% | 70% | 70% | 70% | 70% | 70% | 70% | 70%
Std 3 | Commercial Ice Maker Equipment | 0% | 0% | 70% | 70% | 70% | 70% | 70% | 70% | 70% | 70% | 70% | 70% | 70% | 70% | 70%
Std 4 | Walk-In Refrigerators / Freezers |  |  |  |  | 91% | 91% | 91% | 91% | 91% | 91% | 91% | 91% | 91% | 91% | 91%
Std 5 | Refrigerated Beverage Vending Machines | 37% | 37% | 37% | 37% | 37% | 37% | 37% | 37% | 37% | 37% | 37% | 37% | 37% | 37% | 37%
Std 6 | Large Packaged Commercial Air-Conditioners, Tier 1 | 70% | 70% | 70% | 70% | 70% | 70% | 70% | 70% | 70% | 70% | 70% | 70% | 70% | 70% | 70%
Std 7 | Large Packaged Commercial Air-Conditioners, Tier 2 | 0% | 0% | 0% | 0% | 70% | 70% | 70% | 70% | 70% | 70% | 70% | 70% | 70% | 70% | 70%
Std 8 | Residential Pool Pumps, High Eff Motor, Tier 1 | 100% | 100% | 100% | 100% | 100% | 100% | 100% | 100% | 100% | 100% | 100% | 100% | 100% | 100% | 100%
Std 9 | Residential Pool Pumps, 2-speed Motors, Tier 2 |  |  | 86% | 86% | 86% | 86% | 86% | 86% | 86% | 86% | 86% | 86% | 86% | 86% | 86%
Std 10 | Portable Electric Spas | 70% | 70% | 70% | 70% | 70% | 70% | 70% | 70% | 70% | 70% | 70% | 70% | 70% | 70% | 70%
Std 11a | General Service Incandescent Lamps, Tier 1 | 68.7% | 68.7% | 68.7% | 68.7% | 68.7% | 68.7% | 68.7% | 68.7% | 68.7% | 68.7% | 68.7% | 68.7% | 68.7% | 68.7% | 68.7%
Std 11b_2010 | General Service Incandescent Lamps, Tier 2 | 0% | 0% | 72% | 72% | 72% | 72% | 87% | 87% | 87% | 87% | 87% | 87% | 87% | 87% | 87%
Std 11b_2011 | General Service Incandescent Lamps, Tier 2 | 0% | 0% | 72% | 72% | 72% | 72% | 87% | 87% | 87% | 87% | 87% | 87% | 87% | 87% | 87%
Std 11b_2012 | General Service Incandescent Lamps, Tier 2 | 0% | 0% | 0% | 0% | 0% | 0% | 88.98% | 88.98% | 88.98% | 88.98% | 88.98% | 88.98% | 88.98% | 88.98% | 88.98%
Std 12a | Pulse Start Metal Halide HID Luminaires, Tier 1(Vertical Lamps) | 100% | 100% | 100% | 100% | 100% | 100% | 100% | 100% | 100% | 100% | 100% | 100% | 100% | 100% | 100%
Std 12b | Pulse Start Metal Halide HID Luminaires, Tier 2(All other MH | 0% | 0% | 51.9% | 100% | 100% | 100% | 100% | 100% | 100% | 100% | 100% | 100% | 100% | 100% | 100%
Std 13 | Modular Furniture Task Lighting Fixtures | 0% | 0% | 70% | 70% | 70% | 70% | 70% | 70% | 70% | 70% | 70% | 70% | 70% | 70% | 70%
Std 14 | Hot Food Holding Cabinets | 70% | 70% | 70% | 70% | 70% | 70% | 70% | 70% | 70% | 70% | 70% | 70% | 70% | 70% | 70%
Std 15 | External Power Supplies, Tier 1 | 0% | 100% | 100% | 100% | 100% | 100% | 100% | 100% | 100% | 100% | 100% | 100% | 100% | 100% | 100%
Std 16 | External Power Supplies, Tier 2 | 0% | 0% | 98.7% | 98.7% | 98.7% | 98.7% | 98.7% | 98.7% | 98.7% | 98.7% | 98.7% | 98.7% | 98.7% | 98.7% | 98.7%
Std 17 | Consumer Electronics - Audio Players | 0% | 100% | 100% | 100% | 100% | 100% | 100% | 100% | 100% | 100% | 100% | 100% | 100% | 100% | 100%
Std 18a | Consumer Electronics - TVs | 96.1% | 96.1% | 96.1% | 96.1% | 96.1% | 96.1% | 96.1% | 96.1% | 96.1% | 96.1% | 96.1% | 96.1% | 96.1% | 96.1% | 96.1%
Std 18b | Consumer Electronics - DVDs | 31% | 31% | 31% | 31% | 31% | 31% | 31% | 31% | 31% | 31% | 31% | 31% | 31% | 31% | 31%
Std 19 | Water Dispensers | 70% | 70% | 70% | 70% | 70% | 70% | 70% | 70% | 70% | 70% | 70% | 70% | 70% | 70% | 70%
Std 20 | Unit Heaters and Duct Furnaces | 100% | 100% | 100% | 100% | 100% | 100% | 100% | 100% | 100% | 100% | 100% | 100% | 100% | 100% | 100%
Std 21 | Commercial Dishwasher Pre-Rinse Spray Valves | 100% | 100% | 100% | 100% | 100% | 100% | 100% | 100% | 100% | 100% | 100% | 100% | 100% | 100% | 100%
Std B1 | Time dependent valuation, Residential | bar: 2006 to 2020
Std B2 | Time dependent valuation, Nonresidential | bar: 2006 to 2020
Std B3 | Res. Hardwired lighting | 113% | 113% | 113% | 113% | 113% | 113% | 113% | 113% | 113% | 113% | 113% | 113% | 113% | 113% | 113%
Std B4 | Duct improvement | 59% | 59% | 59% | 59% | 59% | 59% | 59% | 59% | 59% | 59% | 59% | 59% | 59% | 59% | 59%
Std B5 | Window replacement | 80% | 80% | 80% | 80% | 80% | 80% | 80% | 80% | 80% | 80% | 80% | 80% | 80% | 80% | 80%
Std B6 | Lighting controls under skylights | 8.3% | 8.3% | 8.3% | 8.3% | 8.3% | 8.3% | 8.3% | 8.3% | 8.3% | 8.3% | 8.3% | 8.3% | 8.3% | 8.3% | 8.3%
Std B7 | Ducts in existing commercial buildings | 75% | 75% | 75% | 75% | 75% | 75% | 75% | 75% | 75% | 75% | 75% | 75% | 75% | 75% | 75%
Std B8 | Cool roofs | 75% | 75% | 75% | 75% | 75% | 75% | 75% | 75% | 75% | 75% | 75% | 75% | 75% | 75% | 75%
Std B9 | Relocatable classrooms | 100% | 100% | 100% | 100% | 100% | 100% | 100% | 100% | 100% | 100% | 100% | 100% | 100% | 100% | 100%
Std B10 | Bi-level lighting control credits | 78.7% | 78.7% | 78.7% | 78.7% | 78.7% | 78.7% | 78.7% | 78.7% | 78.7% | 78.7% | 78.7% | 78.7% | 78.7% | 78.7% | 78.7%
Std B11 | Duct testing/sealing in new commercial buildings | 81.5% | 81.5% | 81.5% | 81.5% | 81.5% | 81.5% | 81.5% | 81.5% | 81.5% | 81.5% | 81.5% | 81.5% | 81.5% | 81.5% | 81.5%
Std B12 | Cooling tower applications | 87.5% | 87.5% | 87.5% | 87.5% | 87.5% | 87.5% | 87.5% | 87.5% | 87.5% | 87.5% | 87.5% | 87.5% | 87.5% | 87.5% | 87.5%
Std B13 | Multifamily Water Heating | 78.1% | 78.1% | 78.1% | 78.1% | 78.1% | 78.1% | 78.1% | 78.1% | 78.1% | 78.1% | 78.1% | 78.1% | 78.1% | 78.1% | 78.1%
Std B14a | Composite for Remainder - Res | 120% | 120% | 120% | 120% | 120% | 120% | 120% | 120% | 120% | 120% | 120% | 120% | 120% | 120% | 120%
Std B14b | Composite for Remainder - Non-Res | 85.3% | 85.3% | 85.3% | 85.3% | 85.3% | 85.3% | 85.3% | 85.3% | 85.3% | 85.3% | 85.3% | 85.3% | 85.3% | 85.3% | 85.3%
Std B15a | Whole Building - Res New Construction (Electric) | 120% | 120% | 120% | 120% | 120% | 120% | 120% | 120% | 120% | 120% | 120% | 120% | 120% | 120% | 120%
Std B15b | Whole Building - Non-Res New Construction (Electric)
Std B16a | Whole Building - Res New Construction (Gas) | 235% | 235% | 235% | 235% | 235% | 235% | 235% | 235% | 235% | 235% | 235% | 235% | 235% | 235% | 235%
Std B16b | Whole Building - Non-Res New Construction (Gas)
Std 22a | BR, ER and R20 Incandescent Reflector Lamps: Residential |  |  |  |  | 81.7% | 81.7% | 81.7% | 81.7% | 81.7% | 81.7% | 81.7% | 81.7% | 81.7% | 81.7% | 81.7%
Std 22b | BR, ER and R20 Incandescent Reflector Lamps: Commercial |  |  |  |  | 81.7% | 81.7% | 81.7% | 81.7% | 81.7% | 81.7% | 81.7% | 81.7% | 81.7% | 81.7% | 81.7%
Std 23 | Metal Halide Fixtures |  |  |  |  | 95% | 95% | 95% | 95% | 95% | 95% | 95% | 95% | 95% | 95% | 95%
Std 24 | Portable Lighting Fixtures |  |  |  |  | 93% | 93% | 93% | 93% | 93% | 93% | 93% | 93% | 93% | 93% | 93%
Std 25 | General Purpose Lighting -- 100 watt | [5 empty] | 36% | 88% | 88% | 88% | 88% | 88% | 88% | 88% | 88% | 88%
Std 26 | General Purpose Lighting -- 75 watt | [6 empty] | 40% | 40% | 40% | 40% | 40% | 40% | 40% | 40% | 40%
Std 27 | General Purpose Lighting -- 60 and 40 watt |  |  | 84.57% | 84.57% | 84.57% | 84.57% | 84.57% | 84.57% | 84.57% | 84.57% | 84.57% | 84.57% | 84.57% | 84.57% | 84.57%
Std 28a | Televisions - Tier 1 |  |  |  |  | 98% | 98% | 98% | 98% | 98% | 98% | 98% | 98% | 98% | 98% | 98%
Std 28b | Televisions - Tier 2 | 2013: 84.57%; 2014: 84.57%; 2015: 84.57%; 2016: 84.57%; 2017: 84.57%; 2018: 84.57%; 2019: 84.57%; 2020: 84.57%
Std 29 | Battery charger - consumer - Tier 1 |  |  | 84.57% | 84.57% | 84.57% | 84.57% | 84.57% | 84.57% | 84.57% | 84.57% | 84.57% | 84.57% | 84.57% | 84.57% | 84.57%
Std 31 | Battery charger - large - Tier 1 |  |  | 84.57% | 84.57% | 84.57% | 84.57% | 84.57% | 84.57% | 84.57% | 84.57% | 84.57% | 84.57% | 84.57% | 84.57% | 84.57%
Std 32 | Battery charger - large - Tier 2 incremental |  |  | 84.57% | 84.57% | 84.57% | 84.57% | 84.57% | 84.57% | 84.57% | 84.57% | 84.57% | 84.57% | 84.57% | 84.57% | 84.57%
Fed 1 | Electric Motors 1-200HP |  |  |  |  | 91% | 91% | 91% | 91% | 91% | 91% | 91% | 91% | 91% | 91% | 91%
Fed 2 | Refrigerated Beverage Vending Machines |  |  |  |  | 37% | 37% | 37% | 37% | 37% | 37% | 37% | 37% | 37% | 37% | 37%
Fed 3 | Commercial Refrigeration |  |  |  |  | 70% | 70% | 70% | 70% | 70% | 70% | 70% | 70% | 70% | 70% | 70%
Fed 4 | ASHRAE Products (Commercial boilers) |  |  |  |  | 95% | 95% | 95% | 95% | 95% | 95% | 95% | 95% | 95% | 95% | 95%
Fed 5 | Residential Electric & Gas Ranges |  |  |  |  | 100% | 100% | 100% | 100% | 100% | 100% | 100% | 100% | 100% | 100% | 100%
Fed 6 | Incandescent Reflector Lamps |  |  |  |  | 6.9% | 6.9% | 6.9% | 6.9% | 6.9% | 6.9% | 6.9% | 6.9% | 6.9% | 6.9% | 6.9%
Fed 7 | General Service Fluorescent Lamps |  |  |  |  | 95% | 95% | 95% | 95% | 95% | 95% | 95% | 95% | 95% | 95% | 95%
Std B17 | Envelope insulation |  |  |  |  | 122.6% | 122.6% | 122.6% | 122.6% | 122.6% | 122.6% | 122.6% | 122.6% | 122.6% | 122.6% | 122.6%
Std B18 | Overall Envelope Tradeoff |  |  |  |  | 397% | 397% | 397% | 397% | 397% | 397% | 397% | 397% | 397% | 397% | 397%
Std B19 | Skylighting |  |  |  |  | 397% | 397% | 397% | 397% | 397% | 397% | 397% | 397% | 397% | 397% | 397%
Std B20 | Sidelighting |  |  |  |  | 397% | 397% | 397% | 397% | 397% | 397% | 397% | 397% | 397% | 397% | 397%
Std B21 | Tailored Indoor lighting |  |  |  |  | 572.5% | 572.5% | 572.5% | 572.5% | 572.5% | 572.5% | 572.5% | 572.5% | 572.5% | 572.5% | 572.5%
Std B22a | TDV Lighting Controls
Std B22b | DR Indoor Lighting |  |  |  |  | 397% | 397% | 397% | 397% | 397% | 397% | 397% | 397% | 397% | 397% | 397%
Std B23 | Outdoor Lighting |  |  |  |  | 83% | 83% | 83% | 83% | 83% | 83% | 83% | 83% | 83% | 83% | 83%
Std B24 | Outdoor Signs |  |  |  |  | 83% | 83% | 83% | 83% | 83% | 83% | 83% | 83% | 83% | 83% | 83%
Std B26 | Refrigerated warehouses |  |  |  |  | 83% | 83% | 83% | 83% | 83% | 83% | 83% | 83% | 83% | 83% | 83%
Std B27 | DDC to Zone |  |  |  |  | 397% | 397% | 397% | 397% | 397% | 397% | 397% | 397% | 397% | 397% | 397%
Std B28 | Residential Swimming pool |  |  |  |  | 83% | 83% | 83% | 83% | 83% | 83% | 83% | 83% | 83% | 83% | 83%
Std B29 | Site Built Fenestration |  |  |  |  | 83% | 83% | 83% | 83% | 83% | 83% | 83% | 83% | 83% | 83% | 83%
Std B30 | Residential Fenestration |  |  |  |  | 83% | 83% | 83% | 83% | 83% | 83% | 83% | 83% | 83% | 83% | 83%
Std B31 | Cool Roof Expansion |  |  |  |  | 152.7% | 152.7% | 152.7% | 152.7% | 152.7% | 152.7% | 152.7% | 152.7% | 152.7% | 152.7% | 152.7%
Std B32 | MF Water heating control
Std B33a | CfR IL Complete Building Method |  |  |  |  | 570.7% | 570.7% | 570.7% | 570.7% | 570.7% | 570.7% | 570.7% | 570.7% | 570.7% | 570.7% | 570.7%
Std B33b | CfR IL Area Category Method |  |  |  |  | 569.1% | 569.1% | 569.1% | 569.1% | 569.1% | 569.1% | 569.1% | 569.1% | 569.1% | 569.1% | 569.1%
Std B33c | CfR IL Egress Control |  |  |  |  | 397% | 397% | 397% | 397% | 397% | 397% | 397% | 397% | 397% | 397% | 397%
Std B33d | CfR HVAC Efficiency |  |  |  |  | 397% | 397% | 397% | 397% | 397% | 397% | 397% | 397% | 397% | 397% | 397%
Std B33e | CfR Res Cool Roofs |  |  |  |  | 83% | 83% | 83% | 83% | 83% | 83% | 83% | 83% | 83% | 83% | 83%
Std B33f | CfR Res Central Fan WL |  |  |  |  | 83% | 83% | 83% | 83% | 83% | 83% | 83% | 83% | 83% | 83% | 83%
END- Insert New Standards above this line

## InputsTimeDependentComplianceD
Annual Compliance Estimates (2006-2020)
Standards
Tab | With CASE Report, Standard Adopted | 2006 | 2007 | 2008 | 2009 | 2010 | 2011 | 2012 | 2013 | 2014 | 2015 | 2016 | 2017 | 2018 | 2019 | 2020
Std 1 | Commercial Refrigeration Equipment, Solid Door | 70% | 70% | 70% | 70% | 70% | 70% | 70% | 70% | 70% | 70% | 70% | 70% | 70% | 70% | 70%
Std 2 | Commercial Refrigeration Equipment, Transparent Door | 0% | 70% | 70% | 70% | 70% | 70% | 70% | 70% | 70% | 70% | 70% | 70% | 70% | 70% | 70%
Std 3 | Commercial Ice Maker Equipment | 0% | 0% | 70% | 70% | 70% | 70% | 70% | 70% | 70% | 70% | 70% | 70% | 70% | 70% | 70%
Std 4 | Walk-In Refrigerators / Freezers |  |  |  |  | 91% | 91% | 91% | 91% | 91% | 91% | 91% | 91% | 91% | 91% | 91%
Std 5 | Refrigerated Beverage Vending Machines | 37% | 37% | 37% | 37% | 37% | 37% | 37% | 37% | 37% | 37% | 37% | 37% | 37% | 37% | 37%
Std 6 | Large Packaged Commercial Air-Conditioners, Tier 1 | 70% | 70% | 70% | 70% | 70% | 70% | 70% | 70% | 70% | 70% | 70% | 70% | 70% | 70% | 70%
Std 7 | Large Packaged Commercial Air-Conditioners, Tier 2 | 0% | 0% | 0% | 0% | 70% | 70% | 70% | 70% | 70% | 70% | 70% | 70% | 70% | 70% | 70%
Std 8 | Residential Pool Pumps, High Eff Motor, Tier 1 | 100% | 100% | 100% | 100% | 100% | 100% | 100% | 100% | 100% | 100% | 100% | 100% | 100% | 100% | 100%
Std 9 | Residential Pool Pumps, 2-speed Motors, Tier 2 |  |  | 86% | 86% | 86% | 86% | 86% | 86% | 86% | 86% | 86% | 86% | 86% | 86% | 86%
Std 10 | Portable Electric Spas | 70% | 70% | 70% | 70% | 70% | 70% | 70% | 70% | 70% | 70% | 70% | 70% | 70% | 70% | 70%
Std 11a | General Service Incandescent Lamps, Tier 1 | 68.7% | 68.7% | 68.7% | 68.7% | 68.7% | 68.7% | 68.7% | 68.7% | 68.7% | 68.7% | 68.7% | 68.7% | 68.7% | 68.7% | 68.7%
Std 11b_2010 | General Service Incandescent Lamps, Tier 2 | 0% | 0% | 72% | 72% | 72% | 72% | 87% | 87% | 87% | 87% | 87% | 87% | 87% | 87% | 87%
Std 11b_2011 | General Service Incandescent Lamps, Tier 2 | 0% | 0% | 72% | 72% | 72% | 72% | 87% | 87% | 87% | 87% | 87% | 87% | 87% | 87% | 87%
Std 11b_2012 | General Service Incandescent Lamps, Tier 2 | 0% | 0% | 0% | 0% | 0% | 0% | 88.98% | 88.98% | 88.98% | 88.98% | 88.98% | 88.98% | 88.98% | 88.98% | 88.98%
Std 12a | Pulse Start Metal Halide HID Luminaires, Tier 1(Vertical Lamps) | 100% | 100% | 100% | 100% | 100% | 100% | 100% | 100% | 100% | 100% | 100% | 100% | 100% | 100% | 100%
Std 12b | Pulse Start Metal Halide HID Luminaires, Tier 2(All other MH | 0% | 0% | 51.9% | 100% | 100% | 100% | 100% | 100% | 100% | 100% | 100% | 100% | 100% | 100% | 100%
Std 13 | Modular Furniture Task Lighting Fixtures | 0% | 0% | 70% | 70% | 70% | 70% | 70% | 70% | 70% | 70% | 70% | 70% | 70% | 70% | 70%
Std 14 | Hot Food Holding Cabinets | 70% | 70% | 70% | 70% | 70% | 70% | 70% | 70% | 70% | 70% | 70% | 70% | 70% | 70% | 70%
Std 15 | External Power Supplies, Tier 1 | 0% | 100% | 100% | 100% | 100% | 100% | 100% | 100% | 100% | 100% | 100% | 100% | 100% | 100% | 100%
Std 16 | External Power Supplies, Tier 2 | 0% | 0% | 98.7% | 98.7% | 98.7% | 98.7% | 98.7% | 98.7% | 98.7% | 98.7% | 98.7% | 98.7% | 98.7% | 98.7% | 98.7%
Std 17 | Consumer Electronics - Audio Players | 0% | 100% | 100% | 100% | 100% | 100% | 100% | 100% | 100% | 100% | 100% | 100% | 100% | 100% | 100%
Std 18a | Consumer Electronics - TVs | 96.1% | 96.1% | 96.1% | 96.1% | 96.1% | 96.1% | 96.1% | 96.1% | 96.1% | 96.1% | 96.1% | 96.1% | 96.1% | 96.1% | 96.1%
Std 18b | Consumer Electronics - DVDs | 31% | 31% | 31% | 31% | 31% | 31% | 31% | 31% | 31% | 31% | 31% | 31% | 31% | 31% | 31%
Std 19 | Water Dispensers | 70% | 70% | 70% | 70% | 70% | 70% | 70% | 70% | 70% | 70% | 70% | 70% | 70% | 70% | 70%
Std 20 | Unit Heaters and Duct Furnaces | 100% | 100% | 100% | 100% | 100% | 100% | 100% | 100% | 100% | 100% | 100% | 100% | 100% | 100% | 100%
Std 21 | Commercial Dishwasher Pre-Rinse Spray Valves | 100% | 100% | 100% | 100% | 100% | 100% | 100% | 100% | 100% | 100% | 100% | 100% | 100% | 100% | 100%
Std B1 | Time dependent valuation, Residential | bar: 2006 to 2020
Std B2 | Time dependent valuation, Nonresidential | bar: 2006 to 2020
Std B3 | Res. Hardwired lighting | 113% | 113% | 113% | 113% | 113% | 113% | 113% | 113% | 113% | 113% | 113% | 113% | 113% | 113% | 113%
Std B4 | Duct improvement | 59% | 59% | 59% | 59% | 59% | 59% | 59% | 59% | 59% | 59% | 59% | 59% | 59% | 59% | 59%
Std B5 | Window replacement | 80% | 80% | 80% | 80% | 80% | 80% | 80% | 80% | 80% | 80% | 80% | 80% | 80% | 80% | 80%
Std B6 | Lighting controls under skylights | 8.3% | 8.3% | 8.3% | 8.3% | 8.3% | 8.3% | 8.3% | 8.3% | 8.3% | 8.3% | 8.3% | 8.3% | 8.3% | 8.3% | 8.3%
Std B7 | Ducts in existing commercial buildings | 75% | 75% | 75% | 75% | 75% | 75% | 75% | 75% | 75% | 75% | 75% | 75% | 75% | 75% | 75%
Std B8 | Cool roofs | 75% | 75% | 75% | 75% | 75% | 75% | 75% | 75% | 75% | 75% | 75% | 75% | 75% | 75% | 75%
Std B9 | Relocatable classrooms | 100% | 100% | 100% | 100% | 100% | 100% | 100% | 100% | 100% | 100% | 100% | 100% | 100% | 100% | 100%
Std B10 | Bi-level lighting control credits | 78.7% | 78.7% | 78.7% | 78.7% | 78.7% | 78.7% | 78.7% | 78.7% | 78.7% | 78.7% | 78.7% | 78.7% | 78.7% | 78.7% | 78.7%
Std B11 | Duct testing/sealing in new commercial buildings | 81.5% | 81.5% | 81.5% | 81.5% | 81.5% | 81.5% | 81.5% | 81.5% | 81.5% | 81.5% | 81.5% | 81.5% | 81.5% | 81.5% | 81.5%
Std B12 | Cooling tower applications | 87.5% | 87.5% | 87.5% | 87.5% | 87.5% | 87.5% | 87.5% | 87.5% | 87.5% | 87.5% | 87.5% | 87.5% | 87.5% | 87.5% | 87.5%
Std B13 | Multifamily Water Heating | 78.1% | 78.1% | 78.1% | 78.1% | 78.1% | 78.1% | 78.1% | 78.1% | 78.1% | 78.1% | 78.1% | 78.1% | 78.1% | 78.1% | 78.1%
Std B14a | Composite for Remainder - Res | 120% | 120% | 120% | 120% | 120% | 120% | 120% | 120% | 120% | 120% | 120% | 120% | 120% | 120% | 120%
Std B14b | Composite for Remainder - Non-Res | 85.3% | 85.3% | 85.3% | 85.3% | 85.3% | 85.3% | 85.3% | 85.3% | 85.3% | 85.3% | 85.3% | 85.3% | 85.3% | 85.3% | 85.3%
Std B15a | Whole Building - Res New Construction (Electric) | 120% | 120% | 120% | 120% | 120% | 120% | 120% | 120% | 120% | 120% | 120% | 120% | 120% | 120% | 120%
Std B15b | Whole Building - Non-Res New Construction (Electric)
Std B16a | Whole Building - Res New Construction (Gas) | 235% | 235% | 235% | 235% | 235% | 235% | 235% | 235% | 235% | 235% | 235% | 235% | 235% | 235% | 235%
Std B16b | Whole Building - Non-Res New Construction (Gas)
Std 22a | BR, ER and R20 Incandescent Reflector Lamps: Residential |  |  |  |  | 81.7% | 81.7% | 81.7% | 81.7% | 81.7% | 81.7% | 81.7% | 81.7% | 81.7% | 81.7% | 81.7%
Std 22b | BR, ER and R20 Incandescent Reflector Lamps: Commercial |  |  |  |  | 81.7% | 81.7% | 81.7% | 81.7% | 81.7% | 81.7% | 81.7% | 81.7% | 81.7% | 81.7% | 81.7%
Std 23 | Metal Halide Fixtures |  |  |  |  | 95% | 95% | 95% | 95% | 95% | 95% | 95% | 95% | 95% | 95% | 95%
Std 24 | Portable Lighting Fixtures |  |  |  |  | 93% | 93% | 93% | 93% | 93% | 93% | 93% | 93% | 93% | 93% | 93%
Std 25 | General Purpose Lighting -- 100 watt | [5 empty] | 36% | 88% | 88% | 88% | 88% | 88% | 88% | 88% | 88% | 88%
Std 26 | General Purpose Lighting -- 75 watt | [6 empty] | 40% | 40% | 40% | 40% | 40% | 40% | 40% | 40% | 40%
Std 27 | General Purpose Lighting -- 60 and 40 watt |  |  | 84.57% | 84.57% | 84.57% | 84.57% | 84.57% | 84.57% | 84.57% | 84.57% | 84.57% | 84.57% | 84.57% | 84.57% | 84.57%
Std 28a | Televisions - Tier 1 |  |  |  |  | 98% | 98% | 98% | 98% | 98% | 98% | 98% | 98% | 98% | 98% | 98%
Std 28b | Televisions - Tier 2 | 2013: 84.57%; 2014: 84.57%; 2015: 84.57%; 2016: 84.57%; 2017: 84.57%; 2018: 84.57%; 2019: 84.57%; 2020: 84.57%
Std 29 | Battery charger - consumer - Tier 1 |  |  | 84.57% | 84.57% | 84.57% | 84.57% | 84.57% | 84.57% | 84.57% | 84.57% | 84.57% | 84.57% | 84.57% | 84.57% | 84.57%
Std 31 | Battery charger - large - Tier 1 |  |  | 84.57% | 84.57% | 84.57% | 84.57% | 84.57% | 84.57% | 84.57% | 84.57% | 84.57% | 84.57% | 84.57% | 84.57% | 84.57%
Std 32 | Battery charger - large - Tier 2 incremental |  |  | 84.57% | 84.57% | 84.57% | 84.57% | 84.57% | 84.57% | 84.57% | 84.57% | 84.57% | 84.57% | 84.57% | 84.57% | 84.57%
Fed 1 | Electric Motors 1-200HP |  |  |  |  | 91% | 91% | 91% | 91% | 91% | 91% | 91% | 91% | 91% | 91% | 91%
Fed 2 | Refrigerated Beverage Vending Machines |  |  |  |  | 37% | 37% | 37% | 37% | 37% | 37% | 37% | 37% | 37% | 37% | 37%
Fed 3 | Commercial Refrigeration |  |  |  |  | 70% | 70% | 70% | 70% | 70% | 70% | 70% | 70% | 70% | 70% | 70%
Fed 4 | ASHRAE Products (Commercial boilers) |  |  |  |  | 95% | 95% | 95% | 95% | 95% | 95% | 95% | 95% | 95% | 95% | 95%
Fed 5 | Residential Electric & Gas Ranges |  |  |  |  | 100% | 100% | 100% | 100% | 100% | 100% | 100% | 100% | 100% | 100% | 100%
Fed 6 | Incandescent Reflector Lamps |  |  |  |  | 6.9% | 6.9% | 6.9% | 6.9% | 6.9% | 6.9% | 6.9% | 6.9% | 6.9% | 6.9% | 6.9%
Fed 7 | General Service Fluorescent Lamps |  |  |  |  | 95% | 95% | 95% | 95% | 95% | 95% | 95% | 95% | 95% | 95% | 95%
Std B17 | Envelope insulation |  |  |  |  | 329% | 329% | 329% | 329% | 329% | 329% | 329% | 329% | 329% | 329% | 329%
Std B18 | Overall Envelope Tradeoff |  |  |  |  | 329% | 329% | 329% | 329% | 329% | 329% | 329% | 329% | 329% | 329% | 329%
Std B19 | Skylighting |  |  |  |  | 329% | 329% | 329% | 329% | 329% | 329% | 329% | 329% | 329% | 329% | 329%
Std B20 | Sidelighting |  |  |  |  | 329% | 329% | 329% | 329% | 329% | 329% | 329% | 329% | 329% | 329% | 329%
Std B21 | Tailored Indoor lighting |  |  |  |  | 571.7% | 571.7% | 571.7% | 571.7% | 571.7% | 571.7% | 571.7% | 571.7% | 571.7% | 571.7% | 571.7%
Std B22a | TDV Lighting Controls
Std B22b | DR Indoor Lighting |  |  |  |  | 329% | 329% | 329% | 329% | 329% | 329% | 329% | 329% | 329% | 329% | 329%
Std B23 | Outdoor Lighting |  |  |  |  | 83% | 83% | 83% | 83% | 83% | 83% | 83% | 83% | 83% | 83% | 83%
Std B24 | Outdoor Signs |  |  |  |  | 83% | 83% | 83% | 83% | 83% | 83% | 83% | 83% | 83% | 83% | 83%
Std B26 | Refrigerated warehouses |  |  |  |  | 83% | 83% | 83% | 83% | 83% | 83% | 83% | 83% | 83% | 83% | 83%
Std B27 | DDC to Zone |  |  |  |  | 329% | 329% | 329% | 329% | 329% | 329% | 329% | 329% | 329% | 329% | 329%
Std B28 | Residential Swimming pool |  |  |  |  | 83% | 83% | 83% | 83% | 83% | 83% | 83% | 83% | 83% | 83% | 83%
Std B29 | Site Built Fenestration |  |  |  |  | 83% | 83% | 83% | 83% | 83% | 83% | 83% | 83% | 83% | 83% | 83%
Std B30 | Residential Fenestration |  |  |  |  | 83% | 83% | 83% | 83% | 83% | 83% | 83% | 83% | 83% | 83% | 83%
Std B31 | Cool Roof Expansion |  |  |  |  | 137.8% | 137.8% | 137.8% | 137.8% | 137.8% | 137.8% | 137.8% | 137.8% | 137.8% | 137.8% | 137.8%
Std B32 | MF Water heating control
Std B33a | CfR IL Complete Building Method |  |  |  |  | 569.1% | 569.1% | 569.1% | 569.1% | 569.1% | 569.1% | 569.1% | 569.1% | 569.1% | 569.1% | 569.1%
Std B33b | CfR IL Area Category Method |  |  |  |  | 567% | 567% | 567% | 567% | 567% | 567% | 567% | 567% | 567% | 567% | 567%
Std B33c | CfR IL Egress Control |  |  |  |  | 329% | 329% | 329% | 329% | 329% | 329% | 329% | 329% | 329% | 329% | 329%
Std B33d | CfR HVAC Efficiency |  |  |  |  | 329% | 329% | 329% | 329% | 329% | 329% | 329% | 329% | 329% | 329% | 329%
Std B33e | CfR Res Cool Roofs |  |  |  |  | 83% | 83% | 83% | 83% | 83% | 83% | 83% | 83% | 83% | 83% | 83%
Std B33f | CfR Res Central Fan WL |  |  |  |  | 83% | 83% | 83% | 83% | 83% | 83% | 83% | 83% | 83% | 83% | 83%
END- Insert New Standards above this line

## InputsTimeDependentComplianceG
Annual Compliance Estimates (2006-2020)
Standards
Tab | With CASE Report, Standard Adopted | 2006 | 2007 | 2008 | 2009 | 2010 | 2011 | 2012 | 2013 | 2014 | 2015 | 2016 | 2017 | 2018 | 2019 | 2020
Std 1 | Commercial Refrigeration Equipment, Solid Door | 70% | 70% | 70% | 70% | 70% | 70% | 70% | 70% | 70% | 70% | 70% | 70% | 70% | 70% | 70%
Std 2 | Commercial Refrigeration Equipment, Transparent Door | 0% | 70% | 70% | 70% | 70% | 70% | 70% | 70% | 70% | 70% | 70% | 70% | 70% | 70% | 70%
Std 3 | Commercial Ice Maker Equipment | 0% | 0% | 70% | 70% | 70% | 70% | 70% | 70% | 70% | 70% | 70% | 70% | 70% | 70% | 70%
Std 4 | Walk-In Refrigerators / Freezers |  |  |  |  | 91% | 91% | 91% | 91% | 91% | 91% | 91% | 91% | 91% | 91% | 91%
Std 5 | Refrigerated Beverage Vending Machines | 37% | 37% | 37% | 37% | 37% | 37% | 37% | 37% | 37% | 37% | 37% | 37% | 37% | 37% | 37%
Std 6 | Large Packaged Commercial Air-Conditioners, Tier 1 | 70% | 70% | 70% | 70% | 70% | 70% | 70% | 70% | 70% | 70% | 70% | 70% | 70% | 70% | 70%
Std 7 | Large Packaged Commercial Air-Conditioners, Tier 2 | 0% | 0% | 0% | 0% | 70% | 70% | 70% | 70% | 70% | 70% | 70% | 70% | 70% | 70% | 70%
Std 8 | Residential Pool Pumps, High Eff Motor, Tier 1 | 100% | 100% | 100% | 100% | 100% | 100% | 100% | 100% | 100% | 100% | 100% | 100% | 100% | 100% | 100%
Std 9 | Residential Pool Pumps, 2-speed Motors, Tier 2 |  |  | 86% | 86% | 86% | 86% | 86% | 86% | 86% | 86% | 86% | 86% | 86% | 86% | 86%
Std 10 | Portable Electric Spas | 70% | 70% | 70% | 70% | 70% | 70% | 70% | 70% | 70% | 70% | 70% | 70% | 70% | 70% | 70%
Std 11a | General Service Incandescent Lamps, Tier 1 | 68.7% | 68.7% | 68.7% | 68.7% | 68.7% | 68.7% | 68.7% | 68.7% | 68.7% | 68.7% | 68.7% | 68.7% | 68.7% | 68.7% | 68.7%
Std 11b_2010 | General Service Incandescent Lamps, Tier 2 | 0% | 0% | 72% | 72% | 72% | 72% | 87% | 87% | 87% | 87% | 87% | 87% | 87% | 87% | 87%
Std 11b_2011 | General Service Incandescent Lamps, Tier 2 | 0% | 0% | 72% | 72% | 72% | 72% | 87% | 87% | 87% | 87% | 87% | 87% | 87% | 87% | 87%
Std 11b_2012 | General Service Incandescent Lamps, Tier 2 | 0% | 0% | 0% | 0% | 0% | 0% | 88.98% | 88.98% | 88.98% | 88.98% | 88.98% | 88.98% | 88.98% | 88.98% | 88.98%
Std 12a | Pulse Start Metal Halide HID Luminaires, Tier 1(Vertical Lamps) | 100% | 100% | 100% | 100% | 100% | 100% | 100% | 100% | 100% | 100% | 100% | 100% | 100% | 100% | 100%
Std 12b | Pulse Start Metal Halide HID Luminaires, Tier 2(All other MH | 0% | 0% | 51.9% | 100% | 100% | 100% | 100% | 100% | 100% | 100% | 100% | 100% | 100% | 100% | 100%
Std 13 | Modular Furniture Task Lighting Fixtures | 0% | 0% | 70% | 70% | 70% | 70% | 70% | 70% | 70% | 70% | 70% | 70% | 70% | 70% | 70%
Std 14 | Hot Food Holding Cabinets | 70% | 70% | 70% | 70% | 70% | 70% | 70% | 70% | 70% | 70% | 70% | 70% | 70% | 70% | 70%
Std 15 | External Power Supplies, Tier 1 | 0% | 100% | 100% | 100% | 100% | 100% | 100% | 100% | 100% | 100% | 100% | 100% | 100% | 100% | 100%
Std 16 | External Power Supplies, Tier 2 | 0% | 0% | 98.7% | 98.7% | 98.7% | 98.7% | 98.7% | 98.7% | 98.7% | 98.7% | 98.7% | 98.7% | 98.7% | 98.7% | 98.7%
Std 17 | Consumer Electronics - Audio Players | 0% | 100% | 100% | 100% | 100% | 100% | 100% | 100% | 100% | 100% | 100% | 100% | 100% | 100% | 100%
Std 18a | Consumer Electronics - TVs | 96.1% | 96.1% | 96.1% | 96.1% | 96.1% | 96.1% | 96.1% | 96.1% | 96.1% | 96.1% | 96.1% | 96.1% | 96.1% | 96.1% | 96.1%
Std 18b | Consumer Electronics - DVDs | 31% | 31% | 31% | 31% | 31% | 31% | 31% | 31% | 31% | 31% | 31% | 31% | 31% | 31% | 31%
Std 19 | Water Dispensers | 70% | 70% | 70% | 70% | 70% | 70% | 70% | 70% | 70% | 70% | 70% | 70% | 70% | 70% | 70%
Std 20 | Unit Heaters and Duct Furnaces | 100% | 100% | 100% | 100% | 100% | 100% | 100% | 100% | 100% | 100% | 100% | 100% | 100% | 100% | 100%
Std 21 | Commercial Dishwasher Pre-Rinse Spray Valves | 100% | 100% | 100% | 100% | 100% | 100% | 100% | 100% | 100% | 100% | 100% | 100% | 100% | 100% | 100%
Std B1 | Time dependent valuation, Residential | bar: 2006 to 2020
Std B2 | Time dependent valuation, Nonresidential | bar: 2006 to 2020
Std B3 | Res. Hardwired lighting | 113% | 113% | 113% | 113% | 113% | 113% | 113% | 113% | 113% | 113% | 113% | 113% | 113% | 113% | 113%
Std B4 | Duct improvement | 59% | 59% | 59% | 59% | 59% | 59% | 59% | 59% | 59% | 59% | 59% | 59% | 59% | 59% | 59%
Std B5 | Window replacement | 80% | 80% | 80% | 80% | 80% | 80% | 80% | 80% | 80% | 80% | 80% | 80% | 80% | 80% | 80%
Std B6 | Lighting controls under skylights | 8.3% | 8.3% | 8.3% | 8.3% | 8.3% | 8.3% | 8.3% | 8.3% | 8.3% | 8.3% | 8.3% | 8.3% | 8.3% | 8.3% | 8.3%
Std B7 | Ducts in existing commercial buildings | 75% | 75% | 75% | 75% | 75% | 75% | 75% | 75% | 75% | 75% | 75% | 75% | 75% | 75% | 75%
Std B8 | Cool roofs | 75% | 75% | 75% | 75% | 75% | 75% | 75% | 75% | 75% | 75% | 75% | 75% | 75% | 75% | 75%
Std B9 | Relocatable classrooms | 100% | 100% | 100% | 100% | 100% | 100% | 100% | 100% | 100% | 100% | 100% | 100% | 100% | 100% | 100%
Std B10 | Bi-level lighting control credits | 78.7% | 78.7% | 78.7% | 78.7% | 78.7% | 78.7% | 78.7% | 78.7% | 78.7% | 78.7% | 78.7% | 78.7% | 78.7% | 78.7% | 78.7%
Std B11 | Duct testing/sealing in new commercial buildings | 81.5% | 81.5% | 81.5% | 81.5% | 81.5% | 81.5% | 81.5% | 81.5% | 81.5% | 81.5% | 81.5% | 81.5% | 81.5% | 81.5% | 81.5%
Std B12 | Cooling tower applications | 87.5% | 87.5% | 87.5% | 87.5% | 87.5% | 87.5% | 87.5% | 87.5% | 87.5% | 87.5% | 87.5% | 87.5% | 87.5% | 87.5% | 87.5%
Std B13 | Multifamily Water Heating | 78.1% | 78.1% | 78.1% | 78.1% | 78.1% | 78.1% | 78.1% | 78.1% | 78.1% | 78.1% | 78.1% | 78.1% | 78.1% | 78.1% | 78.1%
Std B14a | Composite for Remainder - Res | 120% | 120% | 120% | 120% | 120% | 120% | 120% | 120% | 120% | 120% | 120% | 120% | 120% | 120% | 120%
Std B14b | Composite for Remainder - Non-Res | 85.3% | 85.3% | 85.3% | 85.3% | 85.3% | 85.3% | 85.3% | 85.3% | 85.3% | 85.3% | 85.3% | 85.3% | 85.3% | 85.3% | 85.3%
Std B15a | Whole Building - Res New Construction (Electric) | 120% | 120% | 120% | 120% | 120% | 120% | 120% | 120% | 120% | 120% | 120% | 120% | 120% | 120% | 120%
Std B15b | Whole Building - Non-Res New Construction (Electric)
Std B16a | Whole Building - Res New Construction (Gas) | 235% | 235% | 235% | 235% | 235% | 235% | 235% | 235% | 235% | 235% | 235% | 235% | 235% | 235% | 235%
Std B16b | Whole Building - Non-Res New Construction (Gas)
Std 22a | BR, ER and R20 Incandescent Reflector Lamps: Residential |  |  |  |  | 81.7% | 81.7% | 81.7% | 81.7% | 81.7% | 81.7% | 81.7% | 81.7% | 81.7% | 81.7% | 81.7%
Std 22b | BR, ER and R20 Incandescent Reflector Lamps: Commercial |  |  |  |  | 81.7% | 81.7% | 81.7% | 81.7% | 81.7% | 81.7% | 81.7% | 81.7% | 81.7% | 81.7% | 81.7%
Std 23 | Metal Halide Fixtures |  |  |  |  | 95% | 95% | 95% | 95% | 95% | 95% | 95% | 95% | 95% | 95% | 95%
Std 24 | Portable Lighting Fixtures |  |  |  |  | 93% | 93% | 93% | 93% | 93% | 93% | 93% | 93% | 93% | 93% | 93%
Std 25 | General Purpose Lighting -- 100 watt | [5 empty] | 36% | 88% | 88% | 88% | 88% | 88% | 88% | 88% | 88% | 88%
Std 26 | General Purpose Lighting -- 75 watt | [6 empty] | 40% | 40% | 40% | 40% | 40% | 40% | 40% | 40% | 40%
Std 27 | General Purpose Lighting -- 60 and 40 watt |  |  | 84.57% | 84.57% | 84.57% | 84.57% | 84.57% | 84.57% | 84.57% | 84.57% | 84.57% | 84.57% | 84.57% | 84.57% | 84.57%
Std 28a | Televisions - Tier 1 |  |  |  |  | 98% | 98% | 98% | 98% | 98% | 98% | 98% | 98% | 98% | 98% | 98%
Std 28b | Televisions - Tier 2 | 2013: 84.57%; 2014: 84.57%; 2015: 84.57%; 2016: 84.57%; 2017: 84.57%; 2018: 84.57%; 2019: 84.57%; 2020: 84.57%
Std 29 | Battery charger - consumer - Tier 1 |  |  | 84.57% | 84.57% | 84.57% | 84.57% | 84.57% | 84.57% | 84.57% | 84.57% | 84.57% | 84.57% | 84.57% | 84.57% | 84.57%
Std 31 | Battery charger - large - Tier 1 |  |  | 84.57% | 84.57% | 84.57% | 84.57% | 84.57% | 84.57% | 84.57% | 84.57% | 84.57% | 84.57% | 84.57% | 84.57% | 84.57%
Std 32 | Battery charger - large - Tier 2 incremental |  |  | 84.57% | 84.57% | 84.57% | 84.57% | 84.57% | 84.57% | 84.57% | 84.57% | 84.57% | 84.57% | 84.57% | 84.57% | 84.57%
Fed 1 | Electric Motors 1-200HP |  |  |  |  | 91% | 91% | 91% | 91% | 91% | 91% | 91% | 91% | 91% | 91% | 91%
Fed 2 | Refrigerated Beverage Vending Machines |  |  |  |  | 37% | 37% | 37% | 37% | 37% | 37% | 37% | 37% | 37% | 37% | 37%
Fed 3 | Commercial Refrigeration |  |  |  |  | 70% | 70% | 70% | 70% | 70% | 70% | 70% | 70% | 70% | 70% | 70%
Fed 4 | ASHRAE Products (Commercial boilers) |  |  |  |  | 95% | 95% | 95% | 95% | 95% | 95% | 95% | 95% | 95% | 95% | 95%
Fed 5 | Residential Electric & Gas Ranges |  |  |  |  | 100% | 100% | 100% | 100% | 100% | 100% | 100% | 100% | 100% | 100% | 100%
Fed 6 | Incandescent Reflector Lamps |  |  |  |  | 6.9% | 6.9% | 6.9% | 6.9% | 6.9% | 6.9% | 6.9% | 6.9% | 6.9% | 6.9% | 6.9%
Fed 7 | General Service Fluorescent Lamps |  |  |  |  | 95% | 95% | 95% | 95% | 95% | 95% | 95% | 95% | 95% | 95% | 95%
Std B17 | Envelope insulation |  |  |  |  | 86.09% | 86.09% | 86.09% | 86.09% | 86.09% | 86.09% | 86.09% | 86.09% | 86.09% | 86.09% | 86.09%
Std B18 | Overall Envelope Tradeoff |  |  |  |  | 141% | 141% | 141% | 141% | 141% | 141% | 141% | 141% | 141% | 141% | 141%
Std B19 | Skylighting |  |  |  |  | 141% | 141% | 141% | 141% | 141% | 141% | 141% | 141% | 141% | 141% | 141%
Std B20 | Sidelighting |  |  |  |  | 141% | 141% | 141% | 141% | 141% | 141% | 141% | 141% | 141% | 141% | 141%
Std B21 | Tailored Indoor lighting |  |  |  |  | 462.3% | 462.3% | 462.3% | 462.3% | 462.3% | 462.3% | 462.3% | 462.3% | 462.3% | 462.3% | 462.3%
Std B22a | TDV Lighting Controls
Std B22b | DR Indoor Lighting
Std B23 | Outdoor Lighting
Std B24 | Outdoor Signs |  |  |  |  | 83% | 83% | 83% | 83% | 83% | 83% | 83% | 83% | 83% | 83% | 83%
Std B26 | Refrigerated warehouses |  |  |  |  | 83% | 83% | 83% | 83% | 83% | 83% | 83% | 83% | 83% | 83% | 83%
Std B27 | DDC to Zone |  |  |  |  | 141% | 141% | 141% | 141% | 141% | 141% | 141% | 141% | 141% | 141% | 141%
Std B28 | Residential Swimming pool
Std B29 | Site Built Fenestration |  |  |  |  | 83% | 83% | 83% | 83% | 83% | 83% | 83% | 83% | 83% | 83% | 83%
Std B30 | Residential Fenestration |  |  |  |  | 83% | 83% | 83% | 83% | 83% | 83% | 83% | 83% | 83% | 83% | 83%
Std B31 | Cool Roof Expansion |  |  |  |  | 400.1% | 400.1% | 400.1% | 400.1% | 400.1% | 400.1% | 400.1% | 400.1% | 400.1% | 400.1% | 400.1%
Std B32 | MF Water heating control |  |  |  |  | 141% | 141% | 141% | 141% | 141% | 141% | 141% | 141% | 141% | 141% | 141%
Std B33a | CfR IL Complete Building Method |  |  |  |  | 458.9% | 458.9% | 458.9% | 458.9% | 458.9% | 458.9% | 458.9% | 458.9% | 458.9% | 458.9% | 458.9%
Std B33b | CfR IL Area Category Method |  |  |  |  | 456.2% | 456.2% | 456.2% | 456.2% | 456.2% | 456.2% | 456.2% | 456.2% | 456.2% | 456.2% | 456.2%
Std B33c | CfR IL Egress Control |  |  |  |  | 141% | 141% | 141% | 141% | 141% | 141% | 141% | 141% | 141% | 141% | 141%
Std B33d | CfR HVAC Efficiency |  |  |  |  | 141% | 141% | 141% | 141% | 141% | 141% | 141% | 141% | 141% | 141% | 141%
Std B33e | CfR Res Cool Roofs |  |  |  |  | 83% | 83% | 83% | 83% | 83% | 83% | 83% | 83% | 83% | 83% | 83%
Std B33f | CfR Res Central Fan WL |  |  |  |  | 83% | 83% | 83% | 83% | 83% | 83% | 83% | 83% | 83% | 83% | 83%
END- Insert New Standards above this line

## InputsTimeDependentUnits
Annual Number of Units Distributions (2006-2020)
Standards
Tab | With CASE Report, Standard Adopted | 2006 | 2007 | 2008 | 2009 | 2010 | 2011 | 2012 | 2013 | 2014 | 2015 | 2016 | 2017 | 2018 | 2019 | 2020
Std 1 | Commercial Refrigeration Equipment, Solid Door | 21062.1639 | 21062.1639 | 21062.1639 | 21062.1639 | 21062.1639 | 21062.1639 | 0 | 0 | 0 | 0 | 0 | 0 | 0 | 0 | 0
Std 2 | Commercial Refrigeration Equipment, Transparent Door | 0 | 7815.0075 | 7815.0075 | 7815.0075 | 7815.0075 | 7815.0075 | 0 | 0 | 0 | 0 | 0 | 0 | 0 | 0 | 0
Std 3 | Commercial Ice Maker Equipment | 0 | 0 | 21740 | 21740 | 21740 | 21740 | 0 | 0 | 0 | 0 | 0 | 0 | 0 | 0 | 0
Std 4 | Walk-In Refrigerators / Freezers | 8633 | 8633 | 8633 | 8633 | 8633 | 8633 | 8633 | 8633 | 8633 | 8633 | 8633 | 8633 | 8633 | 8633 | 8633
Std 5 | Refrigerated Beverage Vending Machines | 48900 | 48900 | 48900 | 48900 | 48900 | 32421.3699 | 0 | 0 | 0 | 0 | 0 | 0 | 0 | 0 | 0
Std 6 | Large Packaged Commercial Air-Conditioners, Tier 1 | 3617.02 | 3617.02 | 3617.02 | 3617.02 | 0 | 0 | 0 | 0 | 0 | 0 | 0 | 0 | 0 | 0 | 0
Std 7 | Large Packaged Commercial Air-Conditioners, Tier 2 | 0 | 0 | 0 | 0 | 0 | 0 | 0 | 0 | 0 | 0 | 0 | 0 | 0 | 0 | 0
Std 8 | Residential Pool Pumps, High Eff Motor, Tier 1 | 142700 | 142700 | 142700 | 142700 | 142700 | 142700 | 142700 | 142700 | 142700 | 142700 | 142700 | 142700 | 142700 | 142700 | 142700
Std 9 | Residential Pool Pumps, 2-speed Motors, Tier 2 | 0 | 0 | 0 | 0 | 163000 | 163000 | 163000 | 163000 | 163000 | 163000 | 163000 | 163000 | 163000 | 163000 | 163000
Std 10 | Portable Electric Spas | 48000 | 48000 | 48000 | 48000 | 48000 | 48000 | 48000 | 48000 | 48000 | 48000 | 48000 | 48000 | 48000 | 48000 | 48000
Std 11a | General Service Incandescent Lamps, Tier 1 | 74316888 | 74316888 | 74316888 | 74316888 | 74316888 | 74316888 | 74316888 | 74316888 | 74316888 | 74316888 | 74316888 | 74316888 | 74316888 | 74316888 | 74316888
Std 11b_2010 | General Service Incandescent Lamps, Tier 2 | 0 | 0 | 0 | 0 | 80220000 | 0 | 0 | 0 | 0 | 0 | 0 | 0 | 0 | 0 | 0
Std 11b_2011 | General Service Incandescent Lamps, Tier 2 | 0 | 0 | 0 | 0 | 0 | 53635751.8449 | 0 | 0 | 0 | 0 | 0 | 0 | 0 | 0 | 0
Std 11b_2012 | General Service Incandescent Lamps, Tier 2 | 0 | 0 | 0 | 0 | 0 | 0 | 32710889.653 | 32710889.653 | 32710889.653 | 32710889.653 | 32710889.653 | 32710889.653 | 32710889.653 | 32710889.653 | 32710889.653
Std 12a | Pulse Start Metal Halide HID Luminaires, Tier 1(Vertical Lamps) | 384912 | 384912 | 384912 | 384912 | 384912 | 384912 | 384912 | 384912 | 384912 | 384912 | 384912 | 384912 | 384912 | 384912 | 384912
Std 12b | Pulse Start Metal Halide HID Luminaires, Tier 2(All other MH | 577368 | 577368 | 577368 | 577368 | 577368 | 577368 | 577368 | 577368 | 577368 | 577368 | 577368 | 577368 | 577368 | 577368 | 577368
Std 13 | Modular Furniture Task Lighting Fixtures | 0 | 0 | 348000 | 348000 | 348000 | 348000 | 348000 | 348000 | 348000 | 348000 | 348000 | 348000 | 348000 | 348000 | 348000
Std 14 | Hot Food Holding Cabinets | 3300 | 3300 | 3300 | 3300 | 3300 | 3300 | 3300 | 3300 | 3300 | 3300 | 3300 | 3300 | 3300 | 3300 | 3300
Std 15 | External Power Supplies, Tier 1 | 0 | 27400000 | 27400000 | 27400000 | 27400000 | 27400000 | 27400000 | 27400000 | 27400000 | 27400000 | 27400000 | 27400000 | 27400000 | 27400000 | 27400000
Std 16 | External Power Supplies, Tier 2 | 0 | 0 | 27400000 | 27400000 | 27400000 | 27400000 | 27400000 | 27400000 | 27400000 | 27400000 | 27400000 | 27400000 | 27400000 | 27400000 | 27400000
Std 17 | Consumer Electronics - Audio Players | 0 | 1102970 | 1102970 | 1102970 | 1102970 | 1102970 | 1102970 | 1102970 | 1102970 | 1102970 | 1102970 | 1102970 | 1102970 | 1102970 | 1102970
Std 18a | Consumer Electronics - TVs | 2328000 | 2328000 | 2328000 | 2328000 | 2328000 | 0 | 0 | 0 | 0 | 0 | 0 | 0 | 0 | 0 | 0
Std 18b | Consumer Electronics - DVDs | 1554000 | 1554000 | 1554000 | 1554000 | 1554000 | 1554000 | 1554000 | 1554000 | 1554000 | 1554000 | 1554000 | 1554000 | 1554000 | 1554000 | 1554000
Std 19 | Water Dispensers | 23100 | 23100 | 23100 | 23100 | 23100 | 23100 | 23100 | 23100 | 23100 | 23100 | 23100 | 23100 | 23100 | 23100 | 23100
Std 20 | Unit Heaters and Duct Furnaces | 10800 | 10800 | 10800 | 10800 | 10800 | 10800 | 10800 | 10800 | 10800 | 10800 | 10800 | 10800 | 10800 | 10800 | 10800
Std 21 | Commercial Dishwasher Pre-Rinse Spray Valves | 9000 | 9000 | 9000 | 9000 | 9000 | 9000 | 9000 | 9000 | 9000 | 9000 | 9000 | 9000 | 9000 | 9000 | 9000
Std B1 | Time dependent valuation, Residential | 0 | 0 | 0 | 0 | 0 | 0 | 0 | 0 | 0 | 0 | 0 | 0 | 0 | 0 | 0
Std B2 | Time dependent valuation, Nonresidential | 0 | 0 | 0 | 0 | 0 | 0 | 0 | 0 | 0 | 0 | 0 | 0 | 0 | 0 | 0
Std B3 | Res. Hardwired lighting | 128516 | 136776 | 85519 | 111147.5 | 111147.5 | 111147.5 | 111147.5 | 111147.5 | 111147.5 | 111147.5 | 111147.5 | 111147.5 | 111147.5 | 111147.5 | 111147.5
Std B4 | Duct improvement | 55000 | 55000 | 55000 | 55000 | 55000 | 55000 | 55000 | 55000 | 55000 | 55000 | 55000 | 55000 | 55000 | 55000 | 55000
Std B5 | Window replacement | 100000 | 100000 | 100000 | 100000 | 100000 | 100000 | 100000 | 100000 | 100000 | 100000 | 100000 | 100000 | 100000 | 100000 | 100000
Std B6 | Lighting controls under skylights | 21226 | 21226 | 21226 | 21226 | 21226 | 21226 | 21226 | 21226 | 21226 | 21226 | 21226 | 21226 | 21226 | 21226 | 21226
Std B7 | Ducts in existing commercial buildings | 43547059 | 43547059 | 43547059 | 43547059 | 43547059 | 43547059 | 43547059 | 43547059 | 43547059 | 43547059 | 43547059 | 43547059 | 43547059 | 43547059 | 43547059
Std B8 | Cool roofs | 55939336.25 | 55939336.25 | 55939336.25 | 55939336.25 | 55939336.25 | 55939336.25 | 55939336.25 | 55939336.25 | 55939336.25 | 55939336.25 | 55939336.25 | 55939336.25 | 55939336.25 | 55939336.25 | 55939336.25
Std B9 | Relocatable classrooms | 3000 | 3000 | 3000 | 3000 | 3000 | 3000 | 3000 | 3000 | 3000 | 3000 | 3000 | 3000 | 3000 | 3000 | 3000
Std B10 | Bi-level lighting control credits | 10715828 | 10715828 | 10715828 | 10715828 | 10715828 | 10715828 | 10715828 | 10715828 | 10715828 | 10715828 | 10715828 | 10715828 | 10715828 | 10715828 | 10715828
Std B11 | Duct testing/sealing in new commercial buildings | 7100105.1 | 15813486.6 | 14407995.6 | 15110741.1 | 15110741.1 | 15110741.1 | 15110741.1 | 15110741.1 | 15110741.1 | 15110741.1 | 15110741.1 | 15110741.1 | 15110741.1 | 15110741.1 | 15110741.1
Std B12 | Cooling tower applications | bar: 2006 to 2020
Std B13 | Multifamily Water Heating | 515 | 515 | 515 | 515 | 515 | 515 | 515 | 515 | 515 | 515 | 515 | 515 | 515 | 515 | 515
Std B14a | Composite for Remainder - Res | 128516 | 136776 | 85519 | 111147.5 | 111147.5 | 111147.5 | 111147.5 | 111147.5 | 111147.5 | 111147.5 | 111147.5 | 111147.5 | 111147.5 | 111147.5 | 111147.5
Std B14b | Composite for Remainder - Non-Res | 47334034 | 105423244 | 96053304 | 100738274 | 100738274 | 100738274 | 100738274 | 100738274 | 100738274 | 100738274 | 100738274 | 100738274 | 100738274 | 100738274 | 100738274
Std B15a | Whole Building - Res New Construction (Electric) | 128516 | 136776 | 85519 | 111147.5 | 111147.5 | 111147.5 | 111147.5 | 111147.5 | 111147.5 | 111147.5 | 111147.5 | 111147.5 | 111147.5 | 111147.5 | 111147.5
Std B15b | Whole Building - Non-Res New Construction (Electric) | 47334034 | 105423244 | 96053304 | 100738274 | 100738274 | 100738274 | 100738274 | 100738274 | 100738274 | 100738274 | 100738274 | 100738274 | 100738274 | 100738274 | 100738274
Std B16a | Whole Building - Res New Construction (Gas) | 128516 | 136776 | 85519 | 111147.5 | 111147.5 | 111147.5 | 111147.5 | 111147.5 | 111147.5 | 111147.5 | 111147.5 | 111147.5 | 111147.5 | 111147.5 | 111147.5
Std B16b | Whole Building - Non-Res New Construction (Gas) | 47334034 | 105423244 | 96053304 | 100738274 | 100738274 | 100738274 | 100738274 | 100738274 | 100738274 | 100738274 | 100738274 | 100738274 | 100738274 | 100738274 | 100738274
Std 22a | BR, ER and R20 Incandescent Reflector Lamps: Residential |  |  |  |  | 1688793 | 1688793 | 902231.8767 | 0 | 0 | 0 | 0 | 0 | 0 | 0 | 0
Std 22b | BR, ER and R20 Incandescent Reflector Lamps: Commercial |  |  |  |  | 113902 | 113902 | 60851.7534 | 0 | 0 | 0 | 0 | 0 | 0 | 0 | 0
Std 23 | Metal Halide Fixtures |  |  |  |  | 234000 | 234000 | 234000 | 234000 | 234000 | 234000 | 234000 | 234000 | 234000 | 234000 | 234000
Std 24 | Portable Lighting Fixtures |  |  |  |  | 3156743 | 3156743 | 3156743 | 3156743 | 3156743 | 3156743 | 3156743 | 3156743 | 3156743 | 3156743 | 3156743
Std 25 | General Purpose Lighting -- 100 watt | 2011: 12220000
Std 26 | General Purpose Lighting -- 75 watt | 2012: 11610000
Std 27 | General Purpose Lighting -- 60 and 40 watt | 2013: 31240000
Std 28a | Televisions - Tier 1 | [5 empty] | 3338000 | 3338000 | 3338000 | 3338000 | 3338000 | 3338000 | 3338000 | 3338000 | 3338000 | 3338000
Std 28b | Televisions - Tier 2 | [6 empty] | 3338000 | 3338000 | 3338000 | 3338000 | 3338000 | 3338000 | 3338000 | 3338000 | 3338000
Std 29 | Battery charger - consumer - Tier 1 | [6 empty] | 647400 | 647400 | 647400 | 647400 | 647400 | 647400 | 647400 | 647400 | 647400
Std 31 | Battery charger - large - Tier 1 | [6 empty] | 12600 | 12600 | 12600 | 12600 | 12600 | 12600 | 12600 | 12600 | 12600
Std 32 | Battery charger - large - Tier 2 incremental | 2013: 18000; 2014: 18000; 2015: 18000; 2016: 18000; 2017: 18000; 2018: 18000; 2019: 18000; 2020: 18000
Fed 1 | Electric Motors 1-200HP |  |  |  |  | 254280 | 254280 | 254280 | 254280 | 254280 | 254280 | 254280 | 254280 | 254280 | 254280 | 254280
Fed 2 | Refrigerated Beverage Vending Machines | [5 empty] | 48020 | 48020 | 48020 | 48020 | 48020 | 48020 | 48020 | 48020 | 48020 | 48020
Fed 3 | Commercial Refrigeration | [6 empty] | 50617.1714 | 50617.1714 | 50617.1714 | 50617.1714 | 50617.1714 | 50617.1714 | 50617.1714 | 50617.1714 | 50617.1714
Fed 4 | ASHRAE Products (Commercial boilers) | [6 empty] | 25652 | 25652 | 25652 | 25652 | 25652 | 25652 | 25652 | 25652 | 25652
Fed 5 | Residential Electric & Gas Ranges | [6 empty] | 4448 | 4448 | 4448 | 4448 | 4448 | 4448 | 4448 | 4448 | 4448
Fed 6 | Incandescent Reflector Lamps | [6 empty] | 7239740 | 7239740 | 7239740 | 7239740 | 7239740 | 7239740 | 7239740 | 7239740 | 7239740
Fed 7 | General Service Fluorescent Lamps | [6 empty] | 9212320 | 9212320 | 9212320 | 9212320 | 9212320 | 9212320 | 9212320 | 9212320 | 9212320
Std B17 | Envelope insulation |  |  |  |  | 367380000 | 367380000 | 367380000 | 367380000 | 367380000 | 367380000 | 367380000 | 367380000 | 367380000 | 367380000 | 367380000
Std B18 | Overall Envelope Tradeoff |  |  |  |  | 1159200 | 1159200 | 1159200 | 1159200 | 1159200 | 1159200 | 1159200 | 1159200 | 1159200 | 1159200 | 1159200
Std B19 | Skylighting |  |  |  |  | 1832940 | 1832940 | 1832940 | 1832940 | 1832940 | 1832940 | 1832940 | 1832940 | 1832940 | 1832940 | 1832940
Std B20 | Sidelighting |  |  |  |  | 1447050 | 1447050 | 1447050 | 1447050 | 1447050 | 1447050 | 1447050 | 1447050 | 1447050 | 1447050 | 1447050
Std B21 | Tailored Indoor lighting |  |  |  |  | 8637000 | 8637000 | 8637000 | 8637000 | 8637000 | 8637000 | 8637000 | 8637000 | 8637000 | 8637000 | 8637000
Std B22a | TDV Lighting Controls |  |  |  |  | 0 | 0 | 0 | 0 | 0 | 0 | 0 | 0 | 0 | 0 | 0
Std B22b | DR Indoor Lighting |  |  |  |  | 10 | 10 | 10 | 0 | 0 | 0 | 0 | 0 | 0 | 0 | 0
Std B23 | Outdoor Lighting |  |  |  |  | 26855000 | 26855000 | 26855000 | 26855000 | 26855000 | 26855000 | 26855000 | 26855000 | 26855000 | 26855000 | 26855000
Std B24 | Outdoor Signs |  |  |  |  | 1210 | 1210 | 1210 | 0 | 0 | 0 | 0 | 0 | 0 | 0 | 0
Std B26 | Refrigerated warehouses |  |  |  |  | 109000 | 109000 | 109000 | 109000 | 109000 | 109000 | 109000 | 109000 | 109000 | 109000 | 109000
Std B27 | DDC to Zone |  |  |  |  | 64812000 | 64812000 | 64812000 | 64812000 | 64812000 | 64812000 | 64812000 | 64812000 | 64812000 | 64812000 | 64812000
Std B28 | Residential Swimming pool |  |  |  |  | 10999 | 10999 | 10999 | 10999 | 10999 | 10999 | 10999 | 10999 | 10999 | 10999 | 10999
Std B29 | Site Built Fenestration |  |  |  |  | 1605.8 | 1605.8 | 1605.8 | 1605.8 | 1605.8 | 1605.8 | 1605.8 | 1605.8 | 1605.8 | 1605.8 | 1605.8
Std B30 | Residential Fenestration |  |  |  |  | 32096.61 | 32096.61 | 32096.61 | 32096.61 | 32096.61 | 32096.61 | 32096.61 | 32096.61 | 32096.61 | 32096.61 | 32096.61
Std B31 | Cool Roof Expansion |  |  |  |  | 23695000 | 23695000 | 23695000 | 23695000 | 23695000 | 23695000 | 23695000 | 23695000 | 23695000 | 23695000 | 23695000
Std B32 | MF Water heating control |  |  |  |  | 7853 | 7853 | 7853 | 0 | 0 | 0 | 0 | 0 | 0 | 0 | 0
Std B33a | CfR IL Complete Building Method |  |  |  |  | 136748157.2 | 136748157.2 | 136748157.2 | 136748157.2 | 136748157.2 | 136748157.2 | 136748157.2 | 136748157.2 | 136748157.2 | 136748157.2 | 136748157.2
Std B33b | CfR IL Area Category Method |  |  |  |  | 207259814.9333 | 207259814.9333 | 207259814.9333 | 207259814.9333 | 207259814.9333 | 207259814.9333 | 207259814.9333 | 207259814.9333 | 207259814.9333 | 207259814.9333 | 207259814.9333
Std B33c | CfR IL Egress Control |  |  |  |  | 6999324.5333 | 6999324.5333 | 6999324.5333 | 6999324.5333 | 6999324.5333 | 6999324.5333 | 6999324.5333 | 6999324.5333 | 6999324.5333 | 6999324.5333 | 6999324.5333
Std B33d | CfR HVAC Efficiency |  |  |  |  | 3797.5 | 3797.5 | 3797.5 | 3797.5 | 3797.5 | 3797.5 | 3797.5 | 3797.5 | 3797.5 | 3797.5 | 3797.5
Std B33e | CfR Res Cool Roofs |  |  |  |  | 2766 | 2766 | 2766 | 2766 | 2766 | 2766 | 2766 | 2766 | 2766 | 2766 | 2766
Std B33f | CfR Res Central Fan WL |  |  |  |  | 8039 | 8039 | 8039 | 8039 | 8039 | 8039 | 8039 | 8039 | 8039 | 8039 | 8039
END- Insert New Standards above this line

## InputsNOMAD
NOMAD Expert Opinions - Enter 0 if missing |  | Expert Opinion # 1 |  |  | Expert Opinion # 2 |  |  | Expert Opinion # 3 |  |  | Expert Opinion # 4 |  |  | Expert Opinion # 5 |  |  | Expert Opinion # 6 |  |  | Expert Opinion # 7 |  |  | Bass Curve Analysis Results
|  | NOMAD |  |  | NOMAD |  |  | NOMAD |  |  | NOMAD |  |  | NOMAD |  |  | NOMAD |  |  | NOMAD |  |  | NOMAD
Tab | Standards | Max Saturation (s) | Leading Behavior (p) | Following Behavior (q) | Max Saturation (s) | Leading Behavior (p) | Following Behavior (q) | Max Saturation (s) | Leading Behavior (p) | Following Behavior (q) | Max Saturation (s) | Leading Behavior (p) | Following Behavior (q) | Max Saturation (s) | Leading Behavior (p) | Following Behavior (q) | Max Saturation (s) | Leading Behavior (p) | Following Behavior (q) | Max Saturation (s) | Leading Behavior (p) | Following Behavior (q) | Max Saturation (s) | Leading Behavior (p) | Following Behavior (q) | total responses | random draw response #
Std 1 | Commercial Refrigeration Equipment, Solid Door | 60% | 0.0060967 | 0.53 | 95% | 0.0015034 | 0.55 | 80% | 0.020242 | 0.44 | 0% | 0 | 0 | 0% | 0 | 0 | 0% | 0 | 0 | 0% | 0 | 0 | 79% | 0.00891 | 0.4334 | 3 | #NAME?
Std 2 | Commercial Refrigeration Equipment, Transparent Door | 40% | 0.00091188 | 0.56 | 60% | 0.00067554 | 0.6 | 48% | 0.0060967 | 0.5 | 0% | 0 | 0 | 0% | 0 | 0 | 0% | 0 | 0 | 0% | 0 | 0 | 50% | 0.00232 | 0.50729 | 3 | #NAME?
Std 3 | Commercial Ice Maker Equipment | 30% | 0.003346 | 0.5 | 20% | 0.00091188 | 1 | 0% | 0 | 0 | 0% | 0 | 0 | 0% | 0 | 0 | 0% | 0 | 0 | 0% | 0 | 0 | 25% | 0.00538 | 0.53466 | 2 | #NAME?
Std 4 | Walk-In Refrigerators / Freezers | 40% | 0.0020294 | 0.5 | 45% | 0.0018363 | 0.33 | 90% | 0.020242 | 0.38 | 48% | 0.030197 | 0.06 | 0% | 0 | 0 | 0% | 0 | 0 | 0% | 0 | 0 | 41% | 0.01117 | 0.24829 | 4 | #NAME?
Std 5 | Refrigerated Beverage Vending Machines | 98% | 0.010052 | 0.65 | 97% | 0.016573 | 0.53 | 100% | 0.014996 | 0.74 | 0% | 0 | 0 | 0% | 0 | 0 | 0% | 0 | 0 | 0% | 0 | 0 | 96% | 0.01416 | 0.58412 | 3 | #NAME?
Std 6 | Large Packaged Commercial Air-Conditioners, Tier 1 | 35% | 0.00024852 | 0.5 | 0% | 0 | 0 | 0% | 0 | 0 | 0% | 0 | 0 | 0% | 0 | 0 | 0% | 0 | 0 | 0% | 0 | 0 | 35% | 0.00025 | 0.5 | 1 | #NAME?
Std 7 | Large Packaged Commercial Air-Conditioners, Tier 2 | 20% | 0.00010104 | 0.36 | 1% | 0.0067379 | 0.01 | 0% | 0 | 0 | 0% | 0 | 0 | 0% | 0 | 0 | 0% | 0 | 0 | 0% | 0 | 0 | 10% | 0.00012 | 0.35265 | 2 | #NAME?
Std 8 | Residential Pool Pumps, High Eff Motor, Tier 1 | 20% | 4.54e-05 | 0.15 | 66% | 0.003346 | 0.05 | 0% | 0 | 0 | 0% | 0 | 0 | 0% | 0 | 0 | 0% | 0 | 0 | 0% | 0 | 0 | 135% | 0.00083 | 0.04462 | 2 | #NAME?
Std 9 | Residential Pool Pumps, 2-speed Motors, Tier 2 | 8% | 0.00022487 | 0.31 | 20% | 0.00027465 | 0.16 | 5% | 6.1283e-05 | 0.29 | 0% | 0 | 0 | 0% | 0 | 0 | 0% | 0 | 0 | 0% | 0 | 0 | 11% | 0.00043 | 0.20166 | 3 | #NAME?
Std 10 | Portable Electric Spas | 0% | 0 | 0 | 0% | 0 | 0 | 0% | 0 | 0 | 0% | 0 | 0 | 0% | 0 | 0 | 0% | 0 | 0 | 0% | 0 | 0 | 0% | 0 | 0 | 1 | #NAME?
Std 11a | General Service Incandescent Lamps, Tier 1 | 7% | 4.54e-05 | 0.19 | 15% | 4.54e-05 | 0.23 | 12% | 0.00013639 | 0.07 | 0% | 0 | 0 | 0% | 0 | 0 | 0% | 0 | 0 | 0% | 0 | 0 | 9% | 7e-05 | 0.21307 | 3 | #NAME?
Std 11b_2010 | General Service Incandescent Lamps, Tier 2 | 7% | 4.54e-05 | 0.19 | 15% | 4.54e-05 | 0.23 | 12% | 0.00013639 | 0.07 | 0% | 0 | 0 | 0% | 0 | 0 | 0% | 0 | 0 | 0% | 0 | 0 | 9% | 7e-05 | 0.21307 | 3 | #NAME?
Std 11b_2011 | General Service Incandescent Lamps, Tier 2 | 7% | 4.54e-05 | 0.19 | 15% | 4.54e-05 | 0.23 | 12% | 0.00013639 | 0.07 | 0% | 0 | 0 | 0% | 0 | 0 | 0% | 0 | 0 | 0% | 0 | 0 | 9% | 7e-05 | 0.21307 | 3 | #NAME?
Std 11b_2012 | General Service Incandescent Lamps, Tier 2 | 7% | 4.54e-05 | 0.19 | 15% | 4.54e-05 | 0.23 | 12% | 0.00013639 | 0.07 | 0% | 0 | 0 | 0% | 0 | 0 | 0% | 0 | 0 | 0% | 0 | 0 | 9% | 7e-05 | 0.21307 | 3 | #NAME?
Std 12a | Pulse Start Metal Halide HID Luminaires, Tier 1(Vertical Lamps) | 80% | 0.00022487 | 0.34 | 18% | 0.0040868 | 0.51 | 100% | 4.54e-05 | 0.53 | 99% | 0.00055308 | 0.41 | 0% | 0 | 0 | 0% | 0 | 0 | 0% | 0 | 0 | 74% | 0.00075 | 0.34836 | 4 | #NAME?
Std 12b | Pulse Start Metal Halide HID Luminaires, Tier 2(All other MH | 80% | 0.00022487 | 0.34 | 18% | 0.0040868 | 0.51 | 100% | 4.54e-05 | 0.53 | 99% | 0.00055308 | 0.41 | 0% | 0 | 0 | 0% | 0 | 0 | 0% | 0 | 0 | 74% | 0.00075 | 0.34836 | 4 | #NAME?
Std 13 | Modular Furniture Task Lighting Fixtures | 95% | 0.18268 | 0.01 | 100% | 0.030197 | 0.75 | 0% | 0 | 0 | 0% | 0 | 0 | 0% | 0 | 0 | 0% | 0 | 0 | 0% | 0 | 0 | 94% | 0.13179 | 0.19778 | 2 | #NAME?
Std 14 | Hot Food Holding Cabinets | 86% | 0.0082297 | 0.48 | 0% | 0 | 0 | 0% | 0 | 0 | 0% | 0 | 0 | 0% | 0 | 0 | 0% | 0 | 0 | 0% | 0 | 0 | 86% | 0.00823 | 0.48 | 1 | #NAME?
Std 15 | External Power Supplies, Tier 1 | 40% | 0.0067379 | 0.49 | 80% | 0.030197 | 0.63 | 80% | 0.0060967 | 0.45 | 0% | 0 | 0 | 0% | 0 | 0 | 0% | 0 | 0 | 0% | 0 | 0 | 67% | 0.02549 | 0.35551 | 3 | #NAME?
Std 16 | External Power Supplies, Tier 2 | 20% | 0.0090953 | 0.5 | 33% | 0.030197 | 0.5 | 75% | 0.0024788 | 0.51 | 0% | 0 | 0 | 0% | 0 | 0 | 0% | 0 | 0 | 0% | 0 | 0 | 43% | 0.01208 | 0.38571 | 3 | #NAME?
Std 17 | Consumer Electronics - Audio Players | 75% | 0.055023 | 0.33 | 80% | 0.040762 | 0.6 | 84% | 0.030197 | 0.5 | 70% | 0.14957 | 0.05 | 99% | 0.011109 | 0.69 | 0% | 0 | 0 | 0% | 0 | 0 | 80% | 0.04009 | 0.43149 | 5 | #NAME?
Std 18a | Consumer Electronics - TVs | 88% | 0.027324 | 0.67 | 80% | 0.12246 | 0.07 | 100% | 0.030197 | 0.89 | 0% | 0 | 0 | 0% | 0 | 0 | 0% | 0 | 0 | 0% | 0 | 0 | 87% | 0.0536 | 0.50342 | 3 | #NAME?
Std 18b | Consumer Electronics - DVDs | 65% | 0.010052 | 0.5 | 80% | 0.33287 | 0.01 | 0% | 0 | 0 | 0% | 0 | 0 | 0% | 0 | 0 | 0% | 0 | 0 | 0% | 0 | 0 | 75% | 0.12574 | 0.09946 | 2 | #NAME?
Std 19 | Water Dispensers | 35% | 0.0015034 | 0.58 | 100% | 0.027324 | 0.58 | 30% | 0.0030276 | 0.41 | 0% | 0 | 0 | 0% | 0 | 0 | 0% | 0 | 0 | 0% | 0 | 0 | 61% | 0.03664 | 0.34288 | 3 | #NAME?
Std 20 | Unit Heaters and Duct Furnaces | 43% | 0.0018363 | 0.12 | 20% | 4.54e-05 | 0.6 | 0% | 0 | 0 | 0% | 0 | 0 | 0% | 0 | 0 | 0% | 0 | 0 | 0% | 0 | 0 | 31% | 0.00708 | 0.09653 | 2 | #NAME?
Std 21 | Commercial Dishwasher Pre-Rinse Spray Valves | 90% | 0.033373 | 0.69 | 75% | 0.045049 | 0.22 | 95% | 0.36788 | 0.68 | 95% | 0.0027394 | 0.87 | 87% | 0.06081 | 0.3 | 90% | 0.055023 | 0.48 | 0% | 0 | 0 | 83% | 0.03926 | 0.38936 | 6 | #NAME?
Std B1 | Time dependent valuation, Residential | 0% | 0 | 0 | 0% | 0 | 0 | 0% | 0 | 0 | 0% | 0 | 0 | 0% | 0 | 0 | 0% | 0 | 0 | 0% | 0 | 0 | 0% | 0 | 0 | 1 | #NAME?
Std B2 | Time dependent valuation, Nonresidential | 0% | 0 | 0 | 0% | 0 | 0 | 0% | 0 | 0 | 0% | 0 | 0 | 0% | 0 | 0 | 0% | 0 | 0 | 0% | 0 | 0 | 0% | 0 | 0 | 1 | #NAME?
Std B3 | Res. Hardwired lighting | 39% | 0.014996 | 0.37 | 26% | 0.00091188 | 0.54 | 20% | 0.0030276 | 0.4 | 53% | 0.0045166 | 0.74 | 46% | 0.045049 | 0.43 | 22% | 0.00091188 | 0.6 | 15% | 0.00013639 | 0.14 | 30% | 0.01801 | 0.35594 | 7 | #NAME?
Std B4 | Duct improvement | 35% | 0.00020347 | 0.5 | 6% | 8.2724e-05 | 0.02 | 0% | 0 | 0 | 0% | 0 | 0 | 0% | 0 | 0 | 0% | 0 | 0 | 0% | 0 | 0 | 18% | 0.0002 | 0.49969 | 2 | #NAME?
Std B5 | Window replacement | 55% | 0.055023 | 0.89 | 45% | 0.0082297 | 0.43 | 0% | 0 | 0 | 0% | 0 | 0 | 0% | 0 | 0 | 0% | 0 | 0 | 0% | 0 | 0 | 51% | 0.08943 | 0.18602 | 2 | #NAME?
Std B6 | Lighting controls under skylights | 50% | 0.010052 | 0.3 | 0% | 0 | 0 | 0% | 0 | 0 | 0% | 0 | 0 | 0% | 0 | 0 | 0% | 0 | 0 | 0% | 0 | 0 | 50% | 0.01005 | 0.3 | 1 | #NAME?
Std B7 | Ducts in existing commercial buildings | 18% | 0.00037074 | 0.5 | 0% | 0 | 0 | 0% | 0 | 0 | 0% | 0 | 0 | 0% | 0 | 0 | 0% | 0 | 0 | 0% | 0 | 0 | 18% | 0.00037 | 0.5 | 1 | #NAME?
Std B8 | Cool roofs | 38% | 0.00050045 | 0.24 | 60% | 0.00067554 | 0.5 | 0% | 0 | 0 | 0% | 0 | 0 | 0% | 0 | 0 | 0% | 0 | 0 | 0% | 0 | 0 | 35% | 0.00102 | 0.44116 | 2 | #NAME?
Std B9 | Relocatable classrooms | 0% | 0 | 0 | 0% | 0 | 0 | 0% | 0 | 0 | 0% | 0 | 0 | 0% | 0 | 0 | 0% | 0 | 0 | 0% | 0 | 0 | 0% | 0 | 0 | 1 | #NAME?
Std B10 | Bi-level lighting control credits | 14% | 0.00010104 | 0.29 | 24% | 0.030197 | 0.5 | 25% | 0.00050045 | 0.43 | 0% | 0 | 0 | 0% | 0 | 0 | 0% | 0 | 0 | 0% | 0 | 0 | 27% | 0.02535 | 0.06544 | 3 | #NAME?
Std B11 | Duct testing/sealing in new commercial buildings | 58% | 0.0040868 | 0.43 | 0% | 0 | 0 | 0% | 0 | 0 | 0% | 0 | 0 | 0% | 0 | 0 | 0% | 0 | 0 | 0% | 0 | 0 | 58% | 0.00409 | 0.43 | 1 | #NAME?
Std B12 | Cooling tower applications | 0% | 0 | 0 | 0% | 0 | 0 | 0% | 0 | 0 | 0% | 0 | 0 | 0% | 0 | 0 | 0% | 0 | 0 | 0% | 0 | 0 | 0% | 0 | 0 | 1 | #NAME?
Std B13 | Multifamily Water Heating | 0% | 0 | 0 | 0% | 0 | 0 | 0% | 0 | 0 | 0% | 0 | 0 | 0% | 0 | 0 | 0% | 0 | 0 | 0% | 0 | 0 | 0% | 0 | 0 | 1 | #NAME?
Std B14a | Composite for Remainder - Res | 0% | 0 | 0 | 0% | 0 | 0 | 0% | 0 | 0 | 0% | 0 | 0 | 0% | 0 | 0 | 0% | 0 | 0 | 0% | 0 | 0 | 0% | 0 | 0 | 1 | #NAME?
Std B14b | Composite for Remainder - Non-Res | 0% | 0 | 0 | 0% | 0 | 0 | 0% | 0 | 0 | 0% | 0 | 0 | 0% | 0 | 0 | 0% | 0 | 0 | 0% | 0 | 0 | 0% | 0 | 0 | 1 | #NAME?
Std B15a | Whole Building - Res New Construction (Electric) | 0% | 0 | 0 | 0% | 0 | 0 | 0% | 0 | 0 | 0% | 0 | 0 | 0% | 0 | 0 | 0% | 0 | 0 | 0% | 0 | 0 | 0% | 0 | 0 | 1 | #NAME?
Std B15b | Whole Building - Non-Res New Construction (Electric) | 0% | 0 | 0 | 0% | 0 | 0 | 0% | 0 | 0 | 0% | 0 | 0 | 0% | 0 | 0 | 0% | 0 | 0 | 0% | 0 | 0 | 0% | 0 | 0 | 1 | #NAME?
Std B16a | Whole Building - Res New Construction (Gas) | 0% | 0 | 0 | 0% | 0 | 0 | 0% | 0 | 0 | 0% | 0 | 0 | 0% | 0 | 0 | 0% | 0 | 0 | 0% | 0 | 0 | 0% | 0 | 0 | 1 | #NAME?
Std B16b | Whole Building - Non-Res New Construction (Gas) | 0% | 0 | 0 | 0% | 0 | 0 | 0% | 0 | 0 | 0% | 0 | 0 | 0% | 0 | 0 | 0% | 0 | 0 | 0% | 0 | 0 | 0% | 0 | 0 | 1 | #NAME?
Std 22a | BR, ER and R20 Incandescent Reflector Lamps: Residential | [21 empty] | 36.55% | 0.022545 | 0.14539 | 1 | #NAME?
Std 22b | BR, ER and R20 Incandescent Reflector Lamps: Commercial | [21 empty] | 36.55% | 0.022545 | 0.14539 | 1 | #NAME?
Std 23 | Metal Halide Fixtures | [21 empty] | 50.82% | 0.0026525 | 0.366 | 1 | #NAME?
Std 24 | Portable Lighting Fixtures | [21 empty] | 21.9% | 0.0018946 | 0.49764 | 1 | #NAME?
Std 25 | General Purpose Lighting -- 100 watt | [21 empty] | 17.37% | 0.0036239 | 0.34557 | 1 | #NAME?
Std 26 | General Purpose Lighting -- 75 watt | [21 empty] | 16.12% | 0.0074732 | 0.29397 | 1 | #NAME?
Std 27 | General Purpose Lighting -- 60 and 40 watt | [21 empty] | 16.91% | 0.010535 | 0.25508 | 1 | #NAME?
Std 28a | Televisions - Tier 1 | [21 empty] | 81.7% | 0.0044873 | 0.53373 | 1 | #NAME?
Std 28b | Televisions - Tier 2 | [21 empty] | 82.32% | 0.0084692 | 0.38011 | 1 | #NAME?
Std 29 | Battery charger - consumer - Tier 1 | [21 empty] | 53.83% | 0.0068023 | 0.32059 | 1 | #NAME?
Std 31 | Battery charger - large - Tier 1 | [21 empty] | 47.35% | 0.0043633 | 0.2632 | 1 | #NAME?
Std 32 | Battery charger - large - Tier 2 incremental | [21 empty] | 43% | 0.01208 | 0.38571 | 1 | #NAME?
Fed 1 | Electric Motors 1-200HP | [21 empty] | 15% | 0.030197 | 0.03 | 1 | #NAME?
Fed 2 | Refrigerated Beverage Vending Machines | [21 empty] | 96% | 0.01416 | 0.58412 | 1 | #NAME?
Fed 3 | Commercial Refrigeration | [21 empty] | 45% | 0.0082297 | 0.36 | 1 | #NAME?
Fed 4 | ASHRAE Products (Commercial boilers) | [21 empty] | 31% | 0.00708 | 0.09653 | 1 | #NAME?
Fed 5 | Residential Electric & Gas Ranges | [21 empty] | 31% | 0.00708 | 0.09653 | 1 | #NAME?
Fed 6 | Incandescent Reflector Lamps | [21 empty] | 39.23% | 0.0076846 | 0.29236 | 1 | #NAME?
Fed 7 | General Service Fluorescent Lamps | [21 empty] | 55.97% | 0.010488 | 0.33017 | 1 | #NAME?
Std B17 | Envelope insulation | [21 empty] | 52.01% | 0.012778 | 0.26479 | 1 | #NAME?
Std B18 | Overall Envelope Tradeoff | [21 empty] | 30% | 0.00863 | 0.2 | 1 | #NAME?
Std B19 | Skylighting | [21 empty] | 20.66% | 0.0041817 | 0.31058 | 1 | #NAME?
Std B20 | Sidelighting | [21 empty] | 26.33% | 0.013568 | 0.1912 | 1 | #NAME?
Std B21 | Tailored Indoor lighting | [21 empty] | 48.64% | 0.025914 | 0.25776 | 1 | #NAME?
Std B22a | TDV Lighting Controls | [21 empty] | 0% | 0 | 0 | 1 | #NAME?
Std B22b | DR Indoor Lighting | [21 empty] | 1.131% | 0.057419 | 0.097239 | 1 | #NAME?
Std B23 | Outdoor Lighting | [21 empty] | 62.73% | 0.045786 | 0.15119 | 1 | #NAME?
Std B24 | Outdoor Signs | [21 empty] | 5.35% | 0.008276 | 0.27251 | 1 | #NAME?
Std B26 | Refrigerated warehouses | [21 empty] | 30% | 0.00011 | 0.3 | 1 | #NAME?
Std B27 | DDC to Zone | [21 empty] | 41.4% | 0.013173 | 0.2576 | 1 | #NAME?
Std B28 | Residential Swimming pool | [21 empty] | 23.36% | 0.011386 | 0.25842 | 1 | #NAME?
Std B29 | Site Built Fenestration | [21 empty] | 40.34% | 0.0090294 | 0.36614 | 1 | #NAME?
Std B30 | Residential Fenestration | [21 empty] | 73.19% | 0.031554 | 0.2704 | 1 | #NAME?
Std B31 | Cool Roof Expansion | [21 empty] | 35.87% | 0.021707 | 0.31464 | 1 | #NAME?
Std B32 | MF Water heating control | [21 empty] | 18.95% | 0.018072 | 0.28428 | 1 | #NAME?
Std B33a | CfR IL Complete Building Method | [21 empty] | 48.64% | 0.025914 | 0.25776
Std B33b | CfR IL Area Category Method | [21 empty] | 48.64% | 0.025914 | 0.25776
Std B33c | CfR IL Egress Control | [21 empty] | 48.64% | 0.025914 | 0.25776
Std B33d | CfR HVAC Efficiency | [21 empty] | 48.64% | 0.025914 | 0.25776
Std B33e | CfR Res Cool Roofs | [21 empty] | 48.64% | 0.025914 | 0.25776
Std B33f | CfR Res Central Fan WL | [21 empty] | 48.64% | 0.025914 | 0.25776
END- Insert New Standards above this line

## InputsAttribution
Attribution Expert Opinions - Enter 0 if missing |  | Expert Opinion # 1 |  |  | Expert Opinion # 2 |  |  | Expert Opinion # 3 |  |  | Expert Opinion # 4 |  |  | Expert Opinion # 5 |  |  | Expert Opinion # 6 |  |  | Expert Opinion # 7 |  |  | Average of Expert Opinions
|  | Factor (1): Compliance Determination and Other Special Analytic Methods | Factor (2): Technical Information and Standard Language | Factor (3): Feasibility of Meeting the Standard | Factor (1): Compliance Determination and Other Special Analytic Methods | Factor (2): Technical Information and Standard Language | Factor (3): Feasibility of Meeting the Standard | Factor (1): Compliance Determination and Other Special Analytic Methods | Factor (2): Technical Information and Standard Language | Factor (3): Feasibility of Meeting the Standard | Factor (1): Compliance Determination and Other Special Analytic Methods | Factor (2): Technical Information and Standard Language | Factor (3): Feasibility of Meeting the Standard | Factor (1): Compliance Determination and Other Special Analytic Methods | Factor (2): Technical Information and Standard Language | Factor (3): Feasibility of Meeting the Standard | Factor (1): Compliance Determination and Other Special Analytic Methods | Factor (2): Technical Information and Standard Language | Factor (3): Feasibility of Meeting the Standard | Factor (1): Compliance Determination and Other Special Analytic Methods | Factor (2): Technical Information and Standard Language | Factor (3): Feasibility of Meeting the Standard | Factor (1): Compliance Determination and Other Special Analytic Methods |  | Factor (2): Technical Information and Standard Language |  | Factor (3): Feasibility of Meeting the Standard | [6 empty] | indicates whether they responded to particular standard and how to weight
Tab | Standards | Attribution Weight | Attribution Weight | Attribution Weight | Attribution Weight | Attribution Weight | Attribution Weight | Attribution Weight | Attribution Weight | Attribution Weight | Attribution Weight | Attribution Weight | Attribution Weight | Attribution Weight | Attribution Weight | Attribution Weight | Attribution Weight | Attribution Weight | Attribution Weight | Attribution Weight | Attribution Weight | Attribution Weight | Attribution Weight | Attribution Score | Attribution Weight | Attribution Score | Attribution Weight | Attribution Score | total responses | expert 1 weight | remaining experts weight | random draw response # | random expert picked | Expert 1 | Expert 2 | Expert 3 | Expert 4 | Expert 5 | Expert 6 | Expert 7
Std 1 | Commercial Refrigeration Equipment, Solid Door | 10% | 45% | 45% | 0% | 0% | 0% | 0% | 0% | 0% | 0% | 0% | 0% | 3% | 65% | 32% | 3% | 65% | 32% | 10% | 45% | 45% | 5.917% | 50% | 56.67% | 80% | 37.42% | 85% | 4 | 0.125 | 0.29167 | #NAME? | #NAME? | 0.125 | 0 | 0 | 0 | 0.29167 | 0.29167 | 0.29167
Std 2 | Commercial Refrigeration Equipment, Transparent Door | 10% | 45% | 45% | 0% | 0% | 0% | 0% | 0% | 0% | 0% | 0% | 0% | 3% | 67% | 30% | 3% | 65% | 32% | 10% | 45% | 45% | 5.917% | 50% | 57.25% | 80% | 36.83% | 85% | 4 | 0.125 | 0.29167 | #NAME? | #NAME? | 0.125 | 0 | 0 | 0 | 0.29167 | 0.29167 | 0.29167
Std 3 | Commercial Ice Maker Equipment | 10% | 45% | 45% | 0% | 0% | 0% | 0% | 0% | 0% | 0% | 0% | 0% | 5% | 70% | 25% | 5% | 70% | 25% | 25% | 37.5% | 37.5% | 11.46% | 90% | 57.4% | 75% | 31.15% | 85% | 4 | 0.125 | 0.29167 | #NAME? | #NAME? | 0.125 | 0 | 0 | 0 | 0.29167 | 0.29167 | 0.29167
Std 4 | Walk-In Refrigerators / Freezers | 10% | 45% | 45% | 0% | 0% | 0% | 10% | 60% | 30% | 0% | 0% | 0% | 5% | 80% | 15% | 5% | 80% | 15% | 0% | 0% | 0% | 7.083% | 10% | 69.79% | 90% | 23.12% | 75% | 4 | 0.125 | 0.29167 | #NAME? | #NAME? | 0.125 | 0 | 0.29167 | 0 | 0.29167 | 0.29167 | 0
Std 5 | Refrigerated Beverage Vending Machines | 10% | 35% | 55% | 0% | 0% | 0% | 20% | 40% | 40% | 0% | 0% | 0% | 10% | 75% | 15% | 10% | 75% | 15% | 0% | 0% | 0% | 12.92% | 90% | 59.79% | 60% | 27.29% | 55% | 4 | 0.125 | 0.29167 | #NAME? | #NAME? | 0.125 | 0 | 0.29167 | 0 | 0.29167 | 0.29167 | 0
Std 6 | Large Packaged Commercial Air-Conditioners, Tier 1 | 10% | 50% | 40% | 0% | 0% | 0% | 0% | 0% | 0% | 0% | 0% | 0% | 3% | 75% | 22% | 3% | 75% | 22% | 0% | 40% | 60% | 3% | 10% | 61.67% | 75% | 35.33% | 85% | 4 | 0.125 | 0.29167 | #NAME? | #NAME? | 0.125 | 0 | 0 | 0 | 0.29167 | 0.29167 | 0.29167
Std 7 | Large Packaged Commercial Air-Conditioners, Tier 2 | 10% | 50% | 40% | 0% | 0% | 0% | 0% | 0% | 0% | 0% | 0% | 0% | 3% | 70% | 27% | 0% | 0% | 0% | 0% | 0% | 0% | 4.75% | 10% | 65% | 75% | 30.25% | 85% | 2 | 0.25 | 0.75 | #NAME? | #NAME? | 0.25 | 0 | 0 | 0 | 0.75 | 0 | 0
Std 8 | Residential Pool Pumps, High Eff Motor, Tier 1 | 10% | 55% | 35% | 0% | 0% | 0% | 10% | 45% | 45% | 0% | 0% | 0% | 5% | 60% | 35% | 0% | 0% | 0% | 0% | 0% | 0% | 7.917% | 75% | 52.92% | 80% | 39.17% | 80% | 3 | 0.16667 | 0.41667 | #NAME? | #NAME? | 0.16667 | 0 | 0.41667 | 0 | 0.41667 | 0 | 0
Std 9 | Residential Pool Pumps, 2-speed Motors, Tier 2 | 10% | 55% | 35% | 0% | 0% | 0% | 30% | 30% | 40% | 0% | 0% | 0% | 15% | 40% | 45% | 0% | 0% | 0% | 0% | 0% | 0% | 20.42% | 75% | 38.33% | 80% | 41.25% | 80% | 3 | 0.16667 | 0.41667 | #NAME? | #NAME? | 0.16667 | 0 | 0.41667 | 0 | 0.41667 | 0 | 0
Std 10 | Portable Electric Spas | 10% | 45% | 45% | 0% | 0% | 0% | 50% | 25% | 25% | 0% | 0% | 0% | 30% | 30% | 40% | 30% | 30% | 40% | 0% | 0% | 0% | 33.33% | 90% | 30.42% | 90% | 36.25% | 70% | 4 | 0.125 | 0.29167 | #NAME? | #NAME? | 0.125 | 0 | 0.29167 | 0 | 0.29167 | 0.29167 | 0
Std 11a | General Service Incandescent Lamps, Tier 1 | 10% | 45% | 45% | 0% | 0% | 0% | 0% | 0% | 0% | 0% | 0% | 0% | 5% | 85% | 10% | 5% | 85% | 10% | 0% | 0% | 0% | 5.833% | 90% | 78.33% | 75% | 15.83% | 60% | 3 | 0.16667 | 0.41667 | #NAME? | #NAME? | 0.16667 | 0 | 0 | 0 | 0.41667 | 0.41667 | 0
Std 11b_2010 | General Service Incandescent Lamps, Tier 2 | 10% | 45% | 45% | 0% | 0% | 0% | 0% | 0% | 0% | 0% | 0% | 0% | 5% | 85% | 10% | 5% | 85% | 10% | 0% | 0% | 0% | 5.833% | 90% | 78.33% | 75% | 15.83% | 60% | 3 | 0.16667 | 0.41667 | #NAME? | #NAME? | 0.16667 | 0 | 0 | 0 | 0.41667 | 0.41667 | 0
Std 11b_2011 | General Service Incandescent Lamps, Tier 2 | 10% | 45% | 45% | 0% | 0% | 0% | 0% | 0% | 0% | 0% | 0% | 0% | 5% | 85% | 10% | 5% | 85% | 10% | 0% | 0% | 0% | 5.833% | 90% | 78.33% | 75% | 15.83% | 60% | 3 | 0.16667 | 0.41667 | #NAME? | #NAME? | 0.16667 | 0 | 0 | 0 | 0.41667 | 0.41667 | 0
Std 11b_2012 | General Service Incandescent Lamps, Tier 2 | 10% | 45% | 45% | 0% | 0% | 0% | 0% | 0% | 0% | 0% | 0% | 0% | 5% | 85% | 10% | 5% | 85% | 10% | 0% | 0% | 0% | 5.833% | 90% | 78.33% | 75% | 15.83% | 60% | 3 | 0.16667 | 0.41667 | #NAME? | #NAME? | 0.16667 | 0 | 0 | 0 | 0.41667 | 0.41667 | 0
Std 12a | Pulse Start Metal Halide HID Luminaires, Tier 1(Vertical Lamps) | 0% | 0% | 0% | 0% | 0% | 0% | 0% | 0% | 0% | 0% | 0% | 0% | 5% | 85% | 10% | 5% | 85% | 10% | 33.33% | 33.33% | 33.33% | 14.44% | 90% | 67.78% | 75% | 17.78% | 60% | 3 | 0.16667 | 0.33333 | #NAME? | #NAME? | 0 | 0 | 0 | 0 | 0.33333 | 0.33333 | 0.33333
Std 12b | Pulse Start Metal Halide HID Luminaires, Tier 2(All other MH | 0% | 0% | 0% | 0% | 0% | 0% | 0% | 0% | 0% | 0% | 0% | 0% | 5% | 85% | 10% | 5% | 85% | 10% | 33.33% | 33.33% | 33.33% | 14.44% | 90% | 67.78% | 75% | 17.78% | 60% | 3 | 0.16667 | 0.33333 | #NAME? | #NAME? | 0 | 0 | 0 | 0 | 0.33333 | 0.33333 | 0.33333
Std 13 | Modular Furniture Task Lighting Fixtures | 0% | 0% | 0% | 0% | 0% | 0% | 0% | 0% | 0% | 0% | 0% | 0% | 3% | 80% | 17% | 3% | 80% | 17% | 0% | 0% | 0% | 3% | 90% | 80% | 85% | 17% | 70% | 2 | 0.25 | 0.5 | #NAME? | #NAME? | 0 | 0 | 0 | 0 | 0.5 | 0.5 | 0
Std 14 | Hot Food Holding Cabinets | 10% | 45% | 45% | 0% | 0% | 0% | 20% | 40% | 40% | 0% | 0% | 0% | 5% | 90% | 5% | 5% | 90% | 5% | 0% | 0% | 0% | 10% | 90% | 69.79% | 70% | 20.21% | 75% | 4 | 0.125 | 0.29167 | #NAME? | #NAME? | 0.125 | 0 | 0.29167 | 0 | 0.29167 | 0.29167 | 0
Std 15 | External Power Supplies, Tier 1 | 10% | 55% | 35% | 0% | 0% | 0% | 0% | 0% | 0% | 0% | 0% | 0% | 25% | 50% | 25% | 25% | 50% | 25% | 0% | 0% | 0% | 22.5% | 10% | 50.83% | 75% | 26.67% | 65% | 3 | 0.16667 | 0.41667 | #NAME? | #NAME? | 0.16667 | 0 | 0 | 0 | 0.41667 | 0.41667 | 0
Std 16 | External Power Supplies, Tier 2 | 10% | 55% | 35% | 0% | 0% | 0% | 0% | 0% | 0% | 0% | 0% | 0% | 25% | 50% | 25% | 25% | 50% | 25% | 0% | 0% | 0% | 22.5% | 10% | 50.83% | 75% | 26.67% | 65% | 3 | 0.16667 | 0.41667 | #NAME? | #NAME? | 0.16667 | 0 | 0 | 0 | 0.41667 | 0.41667 | 0
Std 17 | Consumer Electronics - Audio Players | 10% | 45% | 45% | 0% | 0% | 0% | 25% | 40% | 35% | 0% | 0% | 0% | 5% | 75% | 20% | 0% | 0% | 0% | 0% | 0% | 0% | 14.17% | 90% | 55.42% | 80% | 30.42% | 80% | 3 | 0.16667 | 0.41667 | #NAME? | #NAME? | 0.16667 | 0 | 0.41667 | 0 | 0.41667 | 0 | 0
Std 18a | Consumer Electronics - TVs | 10% | 45% | 45% | 0% | 0% | 0% | 25% | 45% | 30% | 0% | 0% | 0% | 5% | 75% | 20% | 0% | 0% | 0% | 0% | 0% | 0% | 14.17% | 90% | 57.5% | 80% | 28.33% | 80% | 3 | 0.16667 | 0.41667 | #NAME? | #NAME? | 0.16667 | 0 | 0.41667 | 0 | 0.41667 | 0 | 0
Std 18b | Consumer Electronics - DVDs | 10% | 45% | 45% | 0% | 0% | 0% | 25% | 50% | 25% | 0% | 0% | 0% | 5% | 75% | 20% | 0% | 0% | 0% | 0% | 0% | 0% | 14.17% | 90% | 59.58% | 80% | 26.25% | 80% | 3 | 0.16667 | 0.41667 | #NAME? | #NAME? | 0.16667 | 0 | 0.41667 | 0 | 0.41667 | 0 | 0
Std 19 | Water Dispensers | 0% | 0% | 0% | 0% | 0% | 0% | 30% | 50% | 20% | 0% | 0% | 0% | 10% | 80% | 10% | 0% | 0% | 0% | 0% | 0% | 0% | 20% | 90% | 65% | 75% | 15% | 85% | 2 | 0.25 | 0.5 | #NAME? | #NAME? | 0 | 0 | 0.5 | 0 | 0.5 | 0 | 0
Std 20 | Unit Heaters and Duct Furnaces | 10% | 45% | 45% | 0% | 0% | 0% | 10% | 70% | 20% | 0% | 0% | 0% | 2% | 75% | 20% | 0% | 0% | 0% | 0% | 50% | 50% | 4.75% | 10% | 62.5% | 80% | 31.87% | 70% | 4 | 0.125 | 0.29167 | #NAME? | #NAME? | 0.125 | 0 | 0.29167 | 0 | 0.29167 | 0 | 0.29167
Std 21 | Commercial Dishwasher Pre-Rinse Spray Valves | 10% | 45% | 45% | 0% | 0% | 0% | 0% | 0% | 0% | 0% | 0% | 0% | 25% | 60% | 15% | 25% | 60% | 15% | 0% | 0% | 0% | 22.5% | 80% | 57.5% | 65% | 20% | 45% | 3 | 0.16667 | 0.41667 | #NAME? | #NAME? | 0.16667 | 0 | 0 | 0 | 0.41667 | 0.41667 | 0
Std B1 | Time dependent valuation, Residential | 20% | 40% | 40% | 40% | 40% | 20% | 0% | 0% | 0% | 10% | 45% | 45% | 50% | 30% | 20% | 0% | 0% | 0% | 0% | 0% | 0% | 31.67% | 90% | 38.54% | 90% | 29.79% | 65% | 4 | 0.125 | 0.29167 | #NAME? | #NAME? | 0.125 | 0.29167 | 0 | 0.29167 | 0.29167 | 0 | 0
Std B2 | Time dependent valuation, Nonresidential | 20% | 40% | 40% | 45% | 45% | 10% | 0% | 0% | 0% | 0% | 0% | 0% | 50% | 30% | 20% | 0% | 0% | 0% | 0% | 0% | 0% | 42.92% | 90% | 37.92% | 90% | 19.17% | 65% | 3 | 0.16667 | 0.41667 | #NAME? | #NAME? | 0.16667 | 0.41667 | 0 | 0 | 0.41667 | 0 | 0
Std B3 | Res. Hardwired lighting | 0% | 0% | 0% | 40% | 40% | 20% | 30% | 40% | 30% | 0% | 0% | 0% | 33% | 33% | 34% | 10% | 40% | 50% | 0% | 0% | 0% | 28.25% | 75% | 38.25% | 95% | 33.5% | 90% | 4 | 0.125 | 0.25 | #NAME? | #NAME? | 0 | 0.25 | 0.25 | 0 | 0.25 | 0.25 | 0
Std B4 | Duct improvement | 0% | 0% | 0% | 30% | 50% | 20% | 0% | 0% | 0% | 0% | 0% | 0% | 40% | 35% | 25% | 0% | 0% | 0% | 0% | 0% | 0% | 35% | 65% | 42.5% | 75% | 22.5% | 65% | 2 | 0.25 | 0.5 | #NAME? | #NAME? | 0 | 0.5 | 0 | 0 | 0.5 | 0 | 0
Std B5 | Window replacement | 0% | 0% | 0% | 55% | 35% | 10% | 0% | 0% | 0% | 20% | 60% | 20% | 5% | 50% | 45% | 0% | 0% | 0% | 0% | 0% | 0% | 26.67% | 10% | 48.33% | 75% | 25% | 65% | 3 | 0.16667 | 0.33333 | #NAME? | #NAME? | 0 | 0.33333 | 0 | 0.33333 | 0.33333 | 0 | 0
Std B6 | Lighting controls under skylights | 0% | 0% | 0% | 40% | 40% | 20% | 0% | 0% | 0% | 0% | 0% | 0% | 50% | 25% | 25% | 0% | 0% | 0% | 0% | 0% | 0% | 45% | 95% | 32.5% | 95% | 22.5% | 90% | 2 | 0.25 | 0.5 | #NAME? | #NAME? | 0 | 0.5 | 0 | 0 | 0.5 | 0 | 0
Std B7 | Ducts in existing commercial buildings | 0% | 0% | 0% | 30% | 50% | 20% | 0% | 0% | 0% | 0% | 0% | 0% | 40% | 35% | 25% | 0% | 0% | 0% | 0% | 0% | 0% | 35% | 75% | 42.5% | 75% | 22.5% | 70% | 2 | 0.25 | 0.5 | #NAME? | #NAME? | 0 | 0.5 | 0 | 0 | 0.5 | 0 | 0
Std B8 | Cool roofs | 0% | 0% | 0% | 50% | 30% | 20% | 0% | 0% | 0% | 50% | 40% | 10% | 40% | 40% | 20% | 0% | 0% | 0% | 0% | 0% | 0% | 46.67% | 70% | 36.67% | 95% | 16.67% | 85% | 3 | 0.16667 | 0.33333 | #NAME? | #NAME? | 0 | 0.33333 | 0 | 0.33333 | 0.33333 | 0 | 0
Std B9 | Relocatable classrooms | 0% | 0% | 0% | 0% | 0% | 0% | 10% | 50% | 40% | 0% | 0% | 0% | 15% | 60% | 25% | 0% | 0% | 0% | 0% | 0% | 0% | 12.5% | 50% | 55% | 95% | 32.5% | 70% | 2 | 0.25 | 0.5 | #NAME? | #NAME? | 0 | 0 | 0.5 | 0 | 0.5 | 0 | 0
Std B10 | Bi-level lighting control credits | 0% | 0% | 0% | 10% | 50% | 40% | 0% | 0% | 0% | 0% | 0% | 0% | 10% | 45% | 45% | 0% | 0% | 0% | 0% | 0% | 0% | 10% | 10% | 47.5% | 85% | 42.5% | 80% | 2 | 0.25 | 0.5 | #NAME? | #NAME? | 0 | 0.5 | 0 | 0 | 0.5 | 0 | 0
Std B11 | Duct testing/sealing in new commercial buildings | 0% | 0% | 0% | 30% | 50% | 20% | 0% | 0% | 0% | 0% | 0% | 0% | 40% | 35% | 25% | 0% | 0% | 0% | 0% | 0% | 0% | 35% | 85% | 42.5% | 85% | 22.5% | 65% | 2 | 0.25 | 0.5 | #NAME? | #NAME? | 0 | 0.5 | 0 | 0 | 0.5 | 0 | 0
Std B12 | Cooling tower applications | 0% | 0% | 0% | 0% | 0% | 0% | 0% | 0% | 0% | 0% | 0% | 0% | 20% | 45% | 35% | 0% | 0% | 0% | 0% | 0% | 0% | 20% | 90% | 45% | 80% | 35% | 75% | 1 | 1 | 1 | #NAME? | #NAME? | 0 | 0 | 0 | 0 | 1 | 0 | 0
Std B13 | Multifamily Water Heating | 10% | 45% | 45% | 30% | 60% | 10% | 0% | 0% | 0% | 30% | 50% | 20% | 60% | 25% | 15% | 0% | 0% | 0% | 0% | 0% | 0% | 36.25% | 85% | 45% | 80% | 18.75% | 85% | 4 | 0.125 | 0.29167 | #NAME? | #NAME? | 0.125 | 0.29167 | 0 | 0.29167 | 0.29167 | 0 | 0
Std B14a | Composite for Remainder - Res | 0% | 0% | 0% | 40% | 40% | 20% | 0% | 0% | 0% | 33% | 34% | 33% | 20% | 45% | 35% | 0% | 0% | 0% | 0% | 0% | 0% | 31% | 19.8% | 39.67% | 29.7% | 29.33% | 27.9% | 3 | 0.16667 | 0.33333 | #NAME? | #NAME? | 0 | 0.33333 | 0 | 0.33333 | 0.33333 | 0 | 0
Std B14b | Composite for Remainder - Non-Res | 0% | 0% | 0% | 40% | 40% | 20% | 0% | 0% | 0% | 33% | 34% | 33% | 20% | 45% | 35% | 0% | 0% | 0% | 0% | 0% | 0% | 31% | 19.8% | 39.67% | 29.7% | 29.33% | 27.9% | 3 | 0.16667 | 0.33333 | #NAME? | #NAME? | 0 | 0.33333 | 0 | 0.33333 | 0.33333 | 0 | 0
Std B15a | Whole Building - Res New Construction (Electric) | 28.3% | 38.3% | 33.5% | 0% | 0% | 0% | 0% | 0% | 0% | 0% | 0% | 0% | 0% | 0% | 0% | 0% | 0% | 0% | 0% | 0% | 0% | 28.3% | 75% | 38.3% | 95% | 33.5% | 90% | 1 | 1 | 1 | #NAME? | #NAME? | 1 | 0 | 0 | 0 | 0 | 0 | 0
Std B15b | Whole Building - Non-Res New Construction (Electric) | 31.3% | 39.6% | 29.1% | 0% | 0% | 0% | 0% | 0% | 0% | 0% | 0% | 0% | 0% | 0% | 0% | 0% | 0% | 0% | 0% | 0% | 0% | 31.3% | 23.9% | 39.6% | 33.9% | 29.1% | 31.5% | 1 | 1 | 1 | #NAME? | #NAME? | 1 | 0 | 0 | 0 | 0 | 0 | 0
Std B16a | Whole Building - Res New Construction (Gas) | 28.3% | 38.3% | 33.5% | 0% | 0% | 0% | 0% | 0% | 0% | 0% | 0% | 0% | 0% | 0% | 0% | 0% | 0% | 0% | 0% | 0% | 0% | 28.3% | 75% | 38.3% | 95% | 33.5% | 90% | 1 | 1 | 1 | #NAME? | #NAME? | 1 | 0 | 0 | 0 | 0 | 0 | 0
Std B16b | Whole Building - Non-Res New Construction (Gas) | 31.3% | 39.6% | 29.1% | 0% | 0% | 0% | 0% | 0% | 0% | 0% | 0% | 0% | 0% | 0% | 0% | 0% | 0% | 0% | 0% | 0% | 0% | 31.3% | 23.9% | 39.6% | 33.9% | 29.1% | 31.5% | 1 | 1 | 1 | #NAME? | #NAME? | 1 | 0 | 0 | 0 | 0 | 0 | 0
Std 22a | BR, ER and R20 Incandescent Reflector Lamps: Residential | 0% | 0% | 100% | 0% | 0% | 0% | 0% | 0% | 0% | 0% | 0% | 0% | 0% | 0% | 0% | 0% | 0% | 0% | 0% | 0% | 0% | 10% | 90% | 45% | 75% | 45% | 40% | 1 | 1 | 1 | #NAME? | #NAME? | 1 | 0 | 0 | 0 | 0 | 0 | 0
Std 22b | BR, ER and R20 Incandescent Reflector Lamps: Commercial | 0% | 0% | 100% | 0% | 0% | 0% | 0% | 0% | 0% | 0% | 0% | 0% | 0% | 0% | 0% | 0% | 0% | 0% | 0% | 0% | 0% | 10% | 90% | 45% | 75% | 45% | 40% | 1 | 1 | 1 | #NAME? | #NAME? | 1 | 0 | 0 | 0 | 0 | 0 | 0
Std 23 | Metal Halide Fixtures | 0% | 0% | 100% | 0% | 0% | 0% | 0% | 0% | 0% | 0% | 0% | 0% | 0% | 0% | 0% | 0% | 0% | 0% | 0% | 0% | 0% | 15% | 70% | 40% | 70% | 45% | 75% | 1 | 1 | 1 | #NAME? | #NAME? | 1 | 0 | 0 | 0 | 0 | 0 | 0
Std 24 | Portable Lighting Fixtures | 0% | 0% | 100% | 0% | 0% | 0% | 0% | 0% | 0% | 0% | 0% | 0% | 0% | 0% | 0% | 0% | 0% | 0% | 0% | 0% | 0% | 10% | 40% | 50% | 50% | 40% | 50% | 1 | 1 | 1 | #NAME? | #NAME? | 1 | 0 | 0 | 0 | 0 | 0 | 0
Std 25 | General Purpose Lighting -- 100 watt | 0% | 0% | 100% | 0% | 0% | 0% | 0% | 0% | 0% | 0% | 0% | 0% | 0% | 0% | 0% | 0% | 0% | 0% | 0% | 0% | 0% | 10% | 90% | 55% | 80% | 35% | 65% | 1 | 1 | 1 | #NAME? | #NAME? | 1 | 0 | 0 | 0 | 0 | 0 | 0
Std 26 | General Purpose Lighting -- 75 watt | 0% | 0% | 100% | 0% | 0% | 0% | 0% | 0% | 0% | 0% | 0% | 0% | 0% | 0% | 0% | 0% | 0% | 0% | 0% | 0% | 0% | 10% | 90% | 55% | 80% | 35% | 65% | 1 | 1 | 1 | #NAME? | #NAME? | 1 | 0 | 0 | 0 | 0 | 0 | 0
Std 27 | General Purpose Lighting -- 60 and 40 watt | 0% | 0% | 100% | 0% | 0% | 0% | 0% | 0% | 0% | 0% | 0% | 0% | 0% | 0% | 0% | 0% | 0% | 0% | 0% | 0% | 0% | 10% | 90% | 55% | 80% | 35% | 65% | 1 | 1 | 1 | #NAME? | #NAME? | 1 | 0 | 0 | 0 | 0 | 0 | 0
Std 28a | Televisions - Tier 1 | 0% | 0% | 100% | 0% | 0% | 0% | 0% | 0% | 0% | 0% | 0% | 0% | 0% | 0% | 0% | 0% | 0% | 0% | 0% | 0% | 0% | 30% | 50% | 20% | 65% | 50% | 65% | 1 | 1 | 1 | #NAME? | #NAME? | 1 | 0 | 0 | 0 | 0 | 0 | 0
Std 28b | Televisions - Tier 2 | 0% | 0% | 100% | 0% | 0% | 0% | 0% | 0% | 0% | 0% | 0% | 0% | 0% | 0% | 0% | 0% | 0% | 0% | 0% | 0% | 0% | 30% | 50% | 20% | 65% | 50% | 65% | 1 | 1 | 1 | #NAME? | #NAME? | 1 | 0 | 0 | 0 | 0 | 0 | 0
Std 29 | Battery charger - consumer - Tier 1 | 0% | 0% | 100% | 0% | 0% | 0% | 0% | 0% | 0% | 0% | 0% | 0% | 0% | 0% | 0% | 0% | 0% | 0% | 0% | 0% | 0% | 0% | 0% | 0% | 0% | 0% | 0% | 1 | 1 | 1 | #NAME? | #NAME? | 1 | 0 | 0 | 0 | 0 | 0 | 0
Std 31 | Battery charger - large - Tier 1 | 0% | 0% | 100% | 0% | 0% | 0% | 0% | 0% | 0% | 0% | 0% | 0% | 0% | 0% | 0% | 0% | 0% | 0% | 0% | 0% | 0% | 0% | 0% | 0% | 0% | 0% | 0% | 1 | 1 | 1 | #NAME? | #NAME? | 1 | 0 | 0 | 0 | 0 | 0 | 0
Std 32 | Battery charger - large - Tier 2 incremental | 0% | 0% | 100% | 0% | 0% | 0% | 0% | 0% | 0% | 0% | 0% | 0% | 0% | 0% | 0% | 0% | 0% | 0% | 0% | 0% | 0% | 0% | 0% | 0% | 0% | 0% | 0% | 1 | 1 | 1 | #NAME? | #NAME? | 1 | 0 | 0 | 0 | 0 | 0 | 0
Fed 1 | Electric Motors 1-200HP | 0% | 0% | 100% | 0% | 0% | 0% | 0% | 0% | 0% | 0% | 0% | 0% | 0% | 0% | 0% | 0% | 0% | 0% | 0% | 0% | 0% | 5% | 0% | 40% | 75% | 55% | 40% | 1 | 1 | 1 | #NAME? | #NAME? | 1 | 0 | 0 | 0 | 0 | 0 | 0
Fed 2 | Refrigerated Beverage Vending Machines | 0% | 0% | 100% | 0% | 0% | 0% | 0% | 0% | 0% | 0% | 0% | 0% | 0% | 0% | 0% | 0% | 0% | 0% | 0% | 0% | 0% | 30% | 26% | 50% | 45% | 20% | 75% | 1 | 1 | 1 | #NAME? | #NAME? | 1 | 0 | 0 | 0 | 0 | 0 | 0
Fed 3 | Commercial Refrigeration | 0% | 0% | 100% | 0% | 0% | 0% | 0% | 0% | 0% | 0% | 0% | 0% | 0% | 0% | 0% | 0% | 0% | 0% | 0% | 0% | 0% | 27.5% | 20% | 40% | 62.5% | 32.5% | 40% | 1 | 1 | 1 | #NAME? | #NAME? | 1 | 0 | 0 | 0 | 0 | 0 | 0
Fed 4 | ASHRAE Products (Commercial boilers) | 0% | 0% | 100% | 0% | 0% | 0% | 0% | 0% | 0% | 0% | 0% | 0% | 0% | 0% | 0% | 0% | 0% | 0% | 0% | 0% | 0% | 0% | 0% | 0% | 0% | 0% | 0% | 1 | 1 | 1 | #NAME? | #NAME? | 1 | 0 | 0 | 0 | 0 | 0 | 0
Fed 5 | Residential Electric & Gas Ranges | 0% | 0% | 100% | 0% | 0% | 0% | 0% | 0% | 0% | 0% | 0% | 0% | 0% | 0% | 0% | 0% | 0% | 0% | 0% | 0% | 0% | 0% | 0% | 60% | 20% | 40% | 25% | 1 | 1 | 1 | #NAME? | #NAME? | 1 | 0 | 0 | 0 | 0 | 0 | 0
Fed 6 | Incandescent Reflector Lamps | 0% | 0% | 100% | 0% | 0% | 0% | 0% | 0% | 0% | 0% | 0% | 0% | 0% | 0% | 0% | 0% | 0% | 0% | 0% | 0% | 0% | 10% | 0% | 45% | 25% | 45% | 35% | 1 | 1 | 1 | #NAME? | #NAME? | 1 | 0 | 0 | 0 | 0 | 0 | 0
Fed 7 | General Service Fluorescent Lamps | 0% | 0% | 100% | 0% | 0% | 0% | 0% | 0% | 0% | 0% | 0% | 0% | 0% | 0% | 0% | 0% | 0% | 0% | 0% | 0% | 0% | 10% | 0% | 50% | 10% | 40% | 35% | 1 | 1 | 1 | #NAME? | #NAME? | 1 | 0 | 0 | 0 | 0 | 0 | 0
Std B17 | Envelope insulation | 0% | 0% | 100% | 0% | 0% | 0% | 0% | 0% | 0% | 0% | 0% | 0% | 0% | 0% | 0% | 0% | 0% | 0% | 0% | 0% | 0% | 15% | 90% | 55% | 80% | 30% | 65% | 1 | 1 | 1 | #NAME? | #NAME? | 1 | 0 | 0 | 0 | 0 | 0 | 0
Std B18 | Overall Envelope Tradeoff | 0% | 0% | 100% | 0% | 0% | 0% | 0% | 0% | 0% | 0% | 0% | 0% | 0% | 0% | 0% | 0% | 0% | 0% | 0% | 0% | 0% | 70% | 85% | 25% | 85% | 5% | 90% | 1 | 1 | 1 | #NAME? | #NAME? | 1 | 0 | 0 | 0 | 0 | 0 | 0
Std B19 | Skylighting | 0% | 0% | 100% | 0% | 0% | 0% | 0% | 0% | 0% | 0% | 0% | 0% | 0% | 0% | 0% | 0% | 0% | 0% | 0% | 0% | 0% | 20% | 80% | 40% | 70% | 40% | 80% | 1 | 1 | 1 | #NAME? | #NAME? | 1 | 0 | 0 | 0 | 0 | 0 | 0
Std B20 | Sidelighting | 0% | 0% | 100% | 0% | 0% | 0% | 0% | 0% | 0% | 0% | 0% | 0% | 0% | 0% | 0% | 0% | 0% | 0% | 0% | 0% | 0% | 45% | 70% | 30% | 75% | 25% | 85% | 1 | 1 | 1 | #NAME? | #NAME? | 1 | 0 | 0 | 0 | 0 | 0 | 0
Std B21 | Tailored Indoor lighting | 0% | 0% | 100% | 0% | 0% | 0% | 0% | 0% | 0% | 0% | 0% | 0% | 0% | 0% | 0% | 0% | 0% | 0% | 0% | 0% | 0% | 30% | 70% | 35% | 70% | 35% | 65% | 1 | 1 | 1 | #NAME? | #NAME? | 1 | 0 | 0 | 0 | 0 | 0 | 0
Std B22a | TDV Lighting Controls | 0% | 0% | 100% | 0% | 0% | 0% | 0% | 0% | 0% | 0% | 0% | 0% | 0% | 0% | 0% | 0% | 0% | 0% | 0% | 0% | 0% | 65% | 90% | 25% | 85% | 10% | 90% | 1 | 1 | 1 | #NAME? | #NAME? | 1 | 0 | 0 | 0 | 0 | 0 | 0
Std B22b | DR Indoor Lighting | 0% | 0% | 100% | 0% | 0% | 0% | 0% | 0% | 0% | 0% | 0% | 0% | 0% | 0% | 0% | 0% | 0% | 0% | 0% | 0% | 0% | 25% | 90% | 35% | 75% | 40% | 75% | 1 | 1 | 1 | #NAME? | #NAME? | 1 | 0 | 0 | 0 | 0 | 0 | 0
Std B23 | Outdoor Lighting | 0% | 0% | 100% | 0% | 0% | 0% | 0% | 0% | 0% | 0% | 0% | 0% | 0% | 0% | 0% | 0% | 0% | 0% | 0% | 0% | 0% | 25% | 85% | 40% | 65% | 35% | 80% | 1 | 1 | 1 | #NAME? | #NAME? | 1 | 0 | 0 | 0 | 0 | 0 | 0
Std B24 | Outdoor Signs | 0% | 0% | 100% | 0% | 0% | 0% | 0% | 0% | 0% | 0% | 0% | 0% | 0% | 0% | 0% | 0% | 0% | 0% | 0% | 0% | 0% | 15% | 85% | 50% | 70% | 35% | 85% | 1 | 1 | 1 | #NAME? | #NAME? | 1 | 0 | 0 | 0 | 0 | 0 | 0
Std B26 | Refrigerated warehouses | 0% | 0% | 100% | 0% | 0% | 0% | 0% | 0% | 0% | 0% | 0% | 0% | 0% | 0% | 0% | 0% | 0% | 0% | 0% | 0% | 0% | 15% | 75% | 45% | 80% | 40% | 70% | 1 | 1 | 1 | #NAME? | #NAME? | 1 | 0 | 0 | 0 | 0 | 0 | 0
Std B27 | DDC to Zone | 0% | 0% | 100% | 0% | 0% | 0% | 0% | 0% | 0% | 0% | 0% | 0% | 0% | 0% | 0% | 0% | 0% | 0% | 0% | 0% | 0% | 30% | 90% | 35% | 60% | 35% | 70% | 1 | 1 | 1 | #NAME? | #NAME? | 1 | 0 | 0 | 0 | 0 | 0 | 0
Std B28 | Residential Swimming pool | 0% | 0% | 100% | 0% | 0% | 0% | 0% | 0% | 0% | 0% | 0% | 0% | 0% | 0% | 0% | 0% | 0% | 0% | 0% | 0% | 0% | 30% | 65% | 40% | 75% | 30% | 60% | 1 | 1 | 1 | #NAME? | #NAME? | 1 | 0 | 0 | 0 | 0 | 0 | 0
Std B29 | Site Built Fenestration | 0% | 0% | 100% | 0% | 0% | 0% | 0% | 0% | 0% | 0% | 0% | 0% | 0% | 0% | 0% | 0% | 0% | 0% | 0% | 0% | 0% | 35% | 70% | 15% | 65% | 50% | 65% | 1 | 1 | 1 | #NAME? | #NAME? | 1 | 0 | 0 | 0 | 0 | 0 | 0
Std B30 | Residential Fenestration | 0% | 0% | 100% | 0% | 0% | 0% | 0% | 0% | 0% | 0% | 0% | 0% | 0% | 0% | 0% | 0% | 0% | 0% | 0% | 0% | 0% | 25% | 90% | 35% | 75% | 40% | 80% | 1 | 1 | 1 | #NAME? | #NAME? | 1 | 0 | 0 | 0 | 0 | 0 | 0
Std B31 | Cool Roof Expansion | 0% | 0% | 100% | 0% | 0% | 0% | 0% | 0% | 0% | 0% | 0% | 0% | 0% | 0% | 0% | 0% | 0% | 0% | 0% | 0% | 0% | 25% | 80% | 30% | 70% | 45% | 70% | 1 | 1 | 1 | #NAME? | #NAME? | 1 | 0 | 0 | 0 | 0 | 0 | 0
Std B32 | MF Water heating control | 0% | 0% | 100% | 0% | 0% | 0% | 0% | 0% | 0% | 0% | 0% | 0% | 0% | 0% | 0% | 0% | 0% | 0% | 0% | 0% | 0% | 30% | 85% | 30% | 80% | 40% | 85% | 1 | 1 | 1 | #NAME? | #NAME? | 1 | 0 | 0 | 0 | 0 | 0 | 0
Std B33a | CfR IL Complete Building Method | 0% | 0% | 100% | 0% | 0% | 0% | [15 empty] | 30% | 0% | 10% | 5% | 60% | 5%
Std B33b | CfR IL Area Category Method | 0% | 0% | 100% | 0% | 0% | 0% | [15 empty] | 30% | 0% | 10% | 5% | 60% | 5%
Std B33c | CfR IL Egress Control | 0% | 0% | 100% | 0% | 0% | 0% | [15 empty] | 30% | 0% | 10% | 5% | 60% | 5%
Std B33d | CfR HVAC Efficiency | 0% | 0% | 100% | 0% | 0% | 0% | [15 empty] | 10% | 0% | 80% | 10% | 10% | 20%
Std B33e | CfR Res Cool Roofs | 0% | 0% | 100% | 0% | 0% | 0% | [15 empty] | 30% | 5% | 40% | 10% | 30% | 30%
Std B33f | CfR Res Central Fan WL | 0% | 0% | 100% | 0% | 0% | 0% | [15 empty] | 40% | 20% | 40% | 30% | 20% | 0%
END- Insert New Standards above this line