## JobResults
PA | TRC Ratio | PAC Ratio | Elec Benefits | GasBen | TRC Cost | PAC Cost | TRC Ratio No Admin | PAC Ratio No Admin | TRC Cost No Admin | PAC Cost No Admin | TRC Lifecycle Net Ben | PAC Lifecycle Net Ben | Bill Reduc Elec | Bill Reduc Gas | RIM Cost | RIM Ratio | Gross KWh | Gross KW | Gross Thm | Net KWh | Net KW | Net Thm | Goal Attainment KWh | Goal Attainment KW | Goal Attainment Thm | First Year Gross KWh | First Year Gross KW | First Year Gross Thm | First Year Net KWh | First Year Net KW | First Year Net Thm | Lifecycle Gross KWh | Lifecycle Gross Thm | Lifecycle Net KWh | Lifecycle Net Thm | Net Elec CO2 | Net Gas CO2 | Gross Elec CO2 | Gross Gas CO2 | Net Elec CO2 Lifecycle | Net Gas CO2 Lifecycle | Gross Elec CO2 Lifecycle | Gross Gas CO2 Lifecycle | Net Elec NOx | Net Gas NOx | Gross Elec NOx | Gross Gas NOx | Net Elec Nox Lifecycle | Net Gas Nox Lifecycle | Gross Elec Nox Lifecycle | Gross Gas Nox Lifecycle | GrossPM10 | NetPM10 | GrossPM10Lifecycle | NetPM10Lifecycle | ProgramCosts | TotalIncentives | TotalCosts | PrgAdminCostsOverheadAndGA | PrgAdminCostsOther | PrgMarketingOutreach | PrgDIActivity | PrgDIInstallation | PrgDIHardwareAndMaterials | PrgDIRebateAndInspection | PrgEMV | PrgUserInputIncentive | PrgCostsRecoveredFromOtherSources | DILaborCost | DIMaterialCost | EndUserRebate | IncentiveToOthers | GrossMeasureCost | Excess Incentives | NetParticipantCost | DiscountedSavingsGrosskWh | DiscountedSavingsNetkWh | DiscountedSavingsGrossThm | DiscountedSavingsNetThm | LevBenElec | LevBenGas | LevTRCCost | LevTRCCostNoAdmin | LevPACCost | LevPACCostNoAdmin | LevRIMCost | LevNetBenTRCElec | LevNetBenTRCElecNoAdmin | LevNetBenPACElec | LevNetBenPACElecNoAdmin | LevNetBenTRCGas | LevNetBenTRCGasNoAdmin | LevNetBenPACGas | LevNetBenPACGasNoAdmin | LevNetBenRIMElec | LevNetBenRIMGas
Job 57 | 1.0973 | 1.419 | 410802544.4223 | -741418.7607 | 373708141.9333 | 288989016.3357 | 1.9091 | 3.1526 | 214790244.2224 | 130071118.6249 | 36352983.7283 | 121072109.3259 | 528136931.2355 | -645341.9372 | 816480605.634 | 0.50223 | 696551214.5683 | 173357.4699 | -8862.2798 | 541166189.8213 | 144983.2149 | 26390.4056 | 758170881.4286 | 184116.7382 | -52239.728 | 723112285.2368 | 180771.6203 | -52891.9163 | 559443815.5923 | 150062.445 | -6985.7061 | 723112285.2368 | -1796239.5789 | 5111676315.04 | -1125560.2889 | 64731.0063 | 154.3839 | 82308.3121 | -51.8443 | 603765.4088 | -6584.5277 | 796524.5201 | -10508.0015 | 68942.434 | 0 | 88559.2311 | 0 | 651113.4976 | 0 | 868334.8332 | 0 | 47182.6561 | 36685.9778 | 462555.2244 | 346514.4084 | 158917897.7108 | 140310707.2964 | 299228605.0072 | 11844851.2647 | 6856374.4262 | 3320921.9081 | 120470501.176 | 0 | 0 | 4860700.7099 | 11564548.226 | 0 | 0 | 10969942.4032 | 14071704.0726 | 98520163.3133 | 16748897.5073 | 232155308.3313 | 14323159.0442 | 75183655.9199 | 4465280511.0508 | 3353685259.5585 | -1058028.1386 | -573186.0297 | 0.12249 | 1.2935 | 0.11163 | 0.064162 | 0.086326 | 0.038855 | 0.2439 | 0.010859 | 0.058331 | 0.036166 | 0.083638 | 0.11467 | 0.61597 | 0.38191 | 0.88321 | -0.12141 | -1.282

## ProgramResults
PA | Program ID | Program Name | TRC Ratio | PAC Ratio | Elec Benefits | Gas Benefits | TRC Cost | PAC Cost | TRC Ratio No Admin | PAC Ratio No Admin | TRC Cost No Admin | PAC Cost No Admin | TRC Lifecycle Net Ben | PAC Lifecycle Net Ben | Bill Reduc Elec | Bill Reduc Gas | RIM Cost | RIM Ratio | Gross KWh | Gross KW | Gross Thm | Net KWh | Net KW | Net Thm | Goal Attainment KWh | Goal Attainment KW | Goal Attainment Thm | First Year Gross KWh | First Year Gross KW | First Year Gross Thm | First Year Net KWh | First Year Net KW | First Year Net Thm | Lifecycle Gross KWh | Lifecycle Gross Thm | Lifecycle Net KWh | Lifecycle Net Thm | Net Elec CO2 | Net Gas CO2 | Gross Elec CO2 | Gross Gas CO2 | Net Elec CO2 Lifecycle | Net Gas CO2 Lifecycle | Gross Elec CO2 Lifecycle | Gross Gas CO2 Lifecycle | Net Elec NOx | Net Gas NOx | Gross Elec NOx | Gross Gas NOx | Net Elec Nox Lifecycle | Net Gas Nox Lifecycle | Gross Elec Nox Lifecycle | Gross Gas Nox Lifecycle | GrossPM10 | NetPM10 | GrossPM10Lifecycle | NetPM10Lifecycle | ProgramCosts | TotalIncentives | TotalCosts | PrgAdminCostsOverheadAndGA | PrgAdminCostsOther | PrgMarketingOutreach | PrgDIActivity | PrgDIInstallation | PrgDIHardwareAndMaterials | PrgDIRebateAndInspection | PrgEMV | PrgUserInputIncentive | PrgCostsRecoveredFromOtherSources | DILaborCost | DIMaterialCost | EndUserRebate | IncentiveToOthers | GrossMeasureCost | Excess Incentives | NetParticipantCost | DiscountedSavingsGrosskWh | DiscountedSavingsNetkWh | DiscountedSavingsGrossThm | DiscountedSavingsNetThm | LevBenElec | LevBenGas | LevTRCCost | LevTRCCostNoAdmin | LevPACCost | LevPACCostNoAdmin | LevRIMCost | LevNetBenTRCElec | LevNetBenTRCElecNoAdmin | LevNetBenPACElec | LevNetBenPACElecNoAdmin | LevNetBenTRCGas | LevNetBenTRCGasNoAdmin | LevNetBenPACGas | LevNetBenPACGasNoAdmin | LevNetBenRIMElec | LevNetBenRIMGas
SCE | SCE-13-ESPI | ESPI | 0 | 0 | 0 | 0 | 18385500 | 18385500 | 0 | 0 | 0 | 0 | -18385500 | -18385500 | 0 | 0 | 18385500 | 0 | 0 | 0 | 0 | 0 | 0 | 0 | 0 | 0 | 0 | 0 | 0 | 0 | 0 | 0 | 0 | 0 | 0 | 0 | 0 | 0 | 0 | 0 | 0 | 0 | 0 | 0 | 0 | 0 | 0 | 0 | 0 | 0 | 0 | 0 | 0 | 0 | 0 | 0 | 0 | 18385500 | 0 | 18385500 | 0 | 0 | 0 | 18385500 | 0 | 0 | 0 | 0 | 0 | 0 | 0 | 0 | 0 | 0 | 0 | 0 | 0 | 0 | 0 | 0 | 0 | 0 | 0 | 0 | 0 | 0 | 0 | 0 | 0 | 0 | 0 | 0 | 0 | 0 | 0 | 0 | 0 | 0
SCE | SCE-13-L-002B | City of Long Beach Energy Leader Partnership | 0.7319 | 1.0826 | 1466477.6866 | -437.047 | 2003057.8225 | 1354210.2706 | 0.81436 | 1.2733 | 1800232.4765 | 1151384.9246 | -537017.1829 | 111830.369 | 2428399.4907 | -477.687 | 3782132.0744 | 0.38762 | 3060743.8042 | 344.7926 | -98.2733 | 1989483.5134 | 224.1152 | -54.0503 | 3066105.3207 | 348.2358 | -109.1925 | 3060743.8042 | 344.7926 | -98.2733 | 1989483.5134 | 224.1152 | -54.0503 | -54.0503 | -1179.2795 | 24043530.3993 | -648.6037 | 237.3063 | -0.31619 | 365.0866 | -0.5749 | 2865.0985 | -3.7943 | 4407.8438 | -6.8988 | 216.4713 | 0 | 333.0327 | 0 | 2620.7447 | 0 | 4031.9148 | 0 | 195.6063 | 127.1441 | 2365.4468 | 1537.5405 | 202825.346 | 1242025.4 | 1444850.746 | 82122.5386 | 14035.7984 | 5163.1374 | 95261.3528 | 0 | 0 | 6242.5188 | 0 | 0 | 0 | 0 | 0 | 1242025.4 | 0 | 2223295.3891 | 0 | 588762.0083 | 23528183.6844 | 15293319.7084 | -752.6613 | -413.9637 | 0.09589 | 1.0558 | 0.13102 | 0.11775 | 0.088576 | 0.075309 | 0.24738 | -0.035125 | -0.021859 | 0.0073145 | 0.020581 | -0.38673 | -0.24067 | 0.080534 | 0.2266 | -0.15149 | -1.6679
SCE | SCE-13-L-002C | City of Redlands Energy Leader Partnership | 0.92446 | 1.4282 | 332531.4132 | 0 | 359704.3191 | 232830.9328 | 1.2072 | 2.2381 | 275451.9777 | 148578.5915 | -27172.9059 | 99700.4803 | 595671.6666 | 0 | 828502.5994 | 0.40136 | 1360202.5715 | 188.8451 | 0 | 884131.7039 | 122.7493 | 0 | 1511336.1905 | 209.8279 | 0 | 1360202.5715 | 188.8451 | 0 | 884131.7039 | 122.7493 | 0 | 0 | 0 | 5052800.2552 | 0 | 96.0658 | 0 | 147.7935 | 0 | 543.3907 | 0 | 835.9857 | 0 | 104.2646 | 0 | 160.4071 | 0 | 596.028 | 0 | 916.9661 | 0 | 89.516 | 58.1854 | 511.6331 | 332.5615 | 84252.3413 | 160275.144 | 244527.4853 | 13063.6132 | 8106.0428 | 1523.4454 | 56877.5693 | 0 | 0 | 4681.6706 | 0 | 0 | 0 | 0 | 0 | 160275.144 | 0 | 358502.033 | 0 | 118936.1382 | 6042608.0586 | 3927695.3821 | 0 | 0 | 0.084663 | 0 | 0.091582 | 0.070131 | 0.059279 | 0.037828 | 0.21094 | -0.0069183 | 0.014533 | 0.025384 | 0.046835 | 0 | 0 | 0 | 0 | -0.12628 | 0
SCE | SCE-13-L-002D | City of Santa Ana Energy Leader Partnership | 0.21083 | 0.27053 | 35969.2024 | 0 | 170606.0829 | 132957.3769 | 0.72598 | 3.0234 | 49545.7163 | 11897.0102 | -134636.8805 | -96988.1744 | 46897.9309 | 0 | 179855.3078 | 0.19999 | 60703.668 | 0.64094 | 0 | 39457.3856 | 0.41661 | 0 | 67448.52 | 0.71215 | 0 | 60703.668 | 0.64094 | 0 | 39457.3856 | 0.41661 | 0 | 0 | 0 | 460336.1659 | 0 | 4.889 | 0 | 7.5215 | 0 | 57.2414 | 0 | 88.0637 | 0 | 5.1104 | 0 | 7.8621 | 0 | 59.6707 | 0 | 91.8011 | 0 | 4.141 | 2.6917 | 48.3303 | 31.4147 | 121060.3667 | 12833.5785 | 133893.9452 | 9593.2195 | 9476.0912 | 0 | 97309.3853 | 0 | 0 | 4681.6706 | 0 | 0 | 0 | 0 | 0 | 12833.5785 | 0 | 74327.1858 | 0 | 36896.1658 | 455577.0122 | 296125.0688 | 0 | 0 | 0.12147 | 0 | 0.57613 | 0.16731 | 0.44899 | 0.040176 | 0.60736 | -0.45466 | -0.045847 | -0.32752 | 0.081291 | 0 | 0 | 0 | 0 | -0.4859 | 0
SCE | SCE-13-L-002F | Gateway Cities Energy Leader Partnership | 0.64505 | 0.91315 | 892881.7587 | 0 | 1384200.7335 | 977800.4169 | 0.79768 | 1.2524 | 1119344.9655 | 712944.6489 | -491318.9748 | -84918.6582 | 1517667.3686 | 0 | 2495467.7855 | 0.3578 | 2247362.939 | 240.126 | 0 | 1460785.9264 | 156.0819 | 0 | 2318668.5793 | 249.4016 | 0 | 2247362.939 | 240.126 | 0 | 1460785.9264 | 156.0819 | 0 | 0 | 0 | 14723196.9467 | 0 | 166.6734 | 0 | 256.4206 | 0 | 1722.8896 | 0 | 2650.5993 | 0 | 161.9233 | 0 | 249.1128 | 0 | 1611.754 | 0 | 2479.6215 | 0 | 144.5806 | 93.9774 | 1450.7178 | 942.9666 | 264855.768 | 769069.7905 | 1033925.5585 | 73665.0114 | 14759.3697 | 12648.169 | 159101.5472 | 0 | 0 | 4681.6706 | 0 | 0 | 0 | 0 | 0 | 769069.7905 | 0 | 1384361.9083 | 0 | 369175.2733 | 14805440.2856 | 9623536.2509 | 0 | 0 | 0.092781 | 0 | 0.14383 | 0.11631 | 0.10161 | 0.074083 | 0.25931 | -0.051054 | -0.023532 | -0.0088241 | 0.018698 | 0 | 0 | 0 | 0 | -0.16653 | 0
SCE | SCE-13-L-002G | Community Energy Leader Partnership | 0.080328 | 0.11463 | 74158.4583 | 0 | 923193.4986 | 646955.8949 | 0.23614 | 1.9615 | 314043.8007 | 37806.197 | -849035.0403 | -572797.4366 | 94707.347 | 0 | 741663.242 | 0.099989 | 170365.2697 | 19.6759 | 0 | 118000.2163 | 13.4727 | 0 | 189294.7442 | 21.8621 | 0 | 170365.2697 | 19.6759 | 0 | 118000.2163 | 13.4727 | 0 | 0 | 0 | 870625.1328 | 0 | 12.3754 | 0 | 17.8781 | 0 | 92.3528 | 0 | 134.8419 | 0 | 15.6695 | 0 | 22.5669 | 0 | 112.3543 | 0 | 163.2496 | 0 | 11.7283 | 8.1315 | 86.3818 | 59.3166 | 609149.6979 | 40782.4142 | 649932.1122 | 51775.0338 | 28176.5563 | 24832.3292 | 478147.724 | 0 | 0 | 26218.0546 | 0 | 0 | 0 | 0 | 0 | 40782.4142 | 0 | 495050.5638 | 0 | 273231.3284 | 887279.4136 | 611507.2398 | 0 | 0 | 0.12127 | 0 | 1.5097 | 0.51356 | 1.058 | 0.061825 | 1.2128 | -1.3884 | -0.39229 | -0.9367 | 0.059447 | 0 | 0 | 0 | 0 | -1.0916 | 0
SCE | SCE-13-L-002H | Eastern Sierra Energy Leader Partnership | 0 | 0 | 0 | 0 | 78719.318 | 78719.318 | 0 | 0 | 0 | 0 | -78719.318 | -78719.318 | 0 | 0 | 78719.318 | 0 | 0 | 0 | 0 | 0 | 0 | 0 | 0 | 0 | 0 | 0 | 0 | 0 | 0 | 0 | 0 | 0 | 0 | 0 | 0 | 0 | 0 | 0 | 0 | 0 | 0 | 0 | 0 | 0 | 0 | 0 | 0 | 0 | 0 | 0 | 0 | 0 | 0 | 0 | 0 | 78719.318 | 0 | 78719.318 | 4982.745 | 8707.0064 | 9605.1838 | 49181.864 | 0 | 0 | 6242.5188 | 0 | 0 | 0 | 0 | 0 | 0 | 0 | 0 | 0 | 0 | 0 | 0 | 0 | 0 | 0 | 0 | 0 | 0 | 0 | 0 | 0 | 0 | 0 | 0 | 0 | 0 | 0 | 0 | 0 | 0 | 0
SCE | SCE-13-L-002I | Energy Leader Partnership Strategic Support (ICLEI) | 0 | 0 | 0 | 0 | 439949.8214 | 439949.8214 | 0 | 0 | 0 | 0 | -439949.8214 | -439949.8214 | 0 | 0 | 439949.8214 | 0 | 0 | 0 | 0 | 0 | 0 | 0 | 0 | 0 | 0 | 0 | 0 | 0 | 0 | 0 | 0 | 0 | 0 | 0 | 0 | 0 | 0 | 0 | 0 | 0 | 0 | 0 | 0 | 0 | 0 | 0 | 0 | 0 | 0 | 0 | 0 | 0 | 0 | 0 | 0 | 439949.8214 | 0 | 439949.8214 | 27730.0413 | 42774.3068 | 0 | 369445.4734 | 0 | 0 | 0 | 0 | 0 | 0 | 0 | 0 | 0 | 0 | 0 | 0 | 0 | 0 | 0 | 0 | 0 | 0 | 0 | 0 | 0 | 0 | 0 | 0 | 0 | 0 | 0 | 0 | 0 | 0 | 0 | 0 | 0 | 0
SCE | SCE-13-L-002J | Desert Cities Energy Leader Partnership | 0 | 0 | 0 | 0 | 173529.0259 | 173529.0259 | 0 | 0 | 0 | 0 | -173529.0259 | -173529.0259 | 0 | 0 | 173529.0259 | 0 | 0 | 0 | 0 | 0 | 0 | 0 | 0 | 0 | 0 | 0 | 0 | 0 | 0 | 0 | 0 | 0 | 0 | 0 | 0 | 0 | 0 | 0 | 0 | 0 | 0 | 0 | 0 | 0 | 0 | 0 | 0 | 0 | 0 | 0 | 0 | 0 | 0 | 0 | 0 | 173529.0259 | 0 | 173529.0259 | 11829.5838 | 9025.6007 | 276.6786 | 141909.9409 | 0 | 0 | 10487.2219 | 0 | 0 | 0 | 0 | 0 | 0 | 0 | 0 | 0 | 0 | 0 | 0 | 0 | 0 | 0 | 0 | 0 | 0 | 0 | 0 | 0 | 0 | 0 | 0 | 0 | 0 | 0 | 0 | 0 | 0 | 0
SCE | SCE-13-L-002K | Kern County Energy Leader Partnership | 0 | 0 | 0 | 0 | 112893.5561 | 112893.5561 | 0 | 0 | 0 | 0 | -112893.5561 | -112893.5561 | 0 | 0 | 112893.5561 | 0 | 0 | 0 | 0 | 0 | 0 | 0 | 0 | 0 | 0 | 0 | 0 | 0 | 0 | 0 | 0 | 0 | 0 | 0 | 0 | 0 | 0 | 0 | 0 | 0 | 0 | 0 | 0 | 0 | 0 | 0 | 0 | 0 | 0 | 0 | 0 | 0 | 0 | 0 | 0 | 112893.5561 | 0 | 112893.5561 | 7189.0965 | 14488.1466 | 8430.0876 | 76543.7067 | 0 | 0 | 6242.5188 | 0 | 0 | 0 | 0 | 0 | 0 | 0 | 0 | 0 | 0 | 0 | 0 | 0 | 0 | 0 | 0 | 0 | 0 | 0 | 0 | 0 | 0 | 0 | 0 | 0 | 0 | 0 | 0 | 0 | 0 | 0
SCE | SCE-13-L-002L | Orange County Cities Energy Leader Partnership | 0.6357 | 0.97866 | 1815125.6553 | 0 | 2855321.676 | 1854697.7196 | 0.73494 | 1.2355 | 2469772.3517 | 1469148.3953 | -1040196.0207 | -39572.0643 | 3024313.5729 | 0 | 4879011.2926 | 0.37203 | 3828671.6379 | 358.7232 | 0 | 2488636.5683 | 233.1701 | 0 | 3845533.7679 | 358.7232 | 0 | 3828671.6379 | 358.7232 | 0 | 2488636.5683 | 233.1701 | 0 | 0 | 0 | 29863638.819 | 0 | 298.7272 | 0 | 459.5803 | 0 | 3584.7262 | 0 | 5514.9633 | 0 | 270.5106 | 0 | 416.1702 | 0 | 3246.1276 | 0 | 4994.0424 | 0 | 244.5957 | 158.9872 | 2935.1486 | 1907.8466 | 385549.3243 | 1584804.1644 | 1970353.4888 | 127336.3035 | 21178.6274 | 0 | 231353.815 | 0 | 0 | 5680.5785 | 0 | 0 | 0 | 0 | 0 | 1584804.1644 | 0 | 3123505.4941 | 0 | 923220.8013 | 29323255.3673 | 19060116.0165 | 0 | 0 | 0.095232 | 0 | 0.14981 | 0.12958 | 0.097308 | 0.07708 | 0.25598 | -0.054574 | -0.034346 | -0.0020762 | 0.018152 | 0 | 0 | 0 | 0 | -0.16075 | 0
SCE | SCE-13-L-002M | San Gabriel Valley Energy Leader Partnership | 0.59225 | 0.86933 | 509791.8529 | 0 | 860769.5257 | 586420.1113 | 0.78783 | 1.3677 | 647084.3388 | 372734.9243 | -350977.6728 | -76628.2584 | 865075.0088 | 0 | 1451495.1201 | 0.35122 | 1215220.4576 | 107.4868 | 0 | 789893.3114 | 69.8664 | 0 | 1238458.4689 | 108.5237 | 0 | 1215220.4576 | 107.4868 | 0 | 789893.3114 | 69.8664 | 0 | 0 | 0 | 8454269.7424 | 0 | 91.8891 | 0 | 141.3678 | 0 | 1001.5247 | 0 | 1540.8072 | 0 | 86.5783 | 0 | 133.1973 | 0 | 917.8431 | 0 | 1412.0663 | 0 | 77.8652 | 50.6124 | 830.5681 | 539.8692 | 213685.187 | 402077.7358 | 615762.9227 | 46956.9837 | 22774.3855 | 0 | 136151.3247 | 0 | 0 | 7802.4931 | 0 | 0 | 0 | 0 | 0 | 402077.7358 | 0 | 826451.7843 | 0 | 254624.4342 | 8417519.8323 | 5471387.9766 | 0 | 0 | 0.093174 | 0 | 0.15732 | 0.11827 | 0.10718 | 0.068124 | 0.26529 | -0.064148 | -0.025093 | -0.014005 | 0.02505 | 0 | 0 | 0 | 0 | -0.17211 | 0
SCE | SCE-13-L-002N | San Joaquin Valley Energy Leader Partnership | 0.020852 | 0.020832 | 5650.0962 | 1658.7816 | 350519.9382 | 350847.7629 | 2.3253 | 2.1056 | 3143.2596 | 3471.0842 | -343211.0605 | -343538.8851 | 8964.2444 | 1719.5952 | 361531.6025 | 0.020216 | 9360.846 | 2.0554 | 291.5902 | 6084.5501 | 1.336 | 160.3746 | 10400.94 | 2.2838 | 323.9891 | 9360.846 | 2.0554 | 291.5902 | 6084.5501 | 1.336 | 160.3746 | 160.3746 | 4665.4429 | 97352.802 | 2565.9936 | 0.63741 | 0.93819 | 0.98064 | 1.7058 | 10.1986 | 15.0111 | 15.6902 | 27.2928 | 0.73095 | 0 | 1.1245 | 0 | 11.6952 | 0 | 17.9926 | 0 | 0.62035 | 0.40323 | 9.9255 | 6.4516 | 347376.6786 | 3744.3384 | 351121.017 | 24529.029 | 31212.9553 | 25750.4802 | 259641.6953 | 0 | 0 | 6242.5188 | 0 | 0 | 0 | 0 | 0 | 3744.3384 | 0 | 2912.2632 | 0 | -499.2451 | 84568.4704 | 54969.5078 | 2634.3063 | 1448.8685 | 0.10279 | 1.1449 | 4.9294 | 0.044204 | 4.934 | 0.048814 | 5.0843 | -4.8266 | 0.058582 | -4.8312 | 0.053972 | -53.7614 | 0.65251 | -53.8128 | 0.60116 | -4.9815 | -55.4863
SCE | SCE-13-L-002O | South Bay Energy Leader Partnership | 0.029834 | 0.030123 | 15808.5023 | 0 | 529881.8429 | 524803.3703 | 0.86834 | 1.2043 | 18205.3404 | 13126.8679 | -514073.3406 | -508994.8681 | 26252.306 | 0 | 551055.6763 | 0.028688 | 45279.2631 | 10.3903 | 0 | 29431.5221 | 6.7537 | 0 | 50310.2923 | 11.5448 | 0 | 45279.2631 | 10.3903 | 0 | 29431.5221 | 6.7537 | 0 | 0 | 0 | 264899.4625 | 0 | 2.9892 | 0 | 4.5988 | 0 | 27.4405 | 0 | 42.2161 | 0 | 3.5043 | 0 | 5.3913 | 0 | 31.7194 | 0 | 48.7991 | 0 | 2.9906 | 1.9439 | 26.9745 | 17.5334 | 511676.5024 | 14160.2543 | 525836.7567 | 41743.2383 | 25978.9057 | 59418.3908 | 379854.2971 | 0 | 0 | 4681.6706 | 0 | 0 | 0 | 0 | 0 | 14160.2543 | 0 | 21499.1039 | 0 | 4403.31 | 253907.8122 | 165040.084 | 0 | 0 | 0.095786 | 0 | 3.2106 | 0.11031 | 3.1799 | 0.079537 | 3.3389 | -3.1148 | -0.014523 | -3.0841 | 0.016248 | 0 | 0 | 0 | 0 | -3.2431 | 0
SCE | SCE-13-L-002P | South Santa Barbara County Energy Leader Partnership | 0.10909 | 0.12271 | 23861.1226 | 0 | 218728.1697 | 194458.6908 | 0.73925 | 2.9796 | 32277.64 | 8008.1611 | -194867.0472 | -170597.5682 | 31967.0373 | 0 | 226425.7281 | 0.10538 | 40469.112 | 0 | 0 | 26304.9238 | 0 | 0 | 44965.68 | 0 | 0 | 40469.112 | 0 | 0 | 26304.9238 | 0 | 0 | 0 | 0 | 315659.0852 | 0 | 3.2963 | 0 | 5.0712 | 0 | 39.5553 | 0 | 60.8543 | 0 | 3.416 | 0 | 5.2553 | 0 | 40.9917 | 0 | 63.0641 | 0 | 2.764 | 1.7966 | 33.1684 | 21.5595 | 186450.5298 | 8638.5875 | 195089.1173 | 14237.6655 | 17947.1707 | 16983.349 | 132600.6741 | 0 | 0 | 4681.6706 | 0 | 0 | 0 | 0 | 0 | 8638.5875 | 0 | 48251.0718 | 0 | 23767.4915 | 309947.2135 | 201465.6962 | 0 | 0 | 0.11844 | 0 | 1.0857 | 0.16021 | 0.96522 | 0.03975 | 1.1239 | -0.96725 | -0.041776 | -0.84678 | 0.078688 | 0 | 0 | 0 | 0 | -1.0055 | 0
SCE | SCE-13-L-002Q | Ventura County Energy Leader Partnership | 0.1244 | 0.1398 | 52777.8151 | 0 | 424261.2158 | 377521.3694 | 0.78114 | 2.5343 | 67564.9054 | 20825.059 | -371483.4007 | -324743.5543 | 74868.0234 | 0 | 452389.3928 | 0.11666 | 113819.3775 | 4.331 | 0 | 73982.5981 | 2.8152 | 0 | 126465.975 | 4.8123 | 0 | 113819.3775 | 4.331 | 0 | 73982.5981 | 2.8152 | 0 | 0 | 0 | 715165.1149 | 0 | 8.9287 | 0 | 13.7365 | 0 | 87.9071 | 0 | 135.2416 | 0 | 9.3113 | 0 | 14.325 | 0 | 91.391 | 0 | 140.6015 | 0 | 7.6788 | 4.9912 | 74.6719 | 48.5368 | 356696.3104 | 22464.4701 | 379160.7805 | 25147.8869 | 20233.0617 | 20208.457 | 285905.2428 | 0 | 0 | 5201.662 | 0 | 0 | 0 | 0 | 0 | 22464.4701 | 0 | 98304.6578 | 0 | 45504.1144 | 733726.3939 | 476922.1735 | 0 | 0 | 0.11066 | 0 | 0.88958 | 0.14167 | 0.79158 | 0.043666 | 0.94856 | -0.77892 | -0.031005 | -0.68092 | 0.066998 | 0 | 0 | 0 | 0 | -0.8379 | 0
SCE | SCE-13-L-002R | Western Riverside Energy Leader Partnership | 0.087955 | 0.095765 | 17121.5548 | 7.676 | 194750.3835 | 178866.4641 | 0.57569 | 1.235 | 29754.2709 | 13870.3514 | -177621.1527 | -161737.2333 | 31061.587 | 8.0535 | 209936.1046 | 0.081593 | 91164.7119 | 24.5734 | 1.4232 | 59257.0649 | 15.9727 | 0.78276 | 101294.1243 | 27.3038 | 1.5813 | 91164.7119 | 24.5734 | 1.4232 | 59257.0649 | 15.9727 | 0.78276 | 0.78276 | 21.3479 | 252657.6238 | 11.7413 | 5.8652 | 0.0045791 | 9.0233 | 0.0083257 | 25.0147 | 0.068687 | 38.4842 | 0.12489 | 7.0054 | 0 | 10.7775 | 0 | 29.8815 | 0 | 45.9715 | 0 | 6.0052 | 3.9034 | 25.6085 | 16.6455 | 164996.1126 | 14962.2671 | 179958.3797 | 11973.6058 | 15355.6891 | 7961.8763 | 127101.4886 | 0 | 0 | 2603.4528 | 0 | 0 | 0 | 0 | 0 | 14962.2671 | 0 | 40171.8599 | 0 | 15125.7563 | 318832.4368 | 207241.0915 | 12.4209 | 6.8315 | 0.082617 | 1.1236 | 0.93931 | 0.14351 | 0.8627 | 0.066899 | 1.0126 | -0.85669 | -0.060892 | -0.78008 | 0.015718 | -11.6514 | -0.82816 | -10.6095 | 0.21377 | -0.92993 | -12.6475
SCE | SCE-13-L-002Rollup | Energy Leader Partnership Future Affinity + IGREEN + Federals | 0.72385 | 0.61361 | 614741.6408 | 0 | 849262.3406 | 1001839.5285 | 5.8804 | 2.3909 | 104540.1629 | 257117.3508 | -234520.6999 | -387097.8878 | 1009237.2487 | 0 | 2011076.7772 | 0.30568 | 1040094 | 78.8282 | 0 | 884079.9124 | 67.004 | 0 | 1155660 | 87.5869 | 0 | 1040094 | 78.8282 | 0 | 884079.9124 | 67.004 | 0 | 0 | 0 | 9724879.0364 | 0 | 92.6156 | 0 | 108.9595 | 0 | 1018.7711 | 0 | 1198.5543 | 0 | 106.2062 | 0 | 124.9485 | 0 | 1168.2683 | 0 | 1374.4332 | 0 | 68.9274 | 58.5883 | 758.2014 | 644.4712 | 744722.1777 | 277358.4 | 1022080.5777 | 62314.9608 | 12264.4882 | 6870.1445 | 654533.2327 | 0 | 0 | 8739.3515 | 0 | 0 | 0 | 0 | 0 | 277358.4 | 0 | 67409.6478 | 0 | -167959.0043 | 7537375.7456 | 6406769.4736 | 0 | 0 | 0.095952 | 0 | 0.13256 | 0.016317 | 0.15637 | 0.040132 | 0.3139 | -0.036605 | 0.079635 | -0.06042 | 0.05582 | 0 | 0 | 0 | 0 | -0.21795 | 0
SCE | SCE-13-L-002S | High Desert Regional Energy Leader Partnership | 0 | 0 | 0 | 0 | 77462.1644 | 77462.1644 | 0 | 0 | 0 | 0 | -77462.1644 | -77462.1644 | 0 | 0 | 77462.1644 | 0 | 0 | 0 | 0 | 0 | 0 | 0 | 0 | 0 | 0 | 0 | 0 | 0 | 0 | 0 | 0 | 0 | 0 | 0 | 0 | 0 | 0 | 0 | 0 | 0 | 0 | 0 | 0 | 0 | 0 | 0 | 0 | 0 | 0 | 0 | 0 | 0 | 0 | 0 | 0 | 77462.1644 | 0 | 77462.1644 | 5647.178 | 20090.0194 | 5816.2351 | 41227.0613 | 0 | 0 | 4681.6706 | 0 | 0 | 0 | 0 | 0 | 0 | 0 | 0 | 0 | 0 | 0 | 0 | 0 | 0 | 0 | 0 | 0 | 0 | 0 | 0 | 0 | 0 | 0 | 0 | 0 | 0 | 0 | 0 | 0 | 0 | 0
SCE | SCE-13-L-002T | West Side Energy Leader Partnership | 0.17614 | 0.31174 | 39264.8983 | 0 | 222923.8728 | 125953.6215 | 0.33546 | 1.9555 | 117049.2356 | 20078.9842 | -183658.9746 | -86688.7232 | 42639.4106 | 0 | 168593.0321 | 0.2329 | 94300.5953 | 1.1584 | 0 | 65492.3573 | 0.76662 | 0 | 104778.4392 | 1.4388 | 0 | 94300.5953 | 1.2949 | 0 | 65492.3573 | 0.88265 | 0 | 0 | 0 | 358423.0689 | 0 | 6.8283 | 0 | 9.8257 | 0 | 37.9935 | 0 | 52.9133 | 0 | 8.9604 | 0 | 12.9194 | 0 | 49.0695 | 0 | 69.6177 | 0 | 6.5812 | 4.5681 | 35.4544 | 25.0068 | 105874.6373 | 21659.6621 | 127534.2993 | 10080.9791 | 9428.7201 | 0 | 83578.3988 | 0 | 0 | 2786.5393 | 0 | 0 | 0 | 0 | 0 | 21659.6621 | 0 | 179760.6243 | 0 | 95015.8415 | 407208.6684 | 281854.4242 | 0 | 0 | 0.13931 | 0 | 0.79092 | 0.41528 | 0.44687 | 0.071239 | 0.59816 | -0.65161 | -0.27597 | -0.30757 | 0.06807 | 0 | 0 | 0 | 0 | -0.45885 | 0
SCE | SCE-13-L-002U | Local Government Strategic Planning Pilot Program | 0 | 0 | 0 | 0 | 1010245.5668 | 1010245.5668 | 0 | 0 | 0 | 0 | -1010245.5668 | -1010245.5668 | 0 | 0 | 1010245.5668 | 0 | 0 | 0 | 0 | 0 | 0 | 0 | 0 | 0 | 0 | 0 | 0 | 0 | 0 | 0 | 0 | 0 | 0 | 0 | 0 | 0 | 0 | 0 | 0 | 0 | 0 | 0 | 0 | 0 | 0 | 0 | 0 | 0 | 0 | 0 | 0 | 0 | 0 | 0 | 0 | 1010245.5668 | 0 | 1010245.5668 | 63675.7873 | 7491.1464 | 0 | 939078.6331 | 0 | 0 | 0 | 0 | 0 | 0 | 0 | 0 | 0 | 0 | 0 | 0 | 0 | 0 | 0 | 0 | 0 | 0 | 0 | 0 | 0 | 0 | 0 | 0 | 0 | 0 | 0 | 0 | 0 | 0 | 0 | 0 | 0 | 0
SCE | SCE-13-L-002V | North Orange County Cities | 2.2405 | 2.6031 | 477467.4009 | -29.761 | 213090.3929 | 183408.492 | 2.867 | 3.4889 | 166526.368 | 136844.4671 | 264347.247 | 294029.1479 | 549044.9915 | -34.9977 | 732418.4859 | 0.65186 | 776394.8537 | 157.4461 | -9.79 | 504656.6734 | 102.34 | -5.3845 | 825523.7464 | 179.8076 | -9.79 | 776394.8537 | 169.6645 | -9.79 | 504656.6734 | 110.2819 | -5.3845 | -5.3845 | -78.3198 | 5465791.2477 | -43.0759 | 54.297 | -0.031499 | 83.5339 | -0.057271 | 600.544 | -0.25199 | 905.455 | -0.45817 | 67.4749 | 0 | 103.8076 | 0 | 737.0011 | 0 | 1133.8477 | 0 | 53.6502 | 34.8727 | 583.0601 | 378.9891 | 46564.025 | 147617.2741 | 194181.299 | 9248.3732 | 9587.5528 | 750.3486 | 24191.211 | 0 | 0 | 2786.5393 | 0 | 0 | 0 | 0 | 0 | 147617.2741 | 0 | 151734.5655 | 0 | 2470.3749 | 5389732.9783 | 3458414.5639 | -56.897 | -31.2933 | 0.13806 | 0.95103 | 0.061619 | 0.048154 | 0.053036 | 0.039571 | 0.21179 | 0.076441 | 0.089906 | 0.085024 | 0.098489 | 0.52657 | 0.61932 | 0.58569 | 0.67844 | -0.073732 | -0.50791
SCE | SCE-13-L-002W | San Bernardino Association of Governments | 1.1583 | 1.2764 | 123544.1884 | -107.4591 | 106567.9786 | 96707.5301 | 2.5811 | 3.2515 | 47823.6062 | 37963.1577 | 16868.7508 | 26729.1992 | 163186.344 | -126.3675 | 259767.5066 | 0.47518 | 214889.661 | 21.3019 | -35.349 | 139678.2847 | 13.8462 | -19.442 | 235264.7347 | 31.6687 | -35.349 | 214889.661 | 29.2989 | -35.349 | 139678.2847 | 19.0443 | -19.442 | -19.442 | -282.7923 | 1594203.0212 | -155.5357 | 17.1709 | -0.11374 | 26.4168 | -0.20679 | 205.8838 | -0.90988 | 303.2493 | -1.6543 | 18.125 | 0 | 27.8846 | 0 | 206.9143 | 0 | 318.3297 | 0 | 14.6725 | 9.5371 | 167.4783 | 108.8609 | 58744.3724 | 40951.7314 | 99696.1038 | 7245.6909 | 28603.8257 | 761.6999 | 17763.4802 | 0 | 0 | 4369.6758 | 0 | 0 | 0 | 0 | 0 | 40951.7314 | 0 | 23034.4429 | 0 | -10750.3735 | 1633972.0927 | 1031939.7921 | -205.4401 | -112.992 | 0.11972 | 0.95103 | 0.10336 | 0.046384 | 0.093796 | 0.03682 | 0.25195 | 0.016361 | 0.073337 | 0.025924 | 0.0829 | 0.12997 | 0.58257 | 0.20594 | 0.65854 | -0.13223 | -1.0504
SCE | SCE-13-L-003A | California Community Colleges Energy Efficiency Partnership | 0.74989 | 0.88133 | 1703216.5779 | 30431.0324 | 2311872.2046 | 1967074.1197 | 1.4414 | 2.0207 | 1202749.0981 | 857951.0131 | -578224.5944 | -233426.5094 | 2222516.1248 | 30980.1071 | 4220570.3516 | 0.41076 | 2945735.316 | 681.2902 | 4867.8408 | 1919179.6032 | 445.2824 | 2677.3124 | 3273039.24 | 911.592 | 5408.712 | 2945735.316 | 820.4328 | 4867.8408 | 1919179.6032 | 535.7252 | 2677.3124 | 2677.3124 | 86819.4248 | 22496970.625 | 47750.6837 | 221.2489 | 15.6623 | 339.6711 | 28.4769 | 2661.1496 | 279.3415 | 3991.9782 | 507.8936 | 250.6638 | 0 | 384.6688 | 0 | 2917.6248 | 0 | 4480.1669 | 0 | 201.6384 | 131.3796 | 2358.4013 | 1535.7377 | 1109123.1066 | 925491.4907 | 2034614.5973 | 144144.406 | 24903.3015 | 0 | 931337.7407 | 0 | 0 | 8737.6583 | 0 | 0 | 0 | 0 | 0 | 925491.4907 | 0 | 634406.7267 | 0 | -169632.7568 | 21725046.7078 | 13935983.1939 | 46975.9909 | 25836.795 | 0.12222 | 1.1778 | 0.16298 | 0.08479 | 0.13867 | 0.060483 | 0.29754 | -0.040763 | 0.037427 | -0.016456 | 0.061734 | -0.39284 | 0.36069 | -0.15859 | 0.59494 | -0.17532 | -1.6896
SCE | SCE-13-L-003B | California Dept. of Corrections and Rehabilitation EE Partnership | 0.65829 | 0.79971 | 458178.689 | 0 | 696016.7336 | 572932.4569 | 1.6291 | 2.8968 | 281248.8464 | 158164.5696 | -237838.0446 | -114753.7679 | 637704.623 | 0 | 1210637.0799 | 0.37846 | 784168.9431 | 36.6384 | 0 | 530815.4141 | 27.4788 | 0 | 847848.173 | 36.6384 | 0 | 784168.9431 | 36.6384 | 0 | 530815.4141 | 27.4788 | 0 | 0 | 0 | 6335344.017 | 0 | 63.558 | 0 | 93.7127 | 0 | 768.3476 | 0 | 1125.1095 | 0 | 67.5097 | 0 | 99.6444 | 0 | 809.7166 | 0 | 1186.6856 | 0 | 53.1021 | 35.9579 | 630.4787 | 429.9923 | 414767.8872 | 170615.759 | 585383.6463 | 61607.5497 | 25331.4997 | 0 | 310350.1347 | 0 | 0 | 17478.7031 | 0 | 0 | 0 | 0 | 0 | 170615.759 | 0 | 360354.3029 | 0 | 114756.1251 | 5902920.6769 | 4014125.7722 | 0 | 0 | 0.11414 | 0 | 0.17339 | 0.070065 | 0.14273 | 0.039402 | 0.30159 | -0.05925 | 0.044077 | -0.028587 | 0.07474 | 0 | 0 | 0 | 0 | -0.18745 | 0
SCE | SCE-13-L-003C | County of Los Angeles Energy Efficiency Partnership | 0.17357 | 0.1787 | 81914.7676 | 0 | 471938.6307 | 458381.0903 | 1.311 | 1.6742 | 62484.3426 | 48926.8022 | -390023.8631 | -376466.3227 | 105649.399 | 0 | 564030.4893 | 0.14523 | 238359.2882 | 217.5814 | 0 | 154933.543 | 141.4279 | 0 | 258593.8442 | 240.9475 | 0 | 238359.2882 | 217.5814 | 0 | 154933.543 | 141.4279 | 0 | 0 | 0 | 970399.9896 | 0 | 15.558 | 0 | 23.9354 | 0 | 98.2379 | 0 | 151.1353 | 0 | 19.2843 | 0 | 29.6681 | 0 | 126.5033 | 0 | 194.6205 | 0 | 16.0118 | 10.4076 | 102.1226 | 66.3797 | 409454.2881 | 52778.4669 | 462232.755 | 38267.6724 | 19893.1039 | 0 | 342554.1603 | 0 | 0 | 8739.3515 | 0 | 0 | 0 | 0 | 0 | 52778.4669 | 0 | 71218.3236 | 0 | 11063.9144 | 1049981.7812 | 682488.1828 | 0 | 0 | 0.12002 | 0 | 0.6915 | 0.091554 | 0.67163 | 0.071689 | 0.82643 | -0.57147 | 0.02847 | -0.55161 | 0.048335 | 0 | 0 | 0 | 0 | -0.70641 | 0
SCE | SCE-13-L-003D | County of Riverside Energy Efficiency Partnership | 0.041594 | 0.042133 | 5375.3414 | 0 | 129234.1393 | 127581.2858 | 1.2541 | 2.0411 | 4286.3586 | 2633.505 | -123858.7979 | -122205.9443 | 9067.7004 | 0 | 136648.9862 | 0.039337 | 11479.3809 | 1.1199 | 0 | 7461.5976 | 0.72796 | 0 | 11479.3809 | 1.1199 | 0 | 11479.3809 | 1.1199 | 0 | 7461.5976 | 0.72796 | 0 | 0 | 0 | 89539.171 | 0 | 0.89404 | 0 | 1.3754 | 0 | 10.7285 | 0 | 16.5054 | 0 | 0.80455 | 0 | 1.2378 | 0 | 9.6546 | 0 | 14.8532 | 0 | 0.73127 | 0.47533 | 8.7753 | 5.7039 | 124947.7808 | 2840.8224 | 127788.6032 | 8545.2831 | 22665.7105 | 1925.3763 | 76080.5781 | 0 | 0 | 15730.8328 | 0 | 0 | 0 | 0 | 0 | 2840.8224 | 0 | 5365.3302 | 0 | 1514.7047 | 87918.9571 | 57147.3221 | 0 | 0 | 0.094061 | 0 | 2.2614 | 0.075005 | 2.2325 | 0.046083 | 2.3912 | -2.1674 | 0.019056 | -2.1384 | 0.047978 | 0 | 0 | 0 | 0 | -2.2971 | 0
SCE | SCE-13-L-003E | County of San Bernardino Energy Efficiency Partnership | 0.5876 | 0.59588 | 195882.4449 | 0 | 333362.7939 | 328726.9696 | 2.6551 | 2.8331 | 73776.7113 | 69140.887 | -137480.349 | -132844.5247 | 220084.0834 | 0 | 548811.053 | 0.35692 | 242666.3754 | 67.9498 | 0 | 157733.1475 | 44.1673 | 0 | 258992.6994 | 73.7753 | 0 | 242666.3754 | 67.9498 | 0 | 157733.1475 | 44.1673 | 0 | 0 | 0 | 2323405.3617 | 0 | 16.942 | 0 | 26.0645 | 0 | 248.4511 | 0 | 382.2324 | 0 | 21.1991 | 0 | 32.6139 | 0 | 312.2934 | 0 | 480.4514 | 0 | 16.8038 | 10.9225 | 247.5295 | 160.8942 | 259586.0826 | 74583.865 | 334169.9477 | 20577.3032 | 25388.1594 | 544.7239 | 199966.8689 | 0 | 0 | 13109.0273 | 0 | 0 | 0 | 0 | 0 | 74583.865 | 0 | 76540.1374 | 0 | 1173.7634 | 2093259.7915 | 1360618.8945 | 0 | 0 | 0.14397 | 0 | 0.24501 | 0.054223 | 0.2416 | 0.050816 | 0.40335 | -0.10104 | 0.089743 | -0.097635 | 0.09315 | 0 | 0 | 0 | 0 | -0.25939 | 0
SCE | SCE-13-L-003F | State of California Energy Efficiency Partnership | 0.51968 | 0.58047 | 333101.1351 | 0 | 640973.8264 | 573852.1663 | 1.5265 | 2.2047 | 218209.4837 | 151087.8236 | -307872.6913 | -240751.0312 | 348731.7406 | 0 | 922583.9069 | 0.36105 | 739246.05 | 166.2012 | 0 | 500712.5457 | 110.707 | 0 | 815613.1134 | 183.472 | 0 | 739246.05 | 166.2012 | 0 | 500712.5457 | 110.707 | 0 | 0 | 0 | 3024960.9807 | 0 | 51.9402 | 0 | 76.6785 | 0 | 312.9896 | 0 | 459.8849 | 0 | 68.9925 | 0 | 101.8583 | 0 | 416.8784 | 0 | 612.6483 | 0 | 51.7125 | 35.0266 | 311.0022 | 211.6215 | 422764.3427 | 162981.9103 | 585746.253 | 39111.6126 | 43736.5917 | 0 | 339916.1384 | 0 | 0 | 0 | 0 | 0 | 0 | 0 | 0 | 162981.9103 | 0 | 254920.6213 | 0 | 59659.6475 | 3360950.5185 | 2287334.0815 | 0 | 0 | 0.14563 | 0 | 0.28023 | 0.095399 | 0.25088 | 0.066054 | 0.40334 | -0.1346 | 0.05023 | -0.10525 | 0.079574 | 0 | 0 | 0 | 0 | -0.25772 | 0
SCE | SCE-13-L-003G | UC/CSU Energy Efficiency Partnership | 1.3896 | 1.657 | 4133838.5253 | 0 | 2974799.3199 | 2494762.9064 | 2.376 | 3.2813 | 1739852.9704 | 1259816.5569 | 1159039.2053 | 1639075.6189 | 4388643.1853 | 0 | 6883406.0918 | 0.60055 | 4884683.2785 | 626.4374 | 0 | 3112316.9968 | 400.0268 | 0 | 5427425.865 | 696.0416 | 0 | 4884683.2785 | 626.4374 | 0 | 3112316.9968 | 400.0268 | 0 | 0 | 0 | 49907825.2848 | 0 | 322.2604 | 0 | 505.556 | 0 | 5132.3624 | 0 | 8091.2595 | 0 | 419.6567 | 0 | 658.9487 | 0 | 6764.2783 | 0 | 10672.9096 | 0 | 338.6918 | 215.7582 | 5469.5626 | 3467.4291 | 1234946.3496 | 1358993.0957 | 2593939.4452 | 143609.5041 | 0 | 57098.9405 | 1034237.905 | 0 | 0 | 0 | 0 | 0 | 0 | 0 | 0 | 1358993.0957 | 0 | 2053585.4209 | 0 | 415147.0491 | 41961782.6134 | 26644358.2367 | 0 | 0 | 0.15515 | 0 | 0.11165 | 0.065299 | 0.093632 | 0.047283 | 0.25834 | 0.0435 | 0.08985 | 0.061517 | 0.10787 | 0 | 0 | 0 | 0 | -0.1032 | 0
SCE | SCE-13-PB | Pension and Benefits | 0 | 0 | 0 | 0 | 18490560 | 18490560 | 0 | 0 | 0 | 0 | -18490560 | -18490560 | 0 | 0 | 18490560 | 0 | 0 | 0 | 0 | 0 | 0 | 0 | 0 | 0 | 0 | 0 | 0 | 0 | 0 | 0 | 0 | 0 | 0 | 0 | 0 | 0 | 0 | 0 | 0 | 0 | 0 | 0 | 0 | 0 | 0 | 0 | 0 | 0 | 0 | 0 | 0 | 0 | 0 | 0 | 0 | 18490560 | 0 | 18490560 | 0 | 0 | 0 | 18490560 | 0 | 0 | 0 | 0 | 0 | 0 | 0 | 0 | 0 | 0 | 0 | 0 | 0 | 0 | 0 | 0 | 0 | 0 | 0 | 0 | 0 | 0 | 0 | 0 | 0 | 0 | 0 | 0 | 0 | 0 | 0 | 0 | 0 | 0
SCE | SCE-13-SW-001A | Energy Advisor Program | 0.74891 | 0.75241 | 7831835.8085 | 0 | 10457692.0541 | 10408995.5861 | 7.6586 | 8.0415 | 1022625.827 | 973929.3591 | -2625856.2456 | -2577159.7777 | 10978410.3495 | 0 | 21387405.9356 | 0.36619 | 70165371.6 | 30677.52 | 0 | 68667006.0126 | 29800.2691 | 0 | 70165371.6 | 30677.52 | 0 | 70165371.6 | 30677.52 | 0 | 68667006.0126 | 29800.2691 | 0 | 0 | 0 | 82018031.0779 | 0 | 9161.5541 | 0 | 9361.4661 | 0 | 10942.8483 | 0 | 12330.2897 | 0 | 8716.8988 | 0 | 8907.1081 | 0 | 10411.738 | 0 | 11731.84 | 0 | 4749.531 | 4648.1058 | 6255.7609 | 5551.8438 | 9435066.227 | 1050600 | 10485666.227 | 382677.0091 | 45941.6537 | 853451.685 | 8152995.8793 | 0 | 0 | 0 | 0 | 0 | 0 | 1050600 | 0 | 0 | 0 | 525300 | 525300 | 0 | 83525898.4407 | 74744459.8257 | 0 | 0 | 0.10478 | 0 | 0.13991 | 0.013682 | 0.13926 | 0.01303 | 0.28614 | -0.035131 | 0.0911 | -0.03448 | 0.091751 | 0 | 0 | 0 | 0 | -0.18136 | 0
SCE | SCE-13-SW-001B | Plug Load and Appliances Program | 0.74423 | 1.0986 | 7422539.5896 | -76417.4143 | 9870808.763 | 6687013.4336 | 0.97367 | 1.6845 | 7544758.8205 | 4360963.4911 | -2524686.5876 | 659108.7418 | 10074718.472 | -92176.0357 | 16669555.8699 | 0.44069 | 14344301.4078 | 6955.3866 | -10652.1449 | 8733480.087 | 4436.0921 | -7753.5572 | 20665926.0253 | 9073.8818 | -10652.1449 | 20665926.0253 | 9073.8818 | -10652.1449 | 12526454.8574 | 5707.1892 | -7753.5572 | -7753.5572 | -156688.9988 | 93165026.5145 | -114447.4527 | 926.335 | -45.3583 | 1523.9928 | -62.315 | 9797.8285 | -669.5176 | 16031.2326 | -916.6306 | 1182.3554 | 0 | 1939.9252 | 0 | 12674.7519 | 0 | 20664.5802 | 0 | 995.8089 | 606.5532 | 10578.9019 | 6483.3594 | 2326049.9425 | 4704271.62 | 7030321.5625 | 247811.5967 | 73418.7839 | 743162.6006 | 736356.9613 | 0 | 0 | 525300 | 0 | 0 | 0 | 0 | 0 | 3758731.62 | 945540 | 6254258.0772 | 945540 | 1507911.8484 | 109119277.7638 | 64847453.3084 | -91876.1521 | -67014.8489 | 0.11446 | 1.1403 | 0.1538 | 0.11756 | 0.10419 | 0.067949 | 0.25973 | -0.039338 | -0.003095 | 0.01027 | 0.046512 | -0.3919 | -0.030833 | 0.10231 | 0.46337 | -0.14527 | -1.4472
SCE | SCE-13-SW-001C | Multifamily Energy Efficiency Rebate Program | 0.66326 | 0.64744 | 2022400.7105 | -32758.8633 | 2999782.5095 | 3073080.1606 | 1.8292 | 1.7137 | 1087699.3348 | 1160996.9859 | -1010140.6623 | -1083438.3134 | 2697998.4813 | -41314.3949 | 5729764.247 | 0.34725 | 4160432.971 | 951.7139 | -8044.9895 | 2824849.0569 | 729.8686 | -5126.578 | 5479109.9507 | 991.2681 | -8044.9895 | 5479109.9507 | 991.2681 | -8044.9895 | 3616055.2605 | 753.6011 | -5126.578 | -5126.578 | -75905.8295 | 24387286.0407 | -49426.8505 | 303.3136 | -29.9905 | 450.9122 | -47.0632 | 2663.7152 | -289.1471 | 4076.3654 | -444.0491 | 379.9595 | 0 | 557.8662 | 0 | 3233.9123 | 0 | 4929.5176 | 0 | 287.8223 | 195.6718 | 2559.3363 | 1679.603 | 1912083.1747 | 1252394.1517 | 3164477.3264 | 329469.432 | 70444.9954 | 132967.4948 | 681769.496 | 0 | 0 | 697431.7565 | 0 | 0 | 0 | 61102.3499 | 132891.9679 | 1058399.8338 | 0 | 818142.186 | 0 | -227302.7292 | 27375561.0252 | 17483034.6683 | -47005.4094 | -30525.8703 | 0.11568 | 1.0732 | 0.17441 | 0.063239 | 0.17867 | 0.0675 | 0.33313 | -0.05873 | 0.052439 | -0.062991 | 0.048177 | -0.54484 | 0.48648 | -0.58437 | 0.44695 | -0.21745 | -2.0173
SCE | SCE-13-SW-001D | Energy Upgrade California | 0.11382 | 0.16624 | 521503.0763 | 102910.2753 | 5485874.1896 | 3756102.2389 | 0.21387 | 0.52479 | 2919603.1388 | 1189831.1881 | -4861460.838 | -3131688.8873 | 286279.0831 | 125343.6712 | 4167724.9931 | 0.14982 | 353113.6153 | 440.4685 | 18185.561 | 211868.1734 | 264.2811 | 10911.3368 | 392348.4614 | 489.4095 | 20206.1789 | 353113.6153 | 440.4685 | 18185.561 | 211868.1734 | 264.2811 | 10911.3368 | 10911.3368 | 254597.8544 | 2966154.4272 | 152758.7156 | 19.9335 | 63.8313 | 33.2226 | 106.3855 | 279.0695 | 893.6385 | 465.1158 | 1489.3974 | 30.7207 | 0 | 51.2011 | 0 | 430.0893 | 0 | 716.8154 | 0 | 25.2326 | 15.1395 | 353.2559 | 211.9536 | 2566271.0508 | 1283498.2687 | 3849769.3195 | 220658.4682 | 45366.327 | 51781.1443 | 2232933.4786 | 0 | 0 | 15531.6326 | 0 | 0 | 0 | 0 | 0 | 1283498.2687 | 0 | 4286448 | 0 | 1651622.388 | 2965155.5256 | 1779093.3507 | 152707.2716 | 91624.3648 | 0.29313 | 1.1232 | 2.5753 | 1.3706 | 1.7633 | 0.55856 | 1.9565 | -2.2822 | -1.0775 | -1.4702 | -0.26543 | -8.7446 | -4.1285 | -5.6332 | -1.0171 | -1.6634 | -6.3736
SCE | SCE-13-SW-001F | Residential New Construction Program | 0 | 0 | 0 | 0 | 295689.2016 | 295689.2016 | 0 | 0 | 0 | 0 | -295689.2016 | -295689.2016 | 0 | 0 | 295689.2016 | 0 | 0 | 0 | 0 | 0 | 0 | 0 | 0 | 0 | 0 | 0 | 0 | 0 | 0 | 0 | 0 | 0 | 0 | 0 | 0 | 0 | 0 | 0 | 0 | 0 | 0 | 0 | 0 | 0 | 0 | 0 | 0 | 0 | 0 | 0 | 0 | 0 | 0 | 0 | 0 | 295689.2016 | 0 | 295689.2016 | 0 | 295689.2016 | 0 | 0 | 0 | 0 | 0 | 0 | 0 | 0 | 0 | 0 | 0 | 0 | 0 | 0 | 0 | 0 | 0 | 0 | 0 | 0 | 0 | 0 | 0 | 0 | 0 | 0 | 0 | 0 | 0 | 0 | 0 | 0 | 0 | 0 | 0 | 0
SCE | SCE-13-SW-001G | Residential Direct Install | 2.213 | 2.3051 | 10999795.6307 | -385643.8462 | 4796206.5781 | 4604632.8556 | 2.6383 | 2.7703 | 4023048.1715 | 3831474.4491 | 5817945.2065 | 6009518.9289 | 8095038.4284 | -464180.8607 | 12235490.4234 | 0.86749 | 12822428.0691 | 5221.4242 | -40825.0799 | 10772778.7775 | 4206.9562 | -38767.1153 | 13242599.8076 | 5362.1476 | -40825.0799 | 13242599.8076 | 5362.1476 | -40825.0799 | 11150933.3422 | 4333.6073 | -38767.1153 | -38767.1153 | -717363.4256 | 72476747.5507 | -578764.0963 | 1058.5559 | -226.7876 | 1257.3645 | -238.8267 | 7080.137 | -3385.77 | 8603.5979 | -4196.576 | 1529.7424 | 0 | 1822.6447 | 0 | 10317.1739 | 0 | 12588.0294 | 0 | 908.6243 | 763.0576 | 6265.1467 | 5138.9763 | 773158.4066 | 4133099.6121 | 4906258.0187 | 153694.6109 | 49761.9148 | 88598.4618 | 241992.6794 | 0 | 0 | 239110.7397 | 0 | 0 | 0 | 1578654.6432 | 2554444.9689 | 0 | 0 | 3387247.5956 | 745852.0165 | 0 | 63760199.101 | 52643922.6379 | -405705.6349 | -337047.7423 | 0.20895 | 1.1442 | 0.094417 | 0.079197 | 0.090645 | 0.075425 | 0.24086 | 0.11453 | 0.12975 | 0.1183 | 0.13352 | 0.62716 | 0.71051 | 0.64781 | 0.73116 | -0.031917 | -0.17478
SCE | SCE-13-SW-002A | Commercial Energy Advisor Program | 0 | 0 | 0 | 0 | 2221278.2598 | 2221278.2598 | 0 | 0 | 0 | 0 | -2221278.2598 | -2221278.2598 | 0 | 0 | 2221278.2598 | 0 | 0 | 0 | 0 | 0 | 0 | 0 | 0 | 0 | 0 | 0 | 0 | 0 | 0 | 0 | 0 | 0 | 0 | 0 | 0 | 0 | 0 | 0 | 0 | 0 | 0 | 0 | 0 | 0 | 0 | 0 | 0 | 0 | 0 | 0 | 0 | 0 | 0 | 0 | 0 | 2221278.2598 | 0 | 2221278.2598 | 101472.8441 | 54201.7763 | 48943.5608 | 2016660.0786 | 0 | 0 | 0 | 0 | 0 | 0 | 0 | 0 | 0 | 0 | 0 | 0 | 0 | 0 | 0 | 0 | 0 | 0 | 0 | 0 | 0 | 0 | 0 | 0 | 0 | 0 | 0 | 0 | 0 | 0 | 0 | 0 | 0 | 0
SCE | SCE-13-SW-002B | Commercial Calculated Energy Efficiency Program | 2.6111 | 4.9721 | 30098421.9467 | 0 | 11527080.1035 | 6053448.3618 | 3.3761 | 8.7456 | 8915184.1607 | 3441552.419 | 18571341.8432 | 24044973.5849 | 39099649.8514 | 0 | 45153098.2132 | 0.66659 | 42388386.4996 | 6807.2035 | 0 | 34482299.6842 | 5537.1933 | 0 | 47098207.2218 | 7560.2505 | 0 | 42388386.4996 | 6804.2254 | 0 | 34482299.6842 | 5535.253 | 0 | 0 | 0 | 382287616.029 | 0 | 4180.3992 | 0 | 5102.8518 | 0 | 46934.2939 | 0 | 56327.1305 | 0 | 4454.3543 | 0 | 5466.9014 | 0 | 49413.6583 | 0 | 59547.5947 | 0 | 2887.3304 | 2350.2694 | 31435.2342 | 26062.3511 | 2611895.9428 | 3712481.75 | 6324377.6928 | 264953.7094 | 49474.015 | 84811.026 | 2004825.4983 | 0 | 0 | 207831.6941 | 0 | 0 | 0 | 0 | 0 | 3712481.75 | 0 | 11050405.1451 | 0 | 5104718.1312 | 300204593.6907 | 247256288.1053 | 0 | 0 | 0.12173 | 0 | 0.04662 | 0.036056 | 0.024482 | 0.013919 | 0.18262 | 0.07511 | 0.085673 | 0.097247 | 0.10781 | 0 | 0 | 0 | 0 | -0.060887 | 0
SCE | SCE-13-SW-002C | Commercial Deemed Incentives Program | 3.0335 | 3.9459 | 32073799.7125 | -668686.6185 | 10352826.8709 | 7958895.8601 | 4.9384 | 7.9198 | 6359332.1187 | 3965401.108 | 21052286.2232 | 23446217.2339 | 38569722.6745 | -750236.5494 | 45778381.9852 | 0.68602 | 42976514.8346 | 6877.3705 | -124801.249 | 28202664.5182 | 4527.1298 | -82191.7064 | 47392691.7986 | 7854.7144 | -144905.1479 | 47392691.7986 | 7854.7144 | -144905.1479 | 31516730.0812 | 5260.5495 | -97278.4336 | -97278.4336 | -1498865.32 | 393644804.2672 | -989893.614 | 3018.1519 | -480.8215 | 4593.2142 | -730.0873 | 41991.613 | -5790.8776 | 63858.4457 | -8768.3621 | 3694.288 | 0 | 5629.863 | 0 | 51798.9699 | 0 | 78894.1135 | 0 | 2946.4915 | 1933.5387 | 41176.0076 | 27036.275 | 3993494.7522 | 4277569.3794 | 8271064.1316 | 330088.337 | 19292.6674 | 174287.1685 | 2344338.0157 | 0 | 0 | 1125488.5635 | 0 | 0 | 0 | 0 | 0 | 4277569.3794 | 0 | 7733453.3438 | 0 | 2008472.2398 | 366052740.4403 | 240996866.3293 | -990696.422 | -656512.2074 | 0.13309 | 1.0185 | 0.043873 | 0.026949 | 0.033728 | 0.016805 | 0.194 | 0.089215 | 0.10614 | 0.09936 | 0.11628 | 0.68278 | 0.8123 | 0.76042 | 0.88994 | -0.060911 | -0.46616
SCE | SCE-13-SW-002D | Commercial Direct Install Program | 1.1719 | 1.2199 | 21005013.0904 | -216195.3854 | 17740047.5164 | 17041591.4848 | 1.4173 | 1.4882 | 14667576.6638 | 13969120.6322 | 3048770.1886 | 3747226.2203 | 28907486.5647 | -240971.4443 | 45708106.6052 | 0.45482 | 35119821.3567 | 9887.3269 | -37569.515 | 22827884.7192 | 6426.7627 | -24420.1856 | 46385459.9919 | 13473.8576 | -52473.3345 | 44916557.3088 | 13004.2728 | -50542.3959 | 29195763.3216 | 8452.7776 | -32852.5586 | -32852.5586 | -503332.5333 | 281486289.7464 | -327166.1587 | 2740.4463 | -142.8581 | 4216.0711 | -219.7817 | 34995.3423 | -1913.922 | 52783.6007 | -2944.4953 | 2919.0621 | 0 | 4490.8645 | 0 | 36162.7625 | 0 | 55635.0172 | 0 | 2384.4592 | 1549.8985 | 29454.8541 | 19145.6559 | 3072470.8526 | 15068811.7157 | 18141282.5683 | 853346.6308 | 339830.5259 | 75835.2349 | 1636874.5858 | 0 | 0 | 166583.8752 | 0 | 0 | 0 | 5779070.8232 | 9289740.8925 | 0 | 0 | 5002086.4367 | 10066725.279 | 4.9316e-06 | 286948190.7665 | 183358646.9093 | -397754.7571 | -209559.0279 | 0.11456 | 1.0317 | 0.097757 | 0.080826 | 0.093908 | 0.076977 | 0.25187 | 0.0168 | 0.033731 | 0.020649 | 0.03758 | 0.1513 | 0.30377 | 0.18596 | 0.33844 | -0.13732 | -1.2366
SCE | SCE-13-SW-002E | Commercial Continuous Energy Improvement | 0 | 0 | 0 | 0 | 447783.5761 | 447783.5761 | 0 | 0 | 0 | 0 | -447783.5761 | -447783.5761 | 0 | 0 | 447783.5761 | 0 | 0 | 0 | 0 | 0 | 0 | 0 | 0 | 0 | 0 | 0 | 0 | 0 | 0 | 0 | 0 | 0 | 0 | 0 | 0 | 0 | 0 | 0 | 0 | 0 | 0 | 0 | 0 | 0 | 0 | 0 | 0 | 0 | 0 | 0 | 0 | 0 | 0 | 0 | 0 | 447783.5761 | 0 | 447783.5761 | 19690.4599 | 44497.3697 | 0 | 383595.7466 | 0 | 0 | 0 | 0 | 0 | 0 | 0 | 0 | 0 | 0 | 0 | 0 | 0 | 0 | 0 | 0 | 0 | 0 | 0 | 0 | 0 | 0 | 0 | 0 | 0 | 0 | 0 | 0 | 0 | 0 | 0 | 0 | 0 | 0
SCE | SCE-13-SW-002F | Nonresidential HVAC Program | 0.54422 | 0.65201 | 14725860.5856 | -23086.3869 | 27016258.8105 | 22550090.9867 | 0.9915 | 1.4188 | 14828749.0681 | 10362581.2443 | -12313484.6118 | -7847316.788 | 16054827.294 | -23455.7667 | 38581462.514 | 0.38108 | 18133339.4543 | 6511.855 | 12371.2542 | 14462210.2614 | 5280.1286 | 7932.9262 | 21301968.4682 | 7526.5946 | 1420.635 | 21110144.8828 | 7440.5618 | 1420.635 | 17141335.147 | 6115.9647 | -1922.6311 | -1922.6311 | -20724.2284 | 160843494.0944 | -35939.5025 | 1425.5388 | 46.4076 | 1796.8713 | 72.3718 | 15515.7314 | -210.2461 | 19323.3188 | -121.2367 | 1989.3498 | 0 | 2495.9874 | 0 | 22067.6021 | 0 | 27337.6183 | 0 | 1269.1478 | 1012.0532 | 13925.66 | 11247.9195 | 12187509.7425 | 11178354.7276 | 23365864.47 | 1318308.099 | 119292.2329 | 101010.799 | 10544408.0661 | 0 | 0 | 104490.5455 | 0 | 0 | 0 | 0 | 0 | 2923135.879 | 8255218.8485 | 13320621.3699 | 2031264.5308 | 3369977.8474 | 124660515.5729 | 101223422.8853 | -6667.1778 | -19563.109 | 0.14548 | 1.1801 | 0.26732 | 0.14673 | 0.22313 | 0.10253 | 0.38175 | -0.12184 | -0.0012465 | -0.077646 | 0.042945 | -0.98832 | -0.010111 | -0.62985 | 0.34836 | -0.23627 | -1.9166
SCE | SCE-13-SW-002G | Savings by Design | 2.9574 | 4.1495 | 48926222.0979 | 0 | 16543408.2054 | 11790928.931 | 3.648 | 5.6502 | 13411620.5995 | 8659141.3251 | 32382813.8924 | 37135293.1668 | 71124133.4211 | 0 | 82915062.3521 | 0.59008 | 83287894.1494 | 4362.5207 | 0 | 54113114.5121 | 2834.4999 | 0 | 92542104.6105 | 4847.2452 | 0 | 83287894.1494 | 4362.5207 | 0 | 54113114.5121 | 2834.4999 | 0 | 0 | 0 | 740902884.2277 | 0 | 5960.3576 | 0 | 9173.5219 | 0 | 80828.9564 | 0 | 124427.0244 | 0 | 6688.5573 | 0 | 10295.1893 | 0 | 91365.2247 | 0 | 140663.8577 | 0 | 5580.0748 | 3625.3672 | 76348.6156 | 49592.9879 | 3131787.6059 | 9340814.9077 | 12472602.5136 | 408418.0923 | 38683.8514 | 20767.9916 | 2663917.6705 | 0 | 0 | 0 | 0 | 0 | 0 | 0 | 0 | 9340814.9077 | 0 | 16509962.5075 | 0 | 4301110.5749 | 679826117.2272 | 441645454.4384 | 0 | 0 | 0.11078 | 0 | 0.037459 | 0.030367 | 0.026698 | 0.019607 | 0.18774 | 0.073323 | 0.080414 | 0.084084 | 0.091175 | 0 | 0 | 0 | 0 | -0.07696 | 0
SCE | SCE-13-SW-002H | Midstream Point of Purchase | 0.87018 | 1.278 | 11181414.0936 | -121028.5412 | 12710461.6709 | 8654619.8305 | 1.0007 | 1.5807 | 11053132.7658 | 6997290.9253 | -1650076.1185 | 2405765.722 | 14649756.0413 | -137197.1311 | 23167178.7407 | 0.47742 | 21469930.2009 | 6587.0482 | -27857.0226 | 14528830.0866 | 4464.0554 | -18865.9173 | 21469930.2009 | 6587.0482 | -27857.0226 | 21469930.2009 | 6587.0482 | -27857.0226 | 14528830.0866 | 4464.0554 | -18865.9173 | -18865.9173 | -270345.7036 | 139534635.7639 | -179518.9702 | 1819.1944 | -110.3656 | 2688.2225 | -162.9636 | 17469.593 | -1050.186 | 26323.6066 | -1581.5224 | 1872.4304 | 0 | 2766.11 | 0 | 17963.4094 | 0 | 27063.2538 | 0 | 1461.8067 | 989.3358 | 14310.3296 | 9497.5216 | 1657328.9052 | 7548138.6588 | 9205467.564 | 445478.9435 | 87961.8702 | 68524.5551 | 888779.6611 | 0 | 0 | 166583.8752 | 0 | 0 | 0 | 0 | 0 | 0 | 7548138.6588 | 13504524.7277 | 0 | 3699903.6413 | 140155255.3043 | 93406752.795 | -180637.3481 | -120466.0118 | 0.11971 | 1.0047 | 0.13757 | 0.11963 | 0.093669 | 0.075732 | 0.25074 | -0.017859 | 7.8497e-05 | 0.026038 | 0.043975 | -0.14988 | 0.00065881 | 0.21853 | 0.36907 | -0.13103 | -1.0997
SCE | SCE-13-SW-003A | Industrial Energy Advisor Program | 0 | 0 | 0 | 0 | 804204.4073 | 804204.4073 | 0 | 0 | 0 | 0 | -804204.4073 | -804204.4073 | 0 | 0 | 804204.4073 | 0 | 0 | 0 | 0 | 0 | 0 | 0 | 0 | 0 | 0 | 0 | 0 | 0 | 0 | 0 | 0 | 0 | 0 | 0 | 0 | 0 | 0 | 0 | 0 | 0 | 0 | 0 | 0 | 0 | 0 | 0 | 0 | 0 | 0 | 0 | 0 | 0 | 0 | 0 | 0 | 804204.4073 | 0 | 804204.4073 | 37490.1621 | 26235.0459 | 0 | 740479.1993 | 0 | 0 | 0 | 0 | 0 | 0 | 0 | 0 | 0 | 0 | 0 | 0 | 0 | 0 | 0 | 0 | 0 | 0 | 0 | 0 | 0 | 0 | 0 | 0 | 0 | 0 | 0 | 0 | 0 | 0 | 0 | 0 | 0 | 0
SCE | SCE-13-SW-003B | Industrial Calculated Energy Efficiency Program | 1.1018 | 2.3336 | 8258165.4318 | 0 | 7495183.5323 | 3538857.7943 | 1.5049 | 5.3939 | 5487338.6396 | 1531012.9016 | 762981.8995 | 4719307.6375 | 12058215.1019 | 0 | 15597072.8961 | 0.52947 | 14730191.2095 | 2153.9057 | 0 | 10678145.5393 | 1600.8369 | 0 | 16404011.1271 | 2277.0198 | 0 | 14763610.0144 | 2049.3178 | 0 | 10699867.7632 | 1532.5837 | 0 | 0 | 0 | 117698223.8171 | 0 | 1244.9764 | 0 | 1703.1986 | 0 | 13857.5863 | 0 | 18755.4569 | 0 | 1321.7057 | 0 | 1813.2802 | 0 | 14572.8937 | 0 | 19788.8183 | 0 | 985.3486 | 715.7991 | 10754.2993 | 7890.5308 | 2007844.8927 | 1651538.8303 | 3659383.7229 | 162100.0747 | 21391.0906 | 41593.1195 | 1654992.8101 | 0 | 0 | 127767.7977 | 0 | 0 | 0 | 0 | 0 | 1651538.8303 | 0 | 7425318.1091 | 0 | 3869003.2783 | 104825074.5566 | 76286337.6769 | 0 | 0 | 0.10825 | 0 | 0.098251 | 0.071931 | 0.046389 | 0.020069 | 0.20445 | 0.010002 | 0.036321 | 0.061863 | 0.088183 | 0 | 0 | 0 | 0 | -0.096202 | 0
SCE | SCE-13-SW-003C | Industrial Deemed Energy Efficiency Program | 0.23749 | 0.25174 | 303141.5203 | -6273.5309 | 1250032.5573 | 1179258.8428 | 2.285 | 5.0193 | 129919.0809 | 59145.3665 | -953164.5679 | -882390.8535 | 378060.9777 | -6650.5689 | 1550669.2516 | 0.19145 | 450702.5762 | 124.1532 | -1025.7124 | 303328.2238 | 82.8762 | -682.4155 | 450702.5762 | 124.1532 | -1025.7124 | 450702.5762 | 124.1532 | -1025.7124 | 303328.2238 | 82.8762 | -682.4155 | -682.4155 | -14336.6987 | 3864150.6253 | -9551.6505 | 34.3548 | -3.9921 | 50.9119 | -6.0004 | 442.4041 | -55.8772 | 653.5908 | -83.8697 | 39.7679 | 0 | 59.1166 | 0 | 509.2481 | 0 | 754.9905 | 0 | 30.8752 | 20.7759 | 393.1882 | 265.3132 | 1120113.4763 | 63801.4672 | 1183914.9435 | 60851.1698 | 10370.805 | 6204.4985 | 832245.9245 | 0 | 0 | 210441.0786 | 0 | 0 | 0 | 0 | 0 | 63801.4672 | 0 | 174686.1249 | 0 | 67610.9273 | 3502345.9696 | 2361721.8299 | -8514.93 | -5670.6054 | 0.12836 | 1.1063 | 0.54047 | 0.056173 | 0.50987 | 0.025573 | 0.67046 | -0.41212 | 0.072183 | -0.38152 | 0.10278 | -3.5521 | 0.62216 | -3.2884 | 0.88591 | -0.5421 | -4.6725
SCE | SCE-13-SW-003D | Industrial Continuous Energy Improvement Program | 0 | 0 | 0 | 0 | 359004.2586 | 359004.2586 | 0 | 0 | 0 | 0 | -359004.2586 | -359004.2586 | 0 | 0 | 359004.2586 | 0 | 0 | 0 | 0 | 0 | 0 | 0 | 0 | 0 | 0 | 0 | 0 | 0 | 0 | 0 | 0 | 0 | 0 | 0 | 0 | 0 | 0 | 0 | 0 | 0 | 0 | 0 | 0 | 0 | 0 | 0 | 0 | 0 | 0 | 0 | 0 | 0 | 0 | 0 | 0 | 359004.2586 | 0 | 359004.2586 | 16735.9539 | 34756.6065 | 0 | 307511.6982 | 0 | 0 | 0 | 0 | 0 | 0 | 0 | 0 | 0 | 0 | 0 | 0 | 0 | 0 | 0 | 0 | 0 | 0 | 0 | 0 | 0 | 0 | 0 | 0 | 0 | 0 | 0 | 0 | 0 | 0 | 0 | 0 | 0 | 0
SCE | SCE-13-SW-004A | Agriculture Energy Advisor Program | 0 | 0 | 0 | 0 | 2014181.3946 | 2014181.3946 | 0 | 0 | 0 | 0 | -2014181.3946 | -2014181.3946 | 0 | 0 | 2014181.3946 | 0 | 0 | 0 | 0 | 0 | 0 | 0 | 0 | 0 | 0 | 0 | 0 | 0 | 0 | 0 | 0 | 0 | 0 | 0 | 0 | 0 | 0 | 0 | 0 | 0 | 0 | 0 | 0 | 0 | 0 | 0 | 0 | 0 | 0 | 0 | 0 | 0 | 0 | 0 | 0 | 2014181.3946 | 0 | 2014181.3946 | 98794.1657 | 42134.0048 | 0 | 1873253.2242 | 0 | 0 | 0 | 0 | 0 | 0 | 0 | 0 | 0 | 0 | 0 | 0 | 0 | 0 | 0 | 0 | 0 | 0 | 0 | 0 | 0 | 0 | 0 | 0 | 0 | 0 | 0 | 0 | 0 | 0 | 0 | 0 | 0 | 0
SCE | SCE-13-SW-004B | Agriculture Calculated Energy Efficiency Program | 0.44628 | 0.62438 | 575009.1124 | 0 | 1288456.9462 | 920920.8095 | 0.93286 | 2.3106 | 616396.7462 | 248860.6095 | -713447.8338 | -345911.6972 | 910653.7695 | 0 | 1831574.579 | 0.31394 | 1909654.2954 | 440.8403 | 0 | 1300148.1083 | 295.3433 | 0 | 2121838.106 | 489.8225 | 0 | 1909654.2954 | 440.8403 | 0 | 1300148.1083 | 295.3433 | 0 | 0 | 0 | 8129714.6435 | 0 | 137.5714 | 0 | 200.2985 | 0 | 901.9019 | 0 | 1251.344 | 0 | 157.1184 | 0 | 229.9587 | 0 | 998.3731 | 0 | 1394.8153 | 0 | 126.6784 | 86.362 | 761.6548 | 543.3277 | 672060.2 | 268451.6633 | 940511.8633 | 53322.3483 | 18899.7542 | 7740.8817 | 572466.1815 | 0 | 0 | 19631.0343 | 0 | 0 | 0 | 0 | 0 | 268451.6633 | 0 | 857754.8736 | 0 | 353581.9402 | 8420438.3266 | 5924183.35 | 0 | 0 | 0.097061 | 0 | 0.21749 | 0.10405 | 0.15545 | 0.042008 | 0.30917 | -0.12043 | -0.0069862 | -0.05839 | 0.055054 | 0 | 0 | 0 | 0 | -0.21211 | 0
SCE | SCE-13-SW-004C | Agriculture Deemed Energy Efficiency Program | 0 | 0 | 0 | 0 | 219338.6903 | 219338.6903 | 0 | 0 | 0 | 0 | -219338.6903 | -219338.6903 | 0 | 0 | 219338.6903 | 0 | 0 | 0 | 0 | 0 | 0 | 0 | 0 | 0 | 0 | 0 | 0 | 0 | 0 | 0 | 0 | 0 | 0 | 0 | 0 | 0 | 0 | 0 | 0 | 0 | 0 | 0 | 0 | 0 | 0 | 0 | 0 | 0 | 0 | 0 | 0 | 0 | 0 | 0 | 0 | 219338.6903 | 0 | 219338.6903 | 10204.9999 | 8378.5262 | 10033.2189 | 152441.431 | 0 | 0 | 38280.5143 | 0 | 0 | 0 | 0 | 0 | 0 | 0 | 0 | 0 | 0 | 0 | 0 | 0 | 0 | 0 | 0 | 0 | 0 | 0 | 0 | 0 | 0 | 0 | 0 | 0 | 0 | 0 | 0 | 0 | 0 | 0
SCE | SCE-13-SW-004D | Agriculture Continuous Energy Improvement Program | 0 | 0 | 0 | 0 | 70900.5164 | 70900.5164 | 0 | 0 | 0 | 0 | -70900.5164 | -70900.5164 | 0 | 0 | 70900.5164 | 0 | 0 | 0 | 0 | 0 | 0 | 0 | 0 | 0 | 0 | 0 | 0 | 0 | 0 | 0 | 0 | 0 | 0 | 0 | 0 | 0 | 0 | 0 | 0 | 0 | 0 | 0 | 0 | 0 | 0 | 0 | 0 | 0 | 0 | 0 | 0 | 0 | 0 | 0 | 0 | 70900.5164 | 0 | 70900.5164 | 3305.2192 | 24914.6606 | 0 | 42680.6366 | 0 | 0 | 0 | 0 | 0 | 0 | 0 | 0 | 0 | 0 | 0 | 0 | 0 | 0 | 0 | 0 | 0 | 0 | 0 | 0 | 0 | 0 | 0 | 0 | 0 | 0 | 0 | 0 | 0 | 0 | 0 | 0 | 0 | 0
SCE | SCE-13-SW-005A | Lighting Market Transformation Program | 0 | 0 | 0 | 0 | 78588.9633 | 78588.9633 | 0 | 0 | 0 | 0 | -78588.9633 | -78588.9633 | 0 | 0 | 78588.9633 | 0 | 0 | 0 | 0 | 0 | 0 | 0 | 0 | 0 | 0 | 0 | 0 | 0 | 0 | 0 | 0 | 0 | 0 | 0 | 0 | 0 | 0 | 0 | 0 | 0 | 0 | 0 | 0 | 0 | 0 | 0 | 0 | 0 | 0 | 0 | 0 | 0 | 0 | 0 | 0 | 78588.9633 | 0 | 78588.9633 | 3452.6475 | 75136.3158 | 0 | 0 | 0 | 0 | 0 | 0 | 0 | 0 | 0 | 0 | 0 | 0 | 0 | 0 | 0 | 0 | 0 | 0 | 0 | 0 | 0 | 0 | 0 | 0 | 0 | 0 | 0 | 0 | 0 | 0 | 0 | 0 | 0 | 0 | 0 | 0
SCE | SCE-13-SW-005C | Primary Lighting Program | 0 | 0 | 0 | 0 | 1050600 | 1050600 | 0 | 0 | 0 | 0 | -1050600 | -1050600 | 0 | 0 | 1050600 | 0 | 0 | 0 | 0 | 0 | 0 | 0 | 0 | 0 | 0 | 0 | 0 | 0 | 0 | 0 | 0 | 0 | 0 | 0 | 0 | 0 | 0 | 0 | 0 | 0 | 0 | 0 | 0 | 0 | 0 | 0 | 0 | 0 | 0 | 0 | 0 | 0 | 0 | 0 | 0 | 1050600 | 0 | 1050600 | 0 | 0 | 0 | 1050600 | 0 | 0 | 0 | 0 | 0 | 0 | 0 | 0 | 0 | 0 | 0 | 0 | 0 | 0 | 0 | 0 | 0 | 0 | 0 | 0 | 0 | 0 | 0 | 0 | 0 | 0 | 0 | 0 | 0 | 0 | 0 | 0 | 0 | 0
SCE | SCE-13-SW-006 | Integrated Demand Side Management Program | 0 | 0 | 0 | 0 | 151738.4472 | 151738.4472 | 0 | 0 | 0 | 0 | -151738.4472 | -151738.4472 | 0 | 0 | 151738.4472 | 0 | 0 | 0 | 0 | 0 | 0 | 0 | 0 | 0 | 0 | 0 | 0 | 0 | 0 | 0 | 0 | 0 | 0 | 0 | 0 | 0 | 0 | 0 | 0 | 0 | 0 | 0 | 0 | 0 | 0 | 0 | 0 | 0 | 0 | 0 | 0 | 0 | 0 | 0 | 0 | 151738.4472 | 0 | 151738.4472 | 5746.1197 | 0 | 0 | 145992.3275 | 0 | 0 | 0 | 0 | 0 | 0 | 0 | 0 | 0 | 0 | 0 | 0 | 0 | 0 | 0 | 0 | 0 | 0 | 0 | 0 | 0 | 0 | 0 | 0 | 0 | 0 | 0 | 0 | 0 | 0 | 0 | 0 | 0 | 0
SCE | SCE-13-SW-007A | On-Bill Financing | 0 | 0 | 0 | 0 | 1569841.1231 | 1569841.1231 | 0 | 0 | 0 | 0 | -1569841.1231 | -1569841.1231 | 0 | 0 | 1569841.1231 | 0 | 0 | 0 | 0 | 0 | 0 | 0 | 0 | 0 | 0 | 0 | 0 | 0 | 0 | 0 | 0 | 0 | 0 | 0 | 0 | 0 | 0 | 0 | 0 | 0 | 0 | 0 | 0 | 0 | 0 | 0 | 0 | 0 | 0 | 0 | 0 | 0 | 0 | 0 | 0 | 1569841.1231 | 0 | 1569841.1231 | 68632.7602 | 113039.0194 | 47078.2793 | 818638.4988 | 0 | 0 | 522452.5655 | 0 | 0 | 0 | 0 | 0 | 0 | 0 | 0 | 0 | 0 | 0 | 0 | 0 | 0 | 0 | 0 | 0 | 0 | 0 | 0 | 0 | 0 | 0 | 0 | 0 | 0 | 0 | 0 | 0 | 0 | 0
SCE | SCE-13-SW-008A | Building Codes and Compliance Advocacy | 0 | 0 | 0 | 0 | 1730502.35 | 1730502.35 | 0 | 0 | 0 | 0 | -1730502.35 | -1730502.35 | 0 | 0 | 1730502.35 | 0 | 0 | 0 | 0 | 0 | 0 | 0 | 0 | 0 | 0 | 0 | 0 | 0 | 0 | 0 | 0 | 0 | 0 | 0 | 0 | 0 | 0 | 0 | 0 | 0 | 0 | 0 | 0 | 0 | 0 | 0 | 0 | 0 | 0 | 0 | 0 | 0 | 0 | 0 | 0 | 1730502.35 | 0 | 1730502.35 | 69980.4804 | 85632.9991 | 0 | 1574888.8704 | 0 | 0 | 0 | 0 | 0 | 0 | 0 | 0 | 0 | 0 | 0 | 0 | 0 | 0 | 0 | 0 | 0 | 0 | 0 | 0 | 0 | 0 | 0 | 0 | 0 | 0 | 0 | 0 | 0 | 0 | 0 | 0 | 0 | 0
SCE | SCE-13-SW-008B | Appliance Standards Advocacy | 0 | 0 | 0 | 0 | 1730502.35 | 1730502.35 | 0 | 0 | 0 | 0 | -1730502.35 | -1730502.35 | 0 | 0 | 1730502.35 | 0 | 0 | 0 | 0 | 0 | 0 | 0 | 0 | 0 | 0 | 0 | 0 | 0 | 0 | 0 | 0 | 0 | 0 | 0 | 0 | 0 | 0 | 0 | 0 | 0 | 0 | 0 | 0 | 0 | 0 | 0 | 0 | 0 | 0 | 0 | 0 | 0 | 0 | 0 | 0 | 1730502.35 | 0 | 1730502.35 | 69980.4804 | 85632.9991 | 0 | 1574888.8704 | 0 | 0 | 0 | 0 | 0 | 0 | 0 | 0 | 0 | 0 | 0 | 0 | 0 | 0 | 0 | 0 | 0 | 0 | 0 | 0 | 0 | 0 | 0 | 0 | 0 | 0 | 0 | 0 | 0 | 0 | 0 | 0 | 0 | 0
SCE | SCE-13-SW-008C | Compliance Improvement | 0 | 0 | 0 | 0 | 811172.5609 | 811172.5609 | 0 | 0 | 0 | 0 | -811172.5609 | -811172.5609 | 0 | 0 | 811172.5609 | 0 | 0 | 0 | 0 | 0 | 0 | 0 | 0 | 0 | 0 | 0 | 0 | 0 | 0 | 0 | 0 | 0 | 0 | 0 | 0 | 0 | 0 | 0 | 0 | 0 | 0 | 0 | 0 | 0 | 0 | 0 | 0 | 0 | 0 | 0 | 0 | 0 | 0 | 0 | 0 | 811172.5609 | 0 | 811172.5609 | 32803.2576 | 40140.355 | 0 | 738228.9484 | 0 | 0 | 0 | 0 | 0 | 0 | 0 | 0 | 0 | 0 | 0 | 0 | 0 | 0 | 0 | 0 | 0 | 0 | 0 | 0 | 0 | 0 | 0 | 0 | 0 | 0 | 0 | 0 | 0 | 0 | 0 | 0 | 0 | 0
SCE | SCE-13-SW-008D | Reach Codes | 0 | 0 | 0 | 0 | 540782.0212 | 540782.0212 | 0 | 0 | 0 | 0 | -540782.0212 | -540782.0212 | 0 | 0 | 540782.0212 | 0 | 0 | 0 | 0 | 0 | 0 | 0 | 0 | 0 | 0 | 0 | 0 | 0 | 0 | 0 | 0 | 0 | 0 | 0 | 0 | 0 | 0 | 0 | 0 | 0 | 0 | 0 | 0 | 0 | 0 | 0 | 0 | 0 | 0 | 0 | 0 | 0 | 0 | 0 | 0 | 540782.0212 | 0 | 540782.0212 | 21868.9796 | 26760.4094 | 0 | 492152.6323 | 0 | 0 | 0 | 0 | 0 | 0 | 0 | 0 | 0 | 0 | 0 | 0 | 0 | 0 | 0 | 0 | 0 | 0 | 0 | 0 | 0 | 0 | 0 | 0 | 0 | 0 | 0 | 0 | 0 | 0 | 0 | 0 | 0 | 0
SCE | SCE-13-SW-008E | Planning and Coordination | 0 | 0 | 0 | 0 | 1134747.8667 | 1134747.8667 | 0 | 0 | 0 | 0 | -1134747.8667 | -1134747.8667 | 0 | 0 | 1134747.8667 | 0 | 0 | 0 | 0 | 0 | 0 | 0 | 0 | 0 | 0 | 0 | 0 | 0 | 0 | 0 | 0 | 0 | 0 | 0 | 0 | 0 | 0 | 0 | 0 | 0 | 0 | 0 | 0 | 0 | 0 | 0 | 0 | 0 | 0 | 0 | 0 | 0 | 0 | 0 | 0 | 1134747.8667 | 0 | 1134747.8667 | 45924.73 | 56196.7043 | 0 | 1032626.4325 | 0 | 0 | 0 | 0 | 0 | 0 | 0 | 0 | 0 | 0 | 0 | 0 | 0 | 0 | 0 | 0 | 0 | 0 | 0 | 0 | 0 | 0 | 0 | 0 | 0 | 0 | 0 | 0 | 0 | 0 | 0 | 0 | 0 | 0
SCE | SCE-13-SW-010A | WE&T Centergies | 0 | 0 | 0 | 0 | 4569658.1468 | 4569658.1468 | 0 | 0 | 0 | 0 | -4569658.1468 | -4569658.1468 | 0 | 0 | 4569658.1468 | 0 | 0 | 0 | 0 | 0 | 0 | 0 | 0 | 0 | 0 | 0 | 0 | 0 | 0 | 0 | 0 | 0 | 0 | 0 | 0 | 0 | 0 | 0 | 0 | 0 | 0 | 0 | 0 | 0 | 0 | 0 | 0 | 0 | 0 | 0 | 0 | 0 | 0 | 0 | 0 | 4569658.1468 | 0 | 4569658.1468 | 184822.0405 | 14589.6822 | 0 | 4370246.424 | 0 | 0 | 0 | 0 | 0 | 0 | 0 | 0 | 0 | 0 | 0 | 0 | 0 | 0 | 0 | 0 | 0 | 0 | 0 | 0 | 0 | 0 | 0 | 0 | 0 | 0 | 0 | 0 | 0 | 0 | 0 | 0 | 0 | 0
SCE | SCE-13-SW-010B | WE&T Connections | 0 | 0 | 0 | 0 | 520610.4784 | 520610.4784 | 0 | 0 | 0 | 0 | -520610.4784 | -520610.4784 | 0 | 0 | 520610.4784 | 0 | 0 | 0 | 0 | 0 | 0 | 0 | 0 | 0 | 0 | 0 | 0 | 0 | 0 | 0 | 0 | 0 | 0 | 0 | 0 | 0 | 0 | 0 | 0 | 0 | 0 | 0 | 0 | 0 | 0 | 0 | 0 | 0 | 0 | 0 | 0 | 0 | 0 | 0 | 0 | 520610.4784 | 0 | 520610.4784 | 22462.1987 | 84048 | 0 | 414100.2797 | 0 | 0 | 0 | 0 | 0 | 0 | 0 | 0 | 0 | 0 | 0 | 0 | 0 | 0 | 0 | 0 | 0 | 0 | 0 | 0 | 0 | 0 | 0 | 0 | 0 | 0 | 0 | 0 | 0 | 0 | 0 | 0 | 0 | 0
SCE | SCE-13-TP-001 | Comprehensive Manufactured Homes | 2.2576 | 2.3567 | 9937510.5611 | 585714.0777 | 4661279.9838 | 4465300.2915 | 2.5569 | 2.6848 | 4115573.5395 | 3919593.8472 | 5861944.655 | 6057924.3473 | 6385278.9898 | 881917.6176 | 11732496.8989 | 0.89693 | 11576952.7607 | 7860.3079 | 195392.9847 | 10419257.4846 | 7074.2771 | 175853.6862 | 11576952.7607 | 7860.3079 | 195392.9847 | 11576952.7607 | 7860.3079 | 195392.9847 | 10419257.4846 | 7074.2771 | 175853.6862 | 175853.6862 | 946538.8601 | 53053648.7786 | 851884.9741 | 980.7806 | 1028.7441 | 1089.7562 | 1143.049 | 4993.9759 | 4983.5271 | 5548.8621 | 5537.2523 | 1510.4248 | 0 | 1678.2498 | 0 | 7690.9404 | 0 | 8545.4894 | 0 | 827.1759 | 744.4583 | 4211.8911 | 3790.702 | 545706.4443 | 4228156.0336 | 4773862.4779 | 174688.5985 | 42770.1758 | 21830.5539 | 201357.1161 | 0 | 0 | 105060 | 0 | 0 | 0 | 2387003.913 | 1841152.1206 | 0 | 0 | 4228156.0336 | 0 | 0 | 47057453.8424 | 42351708.4581 | 771457.0858 | 694311.3772 | 0.23464 | 0.84359 | 0.10394 | 0.091767 | 0.099565 | 0.087397 | 0.26161 | 0.13071 | 0.14288 | 0.13508 | 0.14725 | 0.46992 | 0.51367 | 0.48563 | 0.52938 | -0.026964 | -0.096941
SCE | SCE-13-TP-003 | Healthcare EE Program | 1.3848 | 2.1854 | 2417925.7615 | 0 | 1746074.066 | 1106406.954 | 2.4871 | 7.2718 | 972173.312 | 332506.2 | 671851.6954 | 1311518.8075 | 2483657.935 | 0 | 3590064.889 | 0.6735 | 3147156.4129 | 228.7962 | 0 | 2174463.5197 | 154.1582 | 0 | 3362433.1259 | 242.6232 | 0 | 3147156.4129 | 228.7962 | 0 | 2174463.5197 | 154.1582 | 0 | 0 | 0 | 25161888.0562 | 0 | 225.6533 | 0 | 325.7027 | 0 | 2597.2833 | 0 | 3840.3191 | 0 | 297.3022 | 0 | 430.3952 | 0 | 3453.3447 | 0 | 5124.1971 | 0 | 219.4852 | 151.6338 | 2606.6893 | 1757.3382 | 773900.754 | 358682.0856 | 1132582.8396 | 46942.0428 | 114124.7763 | 25637.1033 | 575413.4328 | 0 | 0 | 11783.3988 | 0 | 0 | 0 | 0 | 0 | 358682.0856 | 0 | 1356587.7538 | 0 | 622194.2384 | 22926544.7444 | 15565762.5728 | 0 | 0 | 0.15534 | 0 | 0.11217 | 0.062456 | 0.07108 | 0.021361 | 0.23064 | 0.043162 | 0.09288 | 0.084257 | 0.13397 | 0 | 0 | 0 | 0 | -0.075302 | 0
SCE | SCE-13-TP-004 | Data Center Energy Efficiency | 1.1371 | 2.0915 | 2163564.9354 | -734.3682 | 1902107.8024 | 1034116.5187 | 1.8844 | 7.7304 | 1147775.323 | 279784.0392 | 260722.7648 | 1128714.0485 | 2463931.4619 | -770.4814 | 3497277.4992 | 0.61843 | 3100411.3357 | 279.2927 | -1497.7354 | 2081450.278 | 187.0057 | -74.8868 | 3337501.3828 | 295.7547 | -1497.7354 | 3100411.3357 | 279.2927 | -1497.7354 | 2081450.278 | 187.0057 | -74.8868 | -74.8868 | -22466.0304 | 24790321.0646 | -1123.3015 | 223.6584 | -0.43809 | 331.3307 | -8.7618 | 2645.6876 | -6.5713 | 3917.18 | -131.4263 | 275.8312 | 0 | 411.1333 | 0 | 3323.2683 | 0 | 4954.0517 | 0 | 213.5745 | 143.3437 | 2555.1344 | 1715.0808 | 754332.4794 | 301809.4782 | 1056141.9576 | 46020.904 | 87046.1841 | 32046.3791 | 577435.6135 | 0 | 0 | 11783.3988 | 0 | 0 | 0 | 0 | 0 | 301809.4782 | 0 | 1697591.6804 | 0 | 851442.5776 | 23014919.5751 | 15466583.2661 | -13071.424 | -653.5712 | 0.13989 | 1.1236 | 0.12302 | 0.074235 | 0.066884 | 0.018096 | 0.2262 | 0.016863 | 0.065651 | 0.073002 | 0.12179 | 0.13545 | 0.52734 | 0.58638 | 0.97827 | -0.086309 | -0.69327
SCE | SCE-13-TP-005 | Lodging EE Program | 1.4116 | 1.9653 | 2352670.8787 | 68677.0267 | 1715295.3833 | 1232033.0552 | 3.2073 | 8.9127 | 754937.6438 | 271675.3157 | 706052.5221 | 1189314.8502 | 2764099.9181 | 72054.28 | 4068187.2533 | 0.59519 | 3235042.9778 | 251.4471 | 12733.272 | 2278645.616 | 166.5869 | 7003.2996 | 3384143.0266 | 258.0396 | 12733.272 | 3235042.9778 | 251.4471 | 12733.272 | 2278645.616 | 166.5869 | 7003.2996 | 7003.2996 | 190999.08 | 28166782.4195 | 105049.494 | 235.2806 | 40.9693 | 328.0655 | 74.4896 | 2892.2604 | 614.5395 | 4042.776 | 1117.3446 | 306.1698 | 0 | 435.8946 | 0 | 3799.8964 | 0 | 5424.3645 | 0 | 224.5424 | 157.9643 | 2787.3111 | 1955.8931 | 960357.7395 | 293062.4116 | 1253420.1511 | 57707.2363 | 94796.8504 | 14099.8968 | 736908.8095 | 0 | 0 | 56844.9466 | 0 | 0 | 0 | 0 | 0 | 293062.4116 | 0 | 1023009.1254 | 0 | 470155.7321 | 24512437.6487 | 17280030.1933 | 111129.1097 | 61121.0104 | 0.13615 | 1.1236 | 0.096449 | 0.042449 | 0.069276 | 0.015276 | 0.22875 | 0.039701 | 0.0937 | 0.066874 | 0.12087 | 0.32764 | 0.7733 | 0.5519 | 0.99755 | -0.0926 | -0.76421
SCE | SCE-13-TP-006 | Food & Kindred Products | 0.86761 | 2.3298 | 8083142.2619 | 0 | 9316511.4691 | 3469388.1233 | 1.0671 | 4.6786 | 7574819.2774 | 1727695.9316 | -1233369.2072 | 4613754.1386 | 13127123.9464 | 0 | 16596512.0697 | 0.48704 | 16414748.6398 | 1151.5986 | 0 | 10919454.0802 | 767.2015 | 0 | 18238609.5998 | 1279.554 | 0 | 16414748.6398 | 1151.5986 | 0 | 10919454.0802 | 767.2015 | 0 | 0 | 0 | 134224575.712 | 0 | 1184.9912 | 0 | 1779.0091 | 0 | 14567.5743 | 0 | 22107.2071 | 0 | 1305.6997 | 0 | 1962.4129 | 0 | 16009.8943 | 0 | 24343.6379 | 0 | 1085.9906 | 722.4766 | 13494.2936 | 8872.5568 | 1741692.1917 | 1863705.3384 | 3605397.5301 | 171674.798 | 97814.6929 | 15689.0495 | 1447869.062 | 0 | 0 | 8644.5894 | 0 | 0 | 0 | 0 | 0 | 1863705.3384 | 0 | 11274016.7459 | 0 | 5714579.9274 | 124860555.808 | 81991720.9412 | 0 | 0 | 0.098585 | 0 | 0.11363 | 0.092385 | 0.042314 | 0.021072 | 0.20242 | -0.015043 | 0.0061997 | 0.056271 | 0.077513 | 0 | 0 | 0 | 0 | -0.10383 | 0
SCE | SCE-13-TP-007 | Primary and Fabricated Metals | 1.5253 | 3.3663 | 24773538.7726 | 0 | 16241749.1352 | 7359318.0703 | 1.9427 | 6.4018 | 12752179.5777 | 3869748.5127 | 8531789.6374 | 17414220.7024 | 33235278.5951 | 0 | 40594596.6654 | 0.61027 | 40750930.0163 | 2418.7406 | 0 | 31650411.3293 | 1920.022 | 0 | 45278811.1292 | 2687.4895 | 0 | 40750930.0163 | 2418.7406 | 0 | 31650411.3293 | 1920.022 | 0 | 0 | 0 | 322434279.0321 | 0 | 3695.0733 | 0 | 4709.339 | 0 | 38183.7955 | 0 | 47509.1579 | 0 | 4022.2285 | 0 | 5149.4031 | 0 | 41177.1631 | 0 | 51550.7729 | 0 | 2753.5616 | 2143.3879 | 27467.6447 | 21877.4749 | 3489569.5576 | 4174386.7249 | 7663956.2824 | 324258.4723 | 135623.4403 | 90351.0034 | 2930692.0522 | 0 | 0 | 8644.5894 | 0 | 0 | 0 | 0 | 0 | 4174386.7249 | 0 | 15681023.6321 | 0 | 8753318.0466 | 266026333.8759 | 210831474.7212 | 0 | 0 | 0.1175 | 0 | 0.077037 | 0.060485 | 0.034906 | 0.018355 | 0.19255 | 0.040467 | 0.057019 | 0.082598 | 0.099149 | 0 | 0 | 0 | 0 | -0.075041 | 0
SCE | SCE-13-TP-008 | Nonmetallic Minerals and Products | 1.0039 | 1.3311 | 4082041.5822 | 0 | 4066305.5039 | 3066725.8832 | 1.5161 | 2.4114 | 2692385.5296 | 1692805.909 | 15736.0783 | 1015315.699 | 7498827.6296 | 0 | 10565553.5128 | 0.38635 | 19209888.481 | 524.4805 | 0 | 12565036.1903 | 343.2176 | 0 | 21344320.5344 | 582.7562 | 0 | 19209888.481 | 524.4805 | 0 | 12565036.1903 | 343.2176 | 0 | 0 | 0 | 62304116.7567 | 0 | 1364.6619 | 0 | 2086.0028 | 0 | 6809.4638 | 0 | 10351.6159 | 0 | 1494.2934 | 0 | 2284.6604 | 0 | 7405.526 | 0 | 11331.8311 | 0 | 1268.4605 | 829.6713 | 6293.5932 | 4113.0753 | 1373919.9742 | 1826068.6685 | 3199988.6428 | 143732.9514 | 131920.7747 | 86047.78 | 1003573.8788 | 0 | 0 | 8644.5894 | 0 | 0 | 0 | 0 | 0 | 1826068.6685 | 0 | 3255367.2692 | 0 | 871110.4243 | 77164697.3147 | 49757613.2545 | 0 | 0 | 0.082039 | 0 | 0.081722 | 0.05411 | 0.061633 | 0.034021 | 0.21234 | 0.00031625 | 0.027929 | 0.020405 | 0.048017 | 0 | 0 | 0 | 0 | -0.1303 | 0
SCE | SCE-13-TP-009 | Comprehensive Chemical Products | 1.5015 | 2.0926 | 6239420.4296 | 0 | 4155324.3923 | 2981721.6676 | 2.1341 | 3.5651 | 2923732.97 | 1750130.2452 | 2084096.0373 | 3257698.7621 | 10079884.8372 | 0 | 13061606.5048 | 0.47769 | 12864890.9071 | 336.4053 | 0 | 8493153.2333 | 226.3096 | 0 | 14294323.2301 | 373.7837 | 0 | 12864890.9071 | 336.4053 | 0 | 8493153.2333 | 226.3096 | 0 | 0 | 0 | 103287883.3979 | 0 | 947.8413 | 0 | 1432.9675 | 0 | 11511.2658 | 0 | 17406.6419 | 0 | 1030.5916 | 0 | 1559.3588 | 0 | 12600.5653 | 0 | 19071.4842 | 0 | 855.8844 | 565.2704 | 10433.6874 | 6889.243 | 1231591.4224 | 1887905.7485 | 3119497.1709 | 111681.7434 | 72108.1174 | 36621.4201 | 988964.952 | 0 | 0 | 22215.1895 | 0 | 0 | 0 | 0 | 0 | 1887905.7485 | 0 | 3692325.9817 | 0 | 1081375.953 | 95287056.7844 | 62939699.302 | 0 | 0 | 0.099133 | 0 | 0.066021 | 0.046453 | 0.047374 | 0.027806 | 0.20753 | 0.033113 | 0.05268 | 0.051759 | 0.071327 | 0 | 0 | 0 | 0 | -0.10839 | 0
SCE | SCE-13-TP-010 | Comprehensive Petroleum Refining | 1.0139 | 1.3835 | 2813557.0995 | 0 | 2774907.5438 | 2033698.4831 | 1.7431 | 3.2233 | 1614081.4815 | 872872.4209 | 38649.5557 | 779858.6163 | 4467451.2955 | 0 | 6501149.7787 | 0.43278 | 10019623.8689 | 305.7259 | 0 | 6512755.7536 | 198.7219 | 0 | 11132915.4098 | 339.6955 | 0 | 10019623.8689 | 305.7259 | 0 | 6512755.7536 | 198.7219 | 0 | 0 | 0 | 39052353.498 | 0 | 720.8877 | 0 | 1109.058 | 0 | 4278.6378 | 0 | 6582.5195 | 0 | 780.5023 | 0 | 1200.7728 | 0 | 4796.8669 | 0 | 7379.795 | 0 | 663.3983 | 431.2089 | 4015.3955 | 2610.0072 | 1160826.0623 | 941587.5565 | 2102413.6187 | 97446.1166 | 66047.4303 | 25242.6003 | 960953.8291 | 0 | 0 | 11136.086 | 0 | 0 | 0 | 0 | 0 | 941587.5565 | 0 | 2099248.8735 | 0 | 694596.8178 | 44991721.6566 | 29244620.1495 | 0 | 0 | 0.096208 | 0 | 0.094886 | 0.055192 | 0.069541 | 0.029847 | 0.2223 | 0.0013216 | 0.041015 | 0.026667 | 0.06636 | 0 | 0 | 0 | 0 | -0.12609 | 0
SCE | SCE-13-TP-011 | Oil Production | 1.8641 | 2.1615 | 3230111.8153 | 0 | 1732837.9386 | 1494369.5966 | 2.6581 | 3.3071 | 1215188.3131 | 976719.971 | 1497273.8767 | 1735742.2187 | 5601047.4015 | 0 | 7095416.9981 | 0.45524 | 11237979.285 | 356.439 | 0 | 7761382.596 | 247.5882 | 0 | 12486643.65 | 396.0434 | 0 | 11237979.285 | 356.439 | 0 | 7761382.596 | 247.5882 | 0 | 0 | 0 | 50396140.3816 | 0 | 775.9869 | 0 | 1124.2927 | 0 | 5219.4821 | 0 | 7298.6955 | 0 | 924.899 | 0 | 1339.8734 | 0 | 6069.4069 | 0 | 8673.1644 | 0 | 742.6241 | 512.787 | 4772.7619 | 3342.9458 | 517649.6256 | 1053610.2973 | 1571259.9229 | 55793.3825 | 82220.7239 | 12303.7272 | 356195.7059 | 0 | 0 | 11136.086 | 0 | 0 | 0 | 0 | 0 | 1053610.2973 | 0 | 1336624.8051 | 0 | 126563.0632 | 53033543.8745 | 36363069.2328 | 0 | 0 | 0.088829 | 0 | 0.047654 | 0.033418 | 0.041096 | 0.02686 | 0.19513 | 0.041176 | 0.055411 | 0.047734 | 0.061969 | 0 | 0 | 0 | 0 | -0.1063 | 0
SCE | SCE-13-TP-018 | School Energy Efficiency Program | 0.15569 | 0.16643 | 160339.9053 | 581.5915 | 1033612.1414 | 966891.503 | 0.39546 | 0.47302 | 406923.6345 | 340202.996 | -872690.6446 | -805970.0062 | 235981.4232 | 227.0234 | 1203099.9496 | 0.13376 | 359304.2371 | 64.6922 | -289.3449 | 233547.7627 | 42.05 | -188.0742 | 359891.4454 | 64.9595 | -291.5823 | 359891.4454 | 64.9595 | -291.5823 | 233929.4481 | 42.2237 | -189.5285 | -189.5285 | 1687.5708 | 2250675.092 | 1096.9211 | 27.6308 | -1.1002 | 42.5089 | -1.6927 | 255.9944 | 6.417 | 393.8376 | 9.8723 | 29.8858 | 0 | 45.9781 | 0 | 292.3379 | 0 | 449.7506 | 0 | 24.4079 | 15.8651 | 236.6575 | 153.8274 | 626688.507 | 366984.7965 | 993673.3034 | 101549.1794 | 51232.3823 | 0 | 466531.8065 | 0 | 0 | 7375.1388 | 0 | 0 | 0 | 113510.6738 | 253474.1226 | 0 | 0 | 441005.8024 | 8477.2179 | 49498.9362 | 2317205.2603 | 1505283.9473 | -0.070078 | 35.9662 | 0.10652 | 16.1705 | 0.68417 | 0.26935 | 0.64001 | 0.22519 | 0.79636 | -0.57766 | -0.16284 | -0.53349 | -0.11867 | -87.6941 | -24.72 | -80.9895 | -18.0155 | -0.68984 | -104.7254
SCE | SCE-13-TP-020 | IDEEA365 Program | 0.63575 | 1.0345 | 2344264.401 | 0 | 3687409.889 | 2266164.505 | 1.2712 | 5.5438 | 1844105.1098 | 422859.7258 | -1343145.488 | 78099.896 | 3804251.7103 | 0 | 6070416.2153 | 0.38618 | 4298368.3566 | 1221.6295 | 0 | 3488706.3892 | 911.3176 | 0 | 4775964.8407 | 1357.3661 | 0 | 4298368.3566 | 1221.6295 | 0 | 3488706.3892 | 911.3176 | 0 | 0 | 0 | 36974228.6292 | 0 | 388.8967 | 0 | 477.2424 | 0 | 4151.6389 | 0 | 4947.66 | 0 | 417.2007 | 0 | 514.1946 | 0 | 4418.7589 | 0 | 5280.2673 | 0 | 284.4055 | 230.8039 | 2922.0538 | 2445.5357 | 1843304.7792 | 456148.5119 | 2299453.2912 | 94331.6239 | 37873.941 | 27308.5894 | 1683790.6249 | 0 | 0 | 0 | 0 | 0 | 0 | 0 | 0 | 456148.5119 | 0 | 2244389.366 | 0 | 1420910.6161 | 28986645.8381 | 24111234.9174 | 0 | 0 | 0.097227 | 0 | 0.15293 | 0.076483 | 0.093988 | 0.017538 | 0.25177 | -0.055706 | 0.020744 | 0.0032391 | 0.079689 | 0 | 0 | 0 | 0 | -0.15454 | 0
SCE | SCE-13-TP-021 | Enhanced Retrocommissioning | 1.342 | 4.154 | 7219973.53 | 0 | 5379837.6655 | 1738069.1871 | 1.601 | 8.3201 | 4509546.6813 | 867778.2029 | 1840135.8644 | 5481904.3429 | 7491538.7715 | 0 | 9229607.9586 | 0.78226 | 9846260.6497 | 365.2148 | 0 | 8369321.5522 | 310.4326 | 0 | 10940289.6108 | 405.7942 | 0 | 9846260.6497 | 365.2148 | 0 | 8369321.5522 | 310.4326 | 0 | 0 | 0 | 66954572.4179 | 0 | 869.5442 | 0 | 1022.9932 | 0 | 6956.3539 | 0 | 8183.9458 | 0 | 1153.0335 | 0 | 1356.51 | 0 | 9224.268 | 0 | 10852.08 | 0 | 688.7413 | 585.4301 | 5509.9306 | 4683.441 | 870290.9842 | 936092.3064 | 1806383.2905 | 64774.1842 | 103701.7168 | 13352.7642 | 577406.4022 | 0 | 0 | 111055.9168 | 0 | 0 | 0 | 0 | 0 | 936092.3064 | 0 | 5502745.0158 | 0 | 3653322.1676 | 57224099.563 | 48640484.6286 | 0 | 0 | 0.14844 | 0 | 0.1106 | 0.092712 | 0.035733 | 0.017841 | 0.18975 | 0.037831 | 0.055724 | 0.1127 | 0.13059 | 0 | 0 | 0 | 0 | -0.041316 | 0
SCE | SCE-13-TP-022 | Water Infrastructure Systems EE Program | 1.5746 | 2.1804 | 2389419.0735 | 0 | 1517523.3484 | 1095876.7124 | 2.5392 | 4.6007 | 941003.232 | 519356.5961 | 871895.7251 | 1293542.3611 | 3997135.5075 | 0 | 5093012.2199 | 0.46916 | 4286317.4104 | 294.3629 | 0 | 3414740.7063 | 231.1116 | 0 | 6154394.5234 | 366.6442 | 0 | 5563190.3854 | 334.5483 | 0 | 4346857.978 | 259.9112 | 0 | 0 | 0 | 38548592.4461 | 0 | 362.8156 | 0 | 453.6335 | 0 | 4129.806 | 0 | 5211.1424 | 0 | 402.9259 | 0 | 505.8184 | 0 | 4550.1344 | 0 | 5885.3704 | 0 | 282.1564 | 224.7747 | 3282.3488 | 2537.7777 | 576520.1163 | 560241.9054 | 1136762.0217 | 48228.6354 | 39011.5499 | 45679.1524 | 443600.7787 | 0 | 0 | 0 | 0 | 0 | 0 | 0 | 0 | 560241.9054 | 0 | 708675.0431 | 0 | 88957.0427 | 33099700.0949 | 25442619.1571 | 0 | 0 | 0.093914 | 0 | 0.059645 | 0.036985 | 0.043072 | 0.020413 | 0.20018 | 0.034269 | 0.056929 | 0.050842 | 0.073501 | 0 | 0 | 0 | 0 | -0.10626 | 0
SCE | SCE-13-TP-023 | Midsize Industrial Customer Program | 1.2123 | 2.6487 | 4525709.6505 | 0 | 3733127.545 | 1708677.0465 | 1.626 | 5.9638 | 2783317.1494 | 758866.6509 | 792582.1055 | 2817032.604 | 7319116.0346 | 0 | 9027793.0812 | 0.50131 | 8379358.0587 | 1275.0135 | 0 | 6585880.4324 | 956.1033 | 0 | 9310397.8431 | 1416.6816 | 0 | 8379358.0587 | 1275.0135 | 0 | 6585880.4324 | 956.1033 | 0 | 0 | 0 | 71596667.4072 | 0 | 736.2774 | 0 | 933.5156 | 0 | 8044.4935 | 0 | 9969.1091 | 0 | 796.1272 | 0 | 1014.8759 | 0 | 8636.5669 | 0 | 10750.4513 | 0 | 557.0597 | 437.5053 | 5909.5341 | 4752.4925 | 949810.3957 | 818606.9102 | 1768417.3059 | 73523.479 | 44353.6734 | 51351.1152 | 654662.2612 | 0 | 0 | 125919.8669 | 0 | 0 | 0 | 0 | 0 | 818606.9102 | 0 | 3392187.5261 | 0 | 2014211.9388 | 57815071.5606 | 46306209.5252 | 0 | 0 | 0.097734 | 0 | 0.080618 | 0.060107 | 0.0369 | 0.016388 | 0.19496 | 0.017116 | 0.037628 | 0.060835 | 0.081346 | 0 | 0 | 0 | 0 | -0.097224 | 0
SCE | SCE-18-XXX | SCE New Res Programs 2018 | 1.6121 | 2.2935 | 74117687.7021 | 0 | 45975124.4962 | 32316749.6641 | 1.8088 | 2.7133 | 40975124.4962 | 27316749.6641 | 28142563.206 | 41800938.038 | 90437347.3879 | 0 | 122754097.052 | 0.60379 | 94458964.9565 | 40623.2797 | 0 | 85013068.4608 | 36560.9517 | 0 | 94458964.9565 | 40623.2797 | 0 | 94458964.9565 | 40623.2797 | 0 | 85013068.4608 | 36560.9517 | 0 | 0 | 0 | 850130684.6083 | 0 | 11342.4463 | 0 | 12602.7181 | 0 | 113424.463 | 0 | 126027.1812 | 0 | 10791.9415 | 0 | 11991.0462 | 0 | 107919.4155 | 0 | 119910.4617 | 0 | 6393.9771 | 5754.5794 | 63939.7715 | 57545.7943 | 5000000 | 29467206.1479 | 34467206.1479 | 1000000 | 1000000 | 0 | 3000000 | 0 | 0 | 0 | 0 | 0 | 0 | 0 | 0 | 29467206.1479 | 0 | 44200809.2219 | 0 | 12523562.6129 | 642629283.4747 | 578366355.1273 | 0 | 0 | 0.12815 | 0 | 0.079491 | 0.070846 | 0.055876 | 0.047231 | 0.21224 | 0.048659 | 0.057304 | 0.072274 | 0.080919 | 0 | 0 | 0 | 0 | -0.084093 | 0
SCE | SCE-19-XXX | SCE New Res Programs 2019 | 1.2869 | 1.687 | 22298931.4638 | 0 | 17327711.7944 | 13218474.5296 | 1.8088 | 2.7133 | 12327711.7944 | 8218474.5296 | 4971219.6694 | 9080456.9342 | 27208838.7225 | 0 | 40427313.2521 | 0.55158 | 28418776.2868 | 12221.8563 | 0 | 25576898.6582 | 10999.6707 | 0 | 28418776.2868 | 12221.8563 | 0 | 28418776.2868 | 12221.8563 | 0 | 25576898.6582 | 10999.6707 | 0 | 0 | 0 | 255768986.5815 | 0 | 3412.4706 | 0 | 3791.634 | 0 | 34124.7063 | 0 | 37916.3404 | 0 | 3246.8466 | 0 | 3607.6074 | 0 | 32468.4664 | 0 | 36076.0737 | 0 | 1923.682 | 1731.3138 | 19236.8195 | 17313.1376 | 5000000 | 8865457.5 | 13865457.5 | 1000000 | 1000000 | 0 | 3000000 | 0 | 0 | 0 | 0 | 0 | 0 | 0 | 0 | 8865457.5 | 0 | 13298186.25 | 0 | 3767819.4375 | 193340439.9556 | 174006395.9601 | 0 | 0 | 0.12815 | 0 | 0.099581 | 0.070846 | 0.075965 | 0.047231 | 0.23233 | 0.028569 | 0.057304 | 0.052185 | 0.080919 | 0 | 0 | 0 | 0 | -0.10418 | 0
SCE | SCE-20-XXX | SCE New Res Programs 2020 | 1.2869 | 1.687 | 22298931.4638 | 0 | 17327711.7944 | 13218474.5296 | 1.8088 | 2.7133 | 12327711.7944 | 8218474.5296 | 4971219.6694 | 9080456.9342 | 27208838.7225 | 0 | 40427313.2521 | 0.55158 | 28418776.2868 | 12221.8563 | 0 | 25576898.6582 | 10999.6707 | 0 | 28418776.2868 | 12221.8563 | 0 | 28418776.2868 | 12221.8563 | 0 | 25576898.6582 | 10999.6707 | 0 | 0 | 0 | 255768986.5815 | 0 | 3412.4706 | 0 | 3791.634 | 0 | 34124.7063 | 0 | 37916.3404 | 0 | 3246.8466 | 0 | 3607.6074 | 0 | 32468.4664 | 0 | 36076.0737 | 0 | 1923.682 | 1731.3138 | 19236.8195 | 17313.1376 | 5000000 | 8865457.5 | 13865457.5 | 1000000 | 1000000 | 0 | 3000000 | 0 | 0 | 0 | 0 | 0 | 0 | 0 | 0 | 8865457.5 | 0 | 13298186.25 | 0 | 3767819.4375 | 193340439.9556 | 174006395.9601 | 0 | 0 | 0.12815 | 0 | 0.099581 | 0.070846 | 0.075965 | 0.047231 | 0.23233 | 0.028569 | 0.057304 | 0.052185 | 0.080919 | 0 | 0 | 0 | 0 | -0.10418 | 0
SCE | SCE-3OV0100 | EM&V SCE | 0 | 0 | 0 | 0 | 4625819.2904 | 4625819.2904 | 0 | 0 | 0 | 0 | -4625819.2904 | -4625819.2904 | 0 | 0 | 4625819.2904 | 0 | 0 | 0 | 0 | 0 | 0 | 0 | 0 | 0 | 0 | 0 | 0 | 0 | 0 | 0 | 0 | 0 | 0 | 0 | 0 | 0 | 0 | 0 | 0 | 0 | 0 | 0 | 0 | 0 | 0 | 0 | 0 | 0 | 0 | 0 | 0 | 0 | 0 | 0 | 0 | 4625819.2904 | 0 | 4625819.2904 | 0 | 0 | 0 | 0 | 0 | 0 | 0 | 4625819.2904 | 0 | 0 | 0 | 0 | 0 | 0 | 0 | 0 | 0 | 0 | 0 | 0 | 0 | 0 | 0 | 0 | 0 | 0 | 0 | 0 | 0 | 0 | 0 | 0 | 0 | 0 | 0 | 0 | 0 | 0
SCE | SCE-3OV0200 | EM&V CPUC | 0 | 0 | 0 | 0 | 6938728.9356 | 6938728.9356 | 0 | 0 | 0 | 0 | -6938728.9356 | -6938728.9356 | 0 | 0 | 6938728.9356 | 0 | 0 | 0 | 0 | 0 | 0 | 0 | 0 | 0 | 0 | 0 | 0 | 0 | 0 | 0 | 0 | 0 | 0 | 0 | 0 | 0 | 0 | 0 | 0 | 0 | 0 | 0 | 0 | 0 | 0 | 0 | 0 | 0 | 0 | 0 | 0 | 0 | 0 | 0 | 0 | 6938728.9356 | 0 | 6938728.9356 | 0 | 0 | 0 | 0 | 0 | 0 | 0 | 6938728.9356 | 0 | 0 | 0 | 0 | 0 | 0 | 0 | 0 | 0 | 0 | 0 | 0 | 0 | 0 | 0 | 0 | 0 | 0 | 0 | 0 | 0 | 0 | 0 | 0 | 0 | 0 | 0 | 0 | 0 | 0

## MeasureResults
CET_ID | PA | Program ID | Program Name | Measure Name | TRC Ratio | PAC Ratio | Elec Benefits | Gas Benefits | TRC Cost | PAC Cost | TRC Ratio No Admin | PAC Ratio No Admin | TRC Cost No Admin | PAC Cost No Admin | TRC Lifecycle Net Ben | PAC Lifecycle Net Ben | Bill Reduc Elec | Bill Reduc Gas | RIM Cost | RIM Ratio | Gross KWh | Gross KW | Gross Thm | Net KWh | Net KW | Net Thm | Goal Attainment KWh | Goal Attainment KW | Goal Attainment Thm | First Year Gross KWh | First Year Gross KW | First Year Gross Thm | First Year Net KWh | First Year Net KW | First Year Net Thm | Lifecycle Gross KWh | Lifecycle Gross Thm | Lifecycle Net KWh | Lifecycle Net Thm | Net Elec CO2 | Net Gas CO2 | Gross Elec CO2 | Gross Gas CO2 | Net Elec CO2 Lifecycle | Net Gas CO2 Lifecycle | Gross Elec CO2 Lifecycle | Gross Gas CO2 Lifecycle | Net Elec NOx | Net Gas NOx | Gross Elec NOx | Gross Gas NOx | Net Elec NOx Lifecycle | Net Gas NOx Lifecycle | Gross Elec NOx Lifecycle | Gross Gas NOx Lifecycle | GrossPM10 | NetPM10 | GrossPM10Lifecycle | NetPM10Lifecycle | Weighted Benefits | ProgramCosts | TotalIncentives | TotalCosts | PrgAdminCostsOverheadAndGA | PrgAdminCostsOther | PrgMarketingOutreach | PrgDIActivity | PrgDIInstallation | PrgDIHardwareAndMaterials | PrgDIRebateAndInspection | PrgEMV | PrgUserInputIncentive | PrgCostsRecoveredFromOtherSources | DILaborCost | DIMaterialCost | EndUserRebate | IncentiveToOthers | GrossMeasureCost | ExcessIncentives | NetParticipantCost | DiscountedSavingsGrosskWh | DiscountedSavingsNetkWh | DiscountedSavingsGrossThm | DiscountedSavingsNetThm | LevBenElec | LevBenGas | LevTRCCost | LevTRCCostNoAdmin | LevPACCost | LevPACCostNoAdmin | LevRIMCost | LevNetBenTRCElec | LevNetBenTRCElecNoAdmin | LevNetBenPACElec | LevNetBenPACElecNoAdmin | LevNetBenTRCGas | LevNetBenTRCGasNoAdmin | LevNetBenPACGas | LevNetBenPACGasNoAdmin | LevNetBenRIMElec | LevNetBenRIMGas
2 | SCE | SCE-13-ESPI | Non-Resource | Non-Resource | 0 | 0 | 0 | 0 | 18385500 | 18385500 | 0 | 0 | 0 | 0 | -18385500 | -18385500 | 0 | 0 | 18385500 | 0 | 0 | 0 | 0 | 0 | 0 | 0 | 0 | 0 | 0 | 0 | 0 | 0 | 0 | 0 | 0 | 0 | 0 | 0 | 0 | 0 | 0 | 0 | 0 | 0 | 0 | 0 | 0 | 0 | 0 | 0 | 0 | 0 | 0 | 0 | 0 | 0 | 0 | 0 | 0 | 1 | 18385500 | 0 | 18385500 | 0 | 0 | 0 | 18385500 | 0 | 0 | 0 | 0 | 0 | 0 | 0 | 0 | 0 | 0 | 0 | 0 | 0 | 0 | 0 | 0 | 0 | 0 | 0 | 0 | 0 | 0 | 0 | 0 | 0 | 0 | 0 | 0 | 0 | 0 | 0 | 0 | 0 | 0
10 | SCE | SCE-13-L-002B | New Construction - Above Code Comprehensive Design - Overall Building Performance | New Construction - Above Code Comprehensive Design - Overall Building Performance | 1.7085 | 2.0854 | 10332.4623 | 0 | 6047.6028 | 4954.6652 | 2.2372 | 2.9307 | 4618.5423 | 3525.6048 | 4284.8596 | 5377.7971 | 16389.0835 | 0 | 21343.7488 | 0.4841 | 17114.1794 | 6.6594 | 0 | 11124.217 | 4.3286 | 0 | 19015.7549 | 7.3993 | 0 | 17114.1794 | 6.6594 | 0 | 11124.217 | 4.3286 | 0 | 273826.8711 | 0 | 177987.4728 | 0 | 1.1654 | 0 | 1.7929 | 0 | 18.6458 | 0 | 28.6859 | 0 | 1.3364 | 0 | 2.056 | 0 | 21.382 | 0 | 32.8953 | 0 | 1.1342 | 0.73721 | 18.1466 | 11.7953 | 0.0070458 | 1429.0604 | 3803.151 | 5232.2114 | 578.6164 | 98.893 | 36.3783 | 671.1894 | 0 | 0 | 43.9833 | 0 | 0 | 0 | 0 | 0 | 3803.151 | 0 | 5324.4114 | 0 | 912.7563 | 154614.228 | 100499.2519 | 0 | 0 | 0.10281 | 0 | 0.060176 | 0.045956 | 0.049301 | 0.035081 | 0.21238 | 0.042636 | 0.056855 | 0.053511 | 0.06773 | 0 | 0 | 0 | 0 | -0.10957 | 0
11 | SCE | SCE-13-L-002B | 131 to 190 Watt Street Light LED replacing 250 Watt High Pressure Sodium | 131 to 190 Watt Street Light LED replacing 250 Watt High Pressure Sodium | 0.59577 | 0.89829 | 203949.7654 | 0 | 342327.3026 | 227041.3716 | 0.64927 | 1.0257 | 314119.4532 | 198833.5222 | -138377.5372 | -23091.6062 | 344045.2388 | 0 | 571086.6105 | 0.35713 | 435548.8179 | 42.4926 | 0 | 283106.742 | 27.6202 | 0 | 435548.8179 | 42.4926 | 0 | 435548.8179 | 42.4926 | 0 | 283106.742 | 27.6202 | 0 | 5226585.8148 | 0 | 3397280.9042 | 0 | 33.9215 | 0 | 52.1869 | 0 | 407.0582 | 0 | 626.2433 | 0 | 30.526 | 0 | 46.963 | 0 | 366.3114 | 0 | 563.556 | 0 | 27.7458 | 18.0348 | 332.9495 | 216.4172 | 0.13907 | 28207.8494 | 214486.2936 | 242694.143 | 11421.1574 | 1952.0227 | 718.0612 | 13248.4324 | 0 | 0 | 868.1757 | 0 | 0 | 0 | 0 | 0 | 214486.2936 | 0 | 389312.8574 | 0 | 104895.9425 | 3335806.8855 | 2168274.5551 | 0 | 0 | 0.094061 | 0 | 0.15788 | 0.14487 | 0.10471 | 0.091701 | 0.26338 | -0.063819 | -0.05081 | -0.01065 | 0.0023596 | 0 | 0 | 0 | 0 | -0.16932 | 0
12 | SCE | SCE-13-L-002B | 29 to 43 Watt Street Light LED replacing 70 Watt High Pressure Sodium | 29 to 43 Watt Street Light LED replacing 70 Watt High Pressure Sodium | 0.62184 | 0.87923 | 448905.3037 | 0 | 721895.535 | 510567.1739 | 0.68036 | 1.0009 | 659808.4168 | 448480.0557 | -272990.2313 | -61661.8702 | 757263.5945 | 0 | 1267830.7684 | 0.35407 | 958668.2976 | 93.5286 | 0 | 623134.4163 | 60.7936 | 0 | 958668.2976 | 93.5286 | 0 | 958668.2976 | 93.5286 | 0 | 623134.4163 | 60.7936 | 0 | 11504019.5712 | 0 | 7477612.9956 | 0 | 74.6632 | 0 | 114.8665 | 0 | 895.9588 | 0 | 1378.3981 | 0 | 67.1894 | 0 | 103.3683 | 0 | 806.2728 | 0 | 1240.4196 | 0 | 61.0701 | 39.6956 | 732.8413 | 476.3468 | 0.30611 | 62087.1182 | 483785.7511 | 545872.8694 | 25138.6322 | 4296.5156 | 1580.4944 | 29160.5709 | 0 | 0 | 1910.9052 | 0 | 0 | 0 | 0 | 0 | 483785.7511 | 0 | 797286.4721 | 0 | 188100.4401 | 7342305.1026 | 4772498.4917 | 0 | 0 | 0.094061 | 0 | 0.15126 | 0.13825 | 0.10698 | 0.093972 | 0.26565 | -0.057201 | -0.044191 | -0.01292 | 8.9104e-05 | 0 | 0 | 0 | 0 | -0.17159 | 0
13 | SCE | SCE-13-L-002B | 44 to 54 Watt Street Light LED replacing 100 Watt High Pressure Sodium | 44 to 54 Watt Street Light LED replacing 100 Watt High Pressure Sodium | 0.59197 | 1.1329 | 32360.8766 | 0 | 54665.9567 | 28565.4183 | 0.64476 | 1.3434 | 50190.1941 | 24089.6557 | -22305.0801 | 3795.4582 | 54589.9403 | 0 | 83155.3586 | 0.38916 | 69108.8882 | 6.7423 | 0 | 44920.779 | 4.3825 | 0 | 69108.8882 | 6.7423 | 0 | 69108.8882 | 6.7423 | 0 | 44920.779 | 4.3825 | 0 | 829306.6589 | 0 | 539049.348 | 0 | 5.3824 | 0 | 8.2805 | 0 | 64.5883 | 0 | 99.3665 | 0 | 4.8436 | 0 | 7.4517 | 0 | 58.1229 | 0 | 89.4199 | 0 | 4.4024 | 2.8616 | 52.8294 | 34.3391 | 0.022067 | 4475.7626 | 25986.0657 | 30461.8283 | 1812.2044 | 309.729 | 113.9354 | 2102.1396 | 0 | 0 | 137.7541 | 0 | 0 | 0 | 0 | 0 | 25986.0657 | 0 | 67302.9068 | 0 | 24790.1057 | 529295.2151 | 344041.9024 | 0 | 0 | 0.094061 | 0 | 0.15889 | 0.14588 | 0.083029 | 0.07002 | 0.2417 | -0.064832 | -0.051823 | 0.011032 | 0.024041 | 0 | 0 | 0 | 0 | -0.14764 | 0
14 | SCE | SCE-13-L-002B | Right sizing pumps - retrocommissioning [RET ONLY] | Right sizing pumps - retrocommissioning [RET ONLY] | 0.32206 | 0.87923 | 1127.5674 | 0 | 3501.1142 | 1282.4553 | 0.33707 | 1.0009 | 3345.1628 | 1126.5039 | -2373.5468 | -154.8879 | 1990.6438 | 0 | 3273.0991 | 0.3445 | 5058.639 | 4.9094 | 0 | 3288.1155 | 3.1911 | 0 | 5620.71 | 5.4549 | 0 | 5058.639 | 4.9094 | 0 | 3288.1155 | 3.1911 | 0 | 25293.195 | 0 | 16440.5774 | 0 | 0.32541 | 0 | 0.50062 | 0 | 1.627 | 0 | 2.5031 | 0 | 0.38865 | 0 | 0.59793 | 0 | 1.9433 | 0 | 2.9896 | 0 | 0.3332 | 0.21658 | 1.666 | 1.0829 | 0.0007689 | 155.9514 | 1215.1857 | 1371.1371 | 63.1436 | 10.7921 | 3.9699 | 73.246 | 0 | 0 | 4.7998 | 0 | 0 | 0 | 0 | 0 | 1215.1857 | 0 | 4803.738 | 0 | 2153.1315 | 20343.3825 | 13223.1991 | 0 | 0 | 0.085272 | 0 | 0.26477 | 0.25298 | 0.096985 | 0.085191 | 0.24753 | -0.1795 | -0.1677 | -0.011713 | 8.0423e-05 | 0 | 0 | 0 | 0 | -0.16226 | 0
15 | SCE | SCE-13-L-002B | Variable Speed Drive on Cooling Tower Fan Control | Variable Speed Drive on Cooling Tower Fan Control | 1.6601 | 2.2967 | 27027.4194 | 0 | 16280.1879 | 11768.1513 | 2.1549 | 3.3658 | 12542.0842 | 8030.0476 | 10747.2315 | 15259.2681 | 28895.1867 | 0 | 40663.3379 | 0.66466 | 31440.9821 | 23.235 | 0 | 20436.6391 | 15.1027 | 0 | 31440.9821 | 23.235 | 0 | 31440.9821 | 23.235 | 0 | 20436.6391 | 15.1027 | 0 | 471614.7317 | 0 | 306549.5868 | 0 | 2.0692 | 0 | 3.1833 | 0 | 31.0375 | 0 | 47.75 | 0 | 2.8214 | 0 | 4.3407 | 0 | 42.3216 | 0 | 65.1101 | 0 | 2.2012 | 1.4308 | 33.0177 | 21.4615 | 0.01843 | 3738.1037 | 8662.197 | 12400.3007 | 1513.5316 | 258.682 | 95.1575 | 1755.682 | 0 | 0 | 115.0506 | 0 | 0 | 0 | 0 | 0 | 8662.197 | 0 | 15483.9319 | 0 | 4093.0411 | 274399.8833 | 178359.9307 | 0 | 0 | 0.15153 | 0 | 0.091277 | 0.070319 | 0.06598 | 0.045022 | 0.22798 | 0.060256 | 0.081214 | 0.085553 | 0.10651 | 0 | 0 | 0 | 0 | -0.076452 | 0
16 | SCE | SCE-13-L-002B | Variable Speed Drive on Condenser Water Pump Control | Variable Speed Drive on Condenser Water Pump Control | 1.4856 | 1.8921 | 33386.6064 | 0 | 22474.1676 | 17644.9082 | 1.8697 | 2.5628 | 17856.5385 | 13027.2791 | 10912.4389 | 15741.6983 | 35693.8341 | 0 | 53338.7423 | 0.62594 | 38838.6209 | 3.5244 | 0 | 25245.1045 | 2.2909 | 0 | 38838.6209 | 3.5244 | 0 | 38838.6209 | 3.5244 | 0 | 25245.1045 | 2.2909 | 0 | 582579.3131 | 0 | 378676.5674 | 0 | 2.556 | 0 | 3.9323 | 0 | 38.3402 | 0 | 58.9849 | 0 | 3.4853 | 0 | 5.362 | 0 | 52.2793 | 0 | 80.4297 | 0 | 2.7191 | 1.7674 | 40.7863 | 26.5111 | 0.022767 | 4617.6291 | 14052.8256 | 18670.4547 | 1869.6451 | 319.5464 | 117.5467 | 2168.7703 | 0 | 0 | 142.1205 | 0 | 0 | 0 | 0 | 0 | 14052.8256 | 0 | 20986.3514 | 0 | 4160.1156 | 338962.4726 | 220325.6152 | 0 | 0 | 0.15153 | 0 | 0.102 | 0.081046 | 0.080086 | 0.059127 | 0.24209 | 0.049529 | 0.070487 | 0.071447 | 0.092406 | 0 | 0 | 0 | 0 | -0.090557 | 0
4 | SCE | SCE-13-L-002B | New Construction - Above Code Systems Design - Heat Pumps | New Construction - Above Code Systems Design - Heat Pumps | 1.9418 | 1.5435 | 4896.1159 | 0 | 2521.3715 | 3172.1318 | 2.6549 | 1.9624 | 1844.2003 | 2494.9607 | 2374.7444 | 1723.984 | 5279.9167 | 0 | 8452.0485 | 0.57928 | 5745.101 | 13.8812 | 0 | 3734.3158 | 9.0228 | 0 | 6383.4456 | 15.4235 | 0 | 5745.101 | 13.8812 | 0 | 3734.3158 | 9.0228 | 0 | 86176.5156 | 0 | 56014.7372 | 0 | 0.38802 | 0 | 0.59695 | 0 | 5.8202 | 0 | 8.9542 | 0 | 0.51472 | 0 | 0.79188 | 0 | 7.7208 | 0 | 11.8782 | 0 | 0.40195 | 0.26127 | 6.0292 | 3.919 | 0.0033387 | 677.1712 | 2691.3715 | 3368.5426 | 274.1818 | 46.8612 | 17.2381 | 318.0482 | 0 | 0 | 20.8418 | 0 | 0 | 0 | 0 | 0 | 2691.3715 | 0 | 1404.358 | 0 | -772.2081 | 50140.134 | 32591.0883 | 0 | 0 | 0.15023 | 0 | 0.077364 | 0.056586 | 0.097331 | 0.076553 | 0.25934 | 0.072865 | 0.093643 | 0.052897 | 0.073675 | 0 | 0 | 0 | 0 | -0.10911 | 0
5 | SCE | SCE-13-L-002B | 55 to 90 Watt Street Light LED replacing 150 Watt High Pressure Sodium | 55 to 90 Watt Street Light LED replacing 150 Watt High Pressure Sodium | 0.86011 | 1.2679 | 634510.3579 | 0 | 737707.3315 | 500431.0985 | 0.97625 | 1.5376 | 649949.581 | 412673.348 | -103196.9736 | 134079.2595 | 1070362.926 | 0 | 1570794.0245 | 0.40394 | 1355040.7668 | 132.1991 | 0 | 880776.4984 | 85.9294 | 0 | 1355040.7668 | 132.1991 | 0 | 1355040.7668 | 132.1991 | 0 | 880776.4984 | 85.9294 | 0 | 16260489.2016 | 0 | 10569317.981 | 0 | 105.5336 | 0 | 162.3594 | 0 | 1266.4032 | 0 | 1948.3126 | 0 | 94.9696 | 0 | 146.1071 | 0 | 1139.6355 | 0 | 1753.2854 | 0 | 86.3202 | 56.1082 | 1035.843 | 673.2979 | 0.43268 | 87757.7505 | 445160.232 | 532917.9825 | 35532.4884 | 6072.9594 | 2233.968 | 41217.3438 | 0 | 0 | 2700.9909 | 0 | 0 | 0 | 0 | 0 | 445160.232 | 0 | 804694.5679 | 0 | 215720.6015 | 10378065.8661 | 6745742.813 | 0 | 0 | 0.094061 | 0 | 0.10936 | 0.09635 | 0.074185 | 0.061175 | 0.23286 | -0.015298 | -0.0022887 | 0.019876 | 0.032885 | 0 | 0 | 0 | 0 | -0.1388 | 0
6 | SCE | SCE-13-L-002B | New Construction - Above Code Systems Design - Lighting | New Construction - Above Code Systems Design - Lighting | 2.0809 | 2.9589 | 11990.2141 | -437.047 | 5552.1311 | 3904.5151 | 2.9671 | 5.1435 | 3893.7906 | 2246.1746 | 6001.036 | 7648.652 | 16063.4362 | -477.687 | 19490.2644 | 0.59277 | 20335.7288 | 5.5384 | -98.2733 | 13218.2242 | 3.6 | -54.0503 | 22595.2542 | 6.1538 | -109.1925 | 20335.7288 | 5.5384 | -98.2733 | 13218.2242 | 3.6 | -54.0503 | 244028.7454 | -1179.2795 | 158618.6903 | -648.6037 | 1.6564 | -0.31619 | 2.5483 | -0.5749 | 19.8765 | -3.7943 | 30.5793 | -6.8988 | 1.7165 | 0 | 2.6408 | 0 | 20.5983 | 0 | 31.6897 | 0 | 1.3889 | 0.9028 | 16.6671 | 10.8336 | 0.0081762 | 1658.3405 | 2423.0002 | 4081.3407 | 671.4503 | 114.7595 | 42.2148 | 778.8758 | 0 | 0 | 51.0401 | 0 | 0 | 0 | 0 | 0 | 2423.0002 | 0 | 4970.9559 | 0 | 1528.7735 | 155748.4748 | 101236.5123 | -752.6613 | -413.9637 | 0.11844 | 1.0558 | 0.054843 | 0.038462 | 0.038568 | 0.022187 | 0.19252 | 0.063594 | 0.079975 | 0.079869 | 0.09625 | 1.0558 | 1.0558 | 1.0558 | 1.0558 | -0.074084 | 1.0558
7 | SCE | SCE-13-L-002B | 191 to 222 Watt Street Light LED replacing 310 Watt High Pressure Sodium | 191 to 222 Watt Street Light LED replacing 310 Watt High Pressure Sodium | 0.51821 | 0.8938 | 2019.025 | 0 | 3896.1178 | 2258.9142 | 0.55822 | 1.0199 | 3616.8708 | 1979.6673 | -1877.0928 | -239.8892 | 3405.9169 | 0 | 5664.8311 | 0.35641 | 4311.7675 | 0.42066 | 0 | 2802.649 | 0.27343 | 0 | 4311.7675 | 0.42066 | 0 | 4311.7675 | 0.42066 | 0 | 2802.649 | 0.27343 | 0 | 51741.2095 | 0 | 33631.7874 | 0 | 0.33581 | 0 | 0.51663 | 0 | 4.0297 | 0 | 6.1996 | 0 | 0.3022 | 0 | 0.46492 | 0 | 3.6263 | 0 | 5.579 | 0 | 0.27467 | 0.17854 | 3.2961 | 2.1424 | 0.0013768 | 279.247 | 2135.5126 | 2414.7596 | 113.0651 | 19.3243 | 7.1085 | 131.1544 | 0 | 0 | 8.5946 | 0 | 0 | 0 | 0 | 0 | 2135.5126 | 0 | 4688.3025 | 0 | 1531.674 | 33023.218 | 21465.0925 | 0 | 0 | 0.094061 | 0 | 0.18151 | 0.1685 | 0.10524 | 0.092227 | 0.26391 | -0.087449 | -0.074439 | -0.011176 | 0.0018336 | 0 | 0 | 0 | 0 | -0.16985 | 0
8 | SCE | SCE-13-L-002B | 91 to 130 Watt Street Light LED replacing 200 Watt High Pressure Sodium | 91 to 130 Watt Street Light LED replacing 200 Watt High Pressure Sodium | 0.59864 | 1.2647 | 33643.6937 | 0 | 56200.2403 | 26603.0802 | 0.65268 | 1.5327 | 51547.0541 | 21949.894 | -22556.5466 | 7040.6135 | 56753.9394 | 0 | 83357.0196 | 0.40361 | 71848.4328 | 7.0096 | 0 | 46701.483 | 4.5562 | 0 | 71848.4328 | 7.0096 | 0 | 71848.4328 | 7.0096 | 0 | 46701.483 | 4.5562 | 0 | 862181.1936 | 0 | 560417.7964 | 0 | 5.5957 | 0 | 8.6088 | 0 | 67.1486 | 0 | 103.3055 | 0 | 5.0356 | 0 | 7.747 | 0 | 60.427 | 0 | 92.9646 | 0 | 4.577 | 2.975 | 54.9236 | 35.7003 | 0.022942 | 4653.1863 | 23677.8555 | 28331.0417 | 1884.042 | 322.007 | 118.4519 | 2185.4705 | 0 | 0 | 143.2149 | 0 | 0 | 0 | 0 | 0 | 23677.8555 | 0 | 70975.1531 | 0 | 28378.3797 | 550277 | 357680.0631 | 0 | 0 | 0.094061 | 0 | 0.15712 | 0.14411 | 0.074377 | 0.061367 | 0.23305 | -0.063063 | -0.050054 | 0.019684 | 0.032693 | 0 | 0 | 0 | 0 | -0.13899 | 0
9 | SCE | SCE-13-L-002B | 223 to 260 Watt Street Light LED replacing 400 Watt High Pressure Sodium | 223 to 260 Watt Street Light LED replacing 400 Watt High Pressure Sodium | 0.74455 | 1.3941 | 22328.2787 | 0 | 29988.7635 | 16016.3868 | 0.83003 | 1.7271 | 26900.5878 | 12928.211 | -7660.4848 | 6311.8919 | 37665.8339 | 0 | 53682.2207 | 0.41593 | 47683.5822 | 4.6521 | 0 | 30994.3296 | 3.0238 | 0 | 47683.5822 | 4.6521 | 0 | 47683.5822 | 4.6521 | 0 | 30994.3296 | 3.0238 | 0 | 572202.9864 | 0 | 371931.9548 | 0 | 3.7137 | 0 | 5.7134 | 0 | 44.5644 | 0 | 68.5607 | 0 | 3.342 | 0 | 5.1415 | 0 | 40.1035 | 0 | 61.6977 | 0 | 3.0376 | 1.9744 | 36.4511 | 23.6932 | 0.015226 | 3088.1758 | 13945.9586 | 17034.1343 | 1250.3804 | 213.7061 | 78.6128 | 1450.4292 | 0 | 0 | 95.0473 | 0 | 0 | 0 | 0 | 0 | 13945.9586 | 0 | 36061.3827 | 0 | 13269.255 | 365201.8219 | 237381.193 | 0 | 0 | 0.094061 | 0 | 0.12633 | 0.11332 | 0.067471 | 0.054462 | 0.22614 | -0.032271 | -0.019261 | 0.02659 | 0.039599 | 0 | 0 | 0 | 0 | -0.13208 | 0
17 | SCE | SCE-13-L-002C | Motors greater than 200 hp | Motors greater than 200 hp | 0.83262 | 1.7776 | 3509.6345 | 0 | 4215.1556 | 1974.3566 | 1.0552 | 3.2343 | 3325.9315 | 1085.1326 | -705.5211 | 1535.2778 | 5695.2887 | 0 | 7669.6453 | 0.4576 | 6197.0692 | 2.8581 | 0 | 4028.0951 | 1.8578 | 0 | 6885.6324 | 3.1757 | 0 | 6197.0692 | 2.8581 | 0 | 4028.0951 | 1.8578 | 0 | 92956.0374 | 0 | 60421.4265 | 0 | 0.44889 | 0 | 0.6906 | 0 | 6.7333 | 0 | 10.3589 | 0 | 0.47472 | 0 | 0.73033 | 0 | 7.1207 | 0 | 10.955 | 0 | 0.40773 | 0.26503 | 6.116 | 3.9754 | 0.010554 | 889.224 | 1170.5575 | 2059.7815 | 137.8772 | 85.5536 | 16.0789 | 600.3026 | 0 | 0 | 49.4117 | 0 | 0 | 0 | 0 | 0 | 1170.5575 | 0 | 4799.2858 | 0 | 2177.2371 | 54084.6672 | 35155.035 | 0 | 0 | 0.099833 | 0 | 0.1199 | 0.094608 | 0.056161 | 0.030867 | 0.21817 | -0.020069 | 0.0052255 | 0.043672 | 0.068966 | 0 | 0 | 0 | 0 | -0.11833 | 0
18 | SCE | SCE-13-L-002C | Wastewater aerator blower - VFD | Wastewater aerator blower - VFD | 1.1038 | 2.0404 | 64311.7554 | 0 | 58261.4382 | 31518.4644 | 1.5324 | 4.2244 | 41966.9898 | 15224.016 | 6050.3172 | 32793.291 | 119438.6276 | 0 | 150957.092 | 0.42603 | 303518.34 | 50.5865 | 0 | 197286.9282 | 32.8812 | 0 | 337242.6 | 56.2072 | 0 | 303518.34 | 50.5865 | 0 | 197286.9282 | 32.8812 | 0 | 1517591.7 | 0 | 986434.6412 | 0 | 21.9855 | 0 | 33.8238 | 0 | 109.9274 | 0 | 169.1191 | 0 | 23.2505 | 0 | 35.77 | 0 | 116.2524 | 0 | 178.8498 | 0 | 19.9699 | 12.9804 | 99.8493 | 64.902 | 0.1934 | 16294.4484 | 16422.4962 | 32716.9446 | 2526.5099 | 1567.7131 | 294.6352 | 11000.1527 | 0 | 0 | 905.4376 | 0 | 0 | 0 | 0 | 0 | 16422.4962 | 0 | 59541.1655 | 0 | 25871.2027 | 1220602.9485 | 793391.9456 | 0 | 0 | 0.081059 | 0 | 0.073433 | 0.052896 | 0.039726 | 0.019189 | 0.19027 | 0.0076259 | 0.028164 | 0.041333 | 0.061871 | 0 | 0 | 0 | 0 | -0.10921 | 0
19 | SCE | SCE-13-L-002C | Wastewater treatment - blower VFD | Wastewater treatment - blower VFD | 0.74471 | 1.1831 | 158254.4216 | 0 | 212504.4937 | 133761.3777 | 0.91791 | 1.6896 | 172408.1148 | 93664.9988 | -54250.0721 | 24493.0439 | 293942.4716 | 0 | 427703.8492 | 0.37001 | 746968.8223 | 74.6969 | 0 | 485529.7523 | 48.553 | 0 | 829965.3581 | 82.9965 | 0 | 746968.8223 | 74.6969 | 0 | 485529.7523 | 48.553 | 0 | 3734844.1116 | 0 | 2427648.7616 | 0 | 54.107 | 0 | 83.2416 | 0 | 270.5351 | 0 | 416.2078 | 0 | 57.2202 | 0 | 88.0311 | 0 | 286.101 | 0 | 440.1554 | 0 | 49.1465 | 31.9452 | 245.7325 | 159.7261 | 0.47591 | 40096.3789 | 101038.5885 | 141134.9674 | 6217.0805 | 3857.7321 | 725.0201 | 27068.5008 | 0 | 0 | 2228.0454 | 0 | 0 | 0 | 0 | 0 | 101038.5885 | 0 | 223946.4008 | 0 | 73744.6903 | 3003944.8256 | 1952564.2083 | 0 | 0 | 0.08105 | 0 | 0.10883 | 0.088298 | 0.068505 | 0.04797 | 0.21905 | -0.027784 | -0.0072488 | 0.012544 | 0.033079 | 0 | 0 | 0 | 0 | -0.138 | 0
20 | SCE | SCE-13-L-002C | Wastewater - Retrocommissioning | Wastewater - Retrocommissioning | 1.2565 | 1.6234 | 106455.6017 | 0 | 84723.2316 | 65576.7341 | 1.8434 | 2.7576 | 57750.9417 | 38604.4442 | 21732.3701 | 40878.8676 | 176595.2787 | 0 | 242172.0128 | 0.43959 | 303518.34 | 60.7037 | 0 | 197286.9282 | 39.4574 | 0 | 337242.6 | 67.4485 | 0 | 303518.34 | 60.7037 | 0 | 197286.9282 | 39.4574 | 0 | 2428146.72 | 0 | 1578295.4259 | 0 | 19.5244 | 0 | 30.0375 | 0 | 156.1949 | 0 | 240.2998 | 0 | 23.3192 | 0 | 35.8757 | 0 | 186.5538 | 0 | 287.0058 | 0 | 19.9919 | 12.9947 | 159.9354 | 103.958 | 0.32014 | 26972.2899 | 41643.5019 | 68615.7918 | 4182.1457 | 2595.044 | 487.7112 | 18208.6132 | 0 | 0 | 1498.7759 | 0 | 0 | 0 | 0 | 0 | 41643.5019 | 0 | 70215.1809 | 0 | 17143.0081 | 1763975.6173 | 1146584.1933 | 0 | 0 | 0.092846 | 0 | 0.073892 | 0.050368 | 0.057193 | 0.033669 | 0.21121 | 0.018954 | 0.042478 | 0.035653 | 0.059177 | 0 | 0 | 0 | 0 | -0.11837 | 0
21 | SCE | SCE-13-L-002D | Exterior LED fixture replacements (utilizing approved luminaries) | Exterior LED fixture replacements (utilizing approved luminaries) | 0 | 0 | 0 | 0 | 0 | 0 | 0 | 0 | 0 | 0 | 0 | 0 | 0 | 0 | 0 | 0 | 0 | 0 | 0 | 0 | 0 | 0 | 0 | 0 | 0 | 0 | 0 | 0 | 0 | 0 | 0 | 0 | 0 | 0 | 0 | 0 | 0 | 0 | 0 | 0 | 0 | 0 | 0 | 0 | 0 | 0 | 0 | 0 | 0 | 0 | 0 | 0 | 0 | 0 | 0 | 0 | 0 | 0 | 0 | 0 | 0 | 0 | 0 | 0 | 0 | 0 | 0 | 0 | 0 | 0 | 0 | 0 | 0 | 0 | 0 | 0 | 0 | 0 | 0 | 0 | 0 | 0 | 0 | 0 | 0 | 0 | 0 | 0 | 0 | 0 | 0 | 0 | 0 | 0 | 0 | 0 | 0
22 | SCE | SCE-13-L-002D | Day lighting controls | Day lighting controls | 0.15697 | 0.25766 | 1718.5491 | 0 | 10948.0256 | 6669.853 | 0.3328 | 1.9401 | 5163.9613 | 885.7888 | -9229.4765 | -4951.304 | 2943.2546 | 0 | 9613.1077 | 0.17877 | 5058.639 | 0.64094 | 0 | 3288.1155 | 0.41661 | 0 | 5620.71 | 0.71215 | 0 | 5058.639 | 0.64094 | 0 | 3288.1155 | 0.41661 | 0 | 40469.112 | 0 | 26304.9238 | 0 | 0.35661 | 0 | 0.54863 | 0 | 2.8529 | 0 | 4.3891 | 0 | 0.41339 | 0 | 0.63599 | 0 | 3.3071 | 0 | 5.0879 | 0 | 0.34046 | 0.2213 | 2.7237 | 1.7704 | 0.047778 | 5784.0643 | 955.5207 | 6739.585 | 458.3482 | 452.752 | 0 | 4649.2816 | 0 | 0 | 223.6825 | 0 | 0 | 0 | 0 | 0 | 955.5207 | 0 | 7981.9621 | 0 | 4215.865 | 29399.5936 | 19109.7366 | 0 | 0 | 0.089931 | 0 | 0.5729 | 0.27023 | 0.34903 | 0.046353 | 0.50305 | -0.48297 | -0.1803 | -0.2591 | 0.043578 | 0 | 0 | 0 | 0 | -0.41312 | 0
23 | SCE | SCE-13-L-002D | Interior LED fixture replacement (utilizing approved luminaries) | Interior LED fixture replacement (utilizing approved luminaries) | 0.21453 | 0.27121 | 34250.6534 | 0 | 159658.0573 | 126287.5238 | 0.77173 | 3.1105 | 44381.755 | 11011.2215 | -125407.404 | -92036.8704 | 43954.6763 | 0 | 170242.2001 | 0.20119 | 55645.029 | 0 | 0 | 36169.2702 | 0 | 0 | 61827.81 | 0 | 0 | 55645.029 | 0 | 0 | 36169.2702 | 0 | 0 | 667740.348 | 0 | 434031.2421 | 0 | 4.5324 | 0 | 6.9729 | 0 | 54.3885 | 0 | 83.6746 | 0 | 4.697 | 0 | 7.2261 | 0 | 56.3636 | 0 | 86.7132 | 0 | 3.8005 | 2.4704 | 45.6066 | 29.6443 | 0.95222 | 115276.3024 | 11878.0578 | 127154.3602 | 9134.8713 | 9023.3393 | 0 | 92660.1037 | 0 | 0 | 4457.9881 | 0 | 0 | 0 | 0 | 0 | 11878.0578 | 0 | 66345.2237 | 0 | 32680.3008 | 426177.4186 | 277015.3322 | 0 | 0 | 0.12364 | 0 | 0.57635 | 0.16021 | 0.45589 | 0.03975 | 0.61456 | -0.45271 | -0.036572 | -0.33224 | 0.083892 | 0 | 0 | 0 | 0 | -0.49092 | 0
24 | SCE | SCE-13-L-002F | Exterior LED fixture replacements (utilizing approved luminaries) | Exterior LED fixture replacements (utilizing approved luminaries) | 0 | 0 | 0 | 0 | 0 | 0 | 0 | 0 | 0 | 0 | 0 | 0 | 0 | 0 | 0 | 0 | 0 | 0 | 0 | 0 | 0 | 0 | 0 | 0 | 0 | 0 | 0 | 0 | 0 | 0 | 0 | 0 | 0 | 0 | 0 | 0 | 0 | 0 | 0 | 0 | 0 | 0 | 0 | 0 | 0 | 0 | 0 | 0 | 0 | 0 | 0 | 0 | 0 | 0 | 0 | 0 | 0 | 0 | 0 | 0 | 0 | 0 | 0 | 0 | 0 | 0 | 0 | 0 | 0 | 0 | 0 | 0 | 0 | 0 | 0 | 0 | 0 | 0 | 0 | 0 | 0 | 0 | 0 | 0 | 0 | 0 | 0 | 0 | 0 | 0 | 0 | 0 | 0 | 0 | 0 | 0 | 0
25 | SCE | SCE-13-L-002F | 223 to 260 Watt Street Light LED replacing 400 Watt High Pressure Sodium | 223 to 260 Watt Street Light LED replacing 400 Watt High Pressure Sodium | 0.66798 | 0.94891 | 14058.2727 | 0 | 21046.041 | 14815.1378 | 0.83304 | 1.3206 | 16875.9316 | 10645.0284 | -6987.7683 | -756.8651 | 23715.525 | 0 | 38530.6629 | 0.36486 | 30022.9962 | 2.9291 | 0 | 19514.9482 | 1.9039 | 0 | 30022.9962 | 2.9291 | 0 | 30022.9962 | 2.9291 | 0 | 19514.9482 | 1.9039 | 0 | 360275.9544 | 0 | 234179.3789 | 0 | 2.3383 | 0 | 3.5973 | 0 | 28.0591 | 0 | 43.1678 | 0 | 2.1042 | 0 | 3.2372 | 0 | 25.2504 | 0 | 38.8467 | 0 | 1.9126 | 1.2432 | 22.9507 | 14.9179 | 0.015745 | 4170.1094 | 11483.037 | 15653.1464 | 1159.8432 | 232.3838 | 199.1433 | 2505.027 | 0 | 0 | 73.7121 | 0 | 0 | 0 | 0 | 0 | 11483.037 | 0 | 20940.3701 | 0 | 5674.4001 | 229941.8879 | 149462.2326 | 0 | 0 | 0.094059 | 0 | 0.14081 | 0.11291 | 0.099123 | 0.071222 | 0.2578 | -0.046753 | -0.018852 | -0.0050639 | 0.022837 | 0 | 0 | 0 | 0 | -0.16374 | 0
26 | SCE | SCE-13-L-002F | Well pump - VSD | Well pump - VSD | 0.73078 | 1.7579 | 50202.2924 | 0 | 68696.7534 | 28557.4551 | 0.93304 | 3.6735 | 53805.2332 | 13665.9349 | -18494.461 | 21644.8373 | 96337.7261 | 0 | 124895.1812 | 0.40196 | 354104.73 | 11.3374 | 0 | 230168.0829 | 7.3693 | 0 | 393449.7 | 12.5971 | 0 | 354104.73 | 11.3374 | 0 | 230168.0829 | 7.3693 | 0 | 1168545.5921 | 0 | 759554.6627 | 0 | 22.7784 | 0 | 35.0437 | 0 | 75.1688 | 0 | 115.6443 | 0 | 27.2058 | 0 | 41.855 | 0 | 89.779 | 0 | 138.1216 | 0 | 23.3239 | 15.1605 | 76.9689 | 50.0298 | 0.056225 | 14891.5202 | 14741.7583 | 29633.2785 | 4141.8165 | 829.8458 | 711.1435 | 8945.4873 | 0 | 0 | 263.227 | 0 | 0 | 0 | 0 | 0 | 14741.7583 | 0 | 80221.9042 | 0 | 39288.0891 | 997450.4283 | 648342.8022 | 0 | 0 | 0.077432 | 0 | 0.10596 | 0.082989 | 0.044047 | 0.021078 | 0.19264 | -0.028526 | -0.0055572 | 0.033385 | 0.056353 | 0 | 0 | 0 | 0 | -0.11521 | 0
27 | SCE | SCE-13-L-002F | Optimize Process Pump Schedule - Retrocomissioning | Optimize Process Pump Schedule - Retrocomissioning | 0.30683 | 0.89072 | 2010.6352 | 0 | 6552.8419 | 2257.3106 | 0.33756 | 1.2106 | 5956.4266 | 1660.8953 | -4542.2068 | -246.6754 | 3732.5501 | 0 | 5989.8607 | 0.33567 | 9485.1845 | 3.8978 | 0 | 6165.3702 | 2.5336 | 0 | 10539.0939 | 4.3309 | 0 | 9485.1845 | 3.8978 | 0 | 6165.3702 | 2.5336 | 0 | 47425.9226 | 0 | 30826.8508 | 0 | 0.68706 | 0 | 1.057 | 0 | 3.4353 | 0 | 5.2851 | 0 | 0.7266 | 0 | 1.1178 | 0 | 3.633 | 0 | 5.5892 | 0 | 0.62407 | 0.40565 | 3.1204 | 2.0282 | 0.0022518 | 596.4153 | 1791.646 | 2388.0612 | 165.8825 | 33.2359 | 28.4818 | 358.2727 | 0 | 0 | 10.5424 | 0 | 0 | 0 | 0 | 0 | 1791.646 | 0 | 8782.5783 | 0 | 4194.5595 | 38144.7928 | 24794.1162 | 0 | 0 | 0.081093 | 0 | 0.26429 | 0.24024 | 0.091042 | 0.066987 | 0.24158 | -0.1832 | -0.15914 | -0.0099489 | 0.014106 | 0 | 0 | 0 | 0 | -0.16049 | 0
28 | SCE | SCE-13-L-002F | New Construction - Above Code Comprehensive Design - Overall Building Performance | New Construction - Above Code Comprehensive Design - Overall Building Performance | 1.2421 | 1.2636 | 42641.0495 | 0 | 34328.8784 | 33746.8583 | 1.9668 | 2.0211 | 21680.2519 | 21098.2317 | 8312.1711 | 8894.1913 | 67639.2985 | 0 | 101386.1568 | 0.42058 | 70631.838 | 25.9513 | 0 | 45910.6964 | 16.8683 | 0 | 78479.82 | 28.8348 | 0 | 70631.838 | 25.9513 | 0 | 45910.6964 | 16.8683 | 0 | 1130109.408 | 0 | 734571.1421 | 0 | 4.8096 | 0 | 7.3993 | 0 | 76.9531 | 0 | 118.3894 | 0 | 5.5153 | 0 | 8.4851 | 0 | 88.2454 | 0 | 135.7622 | 0 | 4.6808 | 3.0425 | 74.8928 | 48.6803 | 0.047757 | 12648.6266 | 22759.1478 | 35407.7744 | 3517.9948 | 704.8582 | 604.0343 | 7598.1583 | 0 | 0 | 223.5809 | 0 | 0 | 0 | 0 | 0 | 22759.1478 | 0 | 21974.3496 | 0 | -470.8789 | 638107.5493 | 414769.9223 | 0 | 0 | 0.10281 | 0 | 0.082766 | 0.052271 | 0.081363 | 0.050867 | 0.24444 | 0.02004 | 0.050536 | 0.021444 | 0.051939 | 0 | 0 | 0 | 0 | -0.14163 | 0
29 | SCE | SCE-13-L-002F | SCADA System | SCADA System | 0.59846 | 0.80243 | 46199.6528 | 0 | 77197.8679 | 57574.6372 | 0.72763 | 1.0531 | 63493.6519 | 43870.4211 | -30998.2151 | -11374.9843 | 81665.5105 | 0 | 139240.1477 | 0.3318 | 207529.0103 | 42.2944 | 0 | 134893.8616 | 27.4914 | 0 | 230587.7892 | 46.9938 | 0 | 207529.0103 | 42.2944 | 0 | 134893.8616 | 27.4914 | 0 | 1037645.0514 | 0 | 674469.3081 | 0 | 13.3497 | 0 | 20.538 | 0 | 66.7484 | 0 | 102.6898 | 0 | 15.9444 | 0 | 24.5298 | 0 | 79.722 | 0 | 122.6492 | 0 | 13.6694 | 8.8851 | 68.3468 | 44.4254 | 0.051742 | 13704.2161 | 47324.0323 | 61028.2483 | 3811.5886 | 763.682 | 654.4439 | 8232.2616 | 0 | 0 | 242.2399 | 0 | 0 | 0 | 0 | 0 | 47324.0323 | 0 | 76249.9216 | 0 | 17355.5343 | 834580.6116 | 542477.4175 | 0 | 0 | 0.085164 | 0 | 0.14231 | 0.11704 | 0.10613 | 0.080871 | 0.25667 | -0.057142 | -0.03188 | -0.020969 | 0.0042937 | 0 | 0 | 0 | 0 | -0.17151 | 0
30 | SCE | SCE-13-L-002F | > 54 to 90-watt LED fixture, replacing HPS fixture | > 54 to 90-watt LED fixture, replacing HPS fixture | 0.68408 | 0.86642 | 122946.3473 | 0 | 179724.3947 | 141901.4793 | 0.85824 | 1.1661 | 143254.785 | 105431.8696 | -56778.0474 | -18955.132 | 207403.6573 | 0 | 349305.1366 | 0.35197 | 262565.5318 | 25.6161 | 0 | 170667.5956 | 16.6505 | 0 | 262565.5318 | 25.6161 | 0 | 262565.5318 | 25.6161 | 0 | 170667.5956 | 16.6505 | 0 | 3150786.3811 | 0 | 2048011.1477 | 0 | 20.4492 | 0 | 31.4603 | 0 | 245.3903 | 0 | 377.5235 | 0 | 18.4022 | 0 | 28.3111 | 0 | 220.8266 | 0 | 339.7332 | 0 | 16.7262 | 10.872 | 200.7147 | 130.4646 | 0.1377 | 36469.6097 | 113731.7827 | 150201.3924 | 10143.3857 | 2032.3078 | 1741.6037 | 21907.6646 | 0 | 0 | 644.6478 | 0 | 0 | 0 | 0 | 0 | 113731.7827 | 0 | 167753.1052 | 0 | 32412.7935 | 2010952.3267 | 1307119.0124 | 0 | 0 | 0.094059 | 0 | 0.1375 | 0.1096 | 0.10856 | 0.08066 | 0.26723 | -0.043438 | -0.015537 | -0.014501 | 0.013399 | 0 | 0 | 0 | 0 | -0.17317 | 0
31 | SCE | SCE-13-L-002F | > 130 to 190-watt LED fixture, replacing HPS fixture | > 130 to 190-watt LED fixture, replacing HPS fixture | 0.53769 | 0.90024 | 61522.5894 | 0 | 114419.4269 | 68340.1815 | 0.63973 | 1.2282 | 96169.9638 | 50090.7184 | -52896.8375 | -6817.5921 | 103785.1903 | 0 | 172125.3717 | 0.35743 | 131388.2987 | 12.8184 | 0 | 85402.3941 | 8.3319 | 0 | 131388.2987 | 12.8184 | 0 | 131388.2987 | 12.8184 | 0 | 85402.3941 | 8.3319 | 0 | 1576659.5838 | 0 | 1024828.7295 | 0 | 10.2328 | 0 | 15.7428 | 0 | 122.7938 | 0 | 188.9135 | 0 | 9.2085 | 0 | 14.1669 | 0 | 110.502 | 0 | 170.0031 | 0 | 8.3698 | 5.4404 | 100.438 | 65.2847 | 0.068903 | 18249.4631 | 54034.0101 | 72283.4731 | 5075.7698 | 1016.9708 | 871.5019 | 10962.6376 | 0 | 0 | 322.583 | 0 | 0 | 0 | 0 | 0 | 54034.0101 | 0 | 126349.4582 | 0 | 43389.2689 | 1006284.4239 | 654084.8756 | 0 | 0 | 0.094059 | 0 | 0.17493 | 0.14703 | 0.10448 | 0.076581 | 0.26315 | -0.080872 | -0.052971 | -0.010423 | 0.017478 | 0 | 0 | 0 | 0 | -0.1691 | 0
32 | SCE | SCE-13-L-002F | > 54 to 90-watt LED fixture, replacing HPS fixture | > 54 to 90-watt LED fixture, replacing HPS fixture | 0.68408 | 0.86642 | 122946.3473 | 0 | 179724.3947 | 141901.4793 | 0.85824 | 1.1661 | 143254.785 | 105431.8696 | -56778.0474 | -18955.132 | 207403.6573 | 0 | 349305.1366 | 0.35197 | 262565.5318 | 25.6161 | 0 | 170667.5956 | 16.6505 | 0 | 262565.5318 | 25.6161 | 0 | 262565.5318 | 25.6161 | 0 | 170667.5956 | 16.6505 | 0 | 3150786.3811 | 0 | 2048011.1477 | 0 | 20.4492 | 0 | 31.4603 | 0 | 245.3903 | 0 | 377.5235 | 0 | 18.4022 | 0 | 28.3111 | 0 | 220.8266 | 0 | 339.7332 | 0 | 16.7262 | 10.872 | 200.7147 | 130.4646 | 0.1377 | 36469.6097 | 113731.7827 | 150201.3924 | 10143.3857 | 2032.3078 | 1741.6037 | 21907.6646 | 0 | 0 | 644.6478 | 0 | 0 | 0 | 0 | 0 | 113731.7827 | 0 | 167753.1052 | 0 | 32412.7935 | 2010952.3267 | 1307119.0124 | 0 | 0 | 0.094059 | 0 | 0.1375 | 0.1096 | 0.10856 | 0.08066 | 0.26723 | -0.043438 | -0.015537 | -0.014501 | 0.013399 | 0 | 0 | 0 | 0 | -0.17317 | 0
33 | SCE | SCE-13-L-002F | > 130 to 190-watt LED fixture, replacing HPS fixture | > 130 to 190-watt LED fixture, replacing HPS fixture | 0.53769 | 0.90024 | 61522.5894 | 0 | 114419.4269 | 68340.1815 | 0.63973 | 1.2282 | 96169.9638 | 50090.7184 | -52896.8375 | -6817.5921 | 103785.1903 | 0 | 172125.3717 | 0.35743 | 131388.2987 | 12.8184 | 0 | 85402.3941 | 8.3319 | 0 | 131388.2987 | 12.8184 | 0 | 131388.2987 | 12.8184 | 0 | 85402.3941 | 8.3319 | 0 | 1576659.5838 | 0 | 1024828.7295 | 0 | 10.2328 | 0 | 15.7428 | 0 | 122.7938 | 0 | 188.9135 | 0 | 9.2085 | 0 | 14.1669 | 0 | 110.502 | 0 | 170.0031 | 0 | 8.3698 | 5.4404 | 100.438 | 65.2847 | 0.068903 | 18249.4631 | 54034.0101 | 72283.4731 | 5075.7698 | 1016.9708 | 871.5019 | 10962.6376 | 0 | 0 | 322.583 | 0 | 0 | 0 | 0 | 0 | 54034.0101 | 0 | 126349.4582 | 0 | 43389.2689 | 1006284.4239 | 654084.8756 | 0 | 0 | 0.094059 | 0 | 0.17493 | 0.14703 | 0.10448 | 0.076581 | 0.26315 | -0.080872 | -0.052971 | -0.010423 | 0.017478 | 0 | 0 | 0 | 0 | -0.1691 | 0
34 | SCE | SCE-13-L-002F | > 54 to 90-watt LED fixture, replacing HPS fixture | > 54 to 90-watt LED fixture, replacing HPS fixture | 0.68408 | 0.86642 | 245892.6947 | 0 | 359448.7894 | 283802.9586 | 0.85824 | 1.1661 | 286509.57 | 210863.7392 | -113556.0947 | -37910.2639 | 414807.3146 | 0 | 698610.2732 | 0.35197 | 525131.0635 | 51.2323 | 0 | 341335.1913 | 33.301 | 0 | 525131.0635 | 51.2323 | 0 | 525131.0635 | 51.2323 | 0 | 341335.1913 | 33.301 | 0 | 6301572.7622 | 0 | 4096022.2955 | 0 | 40.8984 | 0 | 62.9206 | 0 | 490.7806 | 0 | 755.047 | 0 | 36.8044 | 0 | 56.6222 | 0 | 441.6531 | 0 | 679.4664 | 0 | 33.4525 | 21.7441 | 401.4295 | 260.9292 | 0.27539 | 72939.2194 | 227463.5653 | 300402.7847 | 20286.7714 | 4064.6157 | 3483.2074 | 43815.3292 | 0 | 0 | 1289.2957 | 0 | 0 | 0 | 0 | 0 | 227463.5653 | 0 | 335506.2103 | 0 | 64825.587 | 4021904.6534 | 2614238.0247 | 0 | 0 | 0.094059 | 0 | 0.1375 | 0.1096 | 0.10856 | 0.08066 | 0.26723 | -0.043438 | -0.015537 | -0.014501 | 0.013399 | 0 | 0 | 0 | 0 | -0.17317 | 0
35 | SCE | SCE-13-L-002F | > 130 to 190-watt LED fixture, replacing HPS fixture | > 130 to 190-watt LED fixture, replacing HPS fixture | 0.53769 | 0.90024 | 122939.2879 | 0 | 228641.9184 | 136562.7379 | 0.63973 | 1.2282 | 192174.4027 | 100095.2222 | -105702.6304 | -13623.4499 | 207391.7485 | 0 | 343954.4864 | 0.35743 | 262550.4557 | 25.6147 | 0 | 170657.7962 | 16.6495 | 0 | 262550.4557 | 25.6147 | 0 | 262550.4557 | 25.6147 | 0 | 170657.7962 | 16.6495 | 0 | 3150605.4678 | 0 | 2047893.5541 | 0 | 20.448 | 0 | 31.4585 | 0 | 245.3762 | 0 | 377.5018 | 0 | 18.4012 | 0 | 28.3095 | 0 | 220.8139 | 0 | 339.7137 | 0 | 16.7253 | 10.8714 | 200.7032 | 130.4571 | 0.13769 | 36467.5157 | 107975.0184 | 144442.5341 | 10142.8033 | 2032.1911 | 1741.5037 | 21906.4067 | 0 | 0 | 644.6108 | 0 | 0 | 0 | 0 | 0 | 107975.0184 | 0 | 252481.4475 | 0 | 86703.8574 | 2010836.8609 | 1307043.9596 | 0 | 0 | 0.094059 | 0 | 0.17493 | 0.14703 | 0.10448 | 0.076581 | 0.26315 | -0.080872 | -0.052971 | -0.010423 | 0.017478 | 0 | 0 | 0 | 0 | -0.1691 | 0
36 | SCE | SCE-13-L-002G | Chilled water reset | Chilled water reset | 0.11483 | 0.11419 | 1791.0197 | 0 | 15596.6508 | 15685.2003 | 2.0239 | 1.8398 | 884.922 | 973.4716 | -13805.6311 | -13894.1806 | 1974.1981 | 0 | 17659.3985 | 0.10142 | 3920.2088 | 1.8577 | 0 | 2548.1358 | 1.2075 | 0 | 4355.7876 | 2.0642 | 0 | 3920.2088 | 1.8577 | 0 | 2548.1358 | 1.2075 | 0 | 26265.3985 | 0 | 17072.5096 | 0 | 0.26477 | 0 | 0.40733 | 0 | 1.7739 | 0 | 2.7291 | 0 | 0.35122 | 0 | 0.54034 | 0 | 2.3532 | 0 | 3.6203 | 0 | 0.27427 | 0.17828 | 1.8376 | 1.1945 | 0.024151 | 14711.7288 | 1050.1062 | 15761.8349 | 1250.432 | 680.4992 | 599.7319 | 11547.8669 | 0 | 0 | 633.1989 | 0 | 0 | 0 | 0 | 0 | 1050.1062 | 0 | 822.3743 | 0 | -136.6391 | 19931.5387 | 12955.5006 | 0 | 0 | 0.13824 | 0 | 1.2039 | 0.068305 | 1.2107 | 0.07514 | 1.3631 | -1.0656 | 0.069939 | -1.0725 | 0.063104 | 0 | 0 | 0 | 0 | -1.2248 | 0
37 | SCE | SCE-13-L-002G | Optimize VAV box flow- retrocommissioning | Optimize VAV box flow- retrocommissioning | 0.10346 | 0.11417 | 3895.7273 | 0 | 37652.7684 | 34122.6952 | 0.68919 | 1.8354 | 5652.6276 | 2122.5544 | -33757.0411 | -30226.9679 | 4230.2396 | 0 | 38352.9348 | 0.10158 | 8220.5248 | 1.9551 | 0 | 6987.4461 | 1.6619 | 0 | 9133.9164 | 2.1724 | 0 | 8220.5248 | 1.9551 | 0 | 6987.4461 | 1.6619 | 0 | 41102.6238 | 0 | 34937.2307 | 0 | 0.72603 | 0 | 0.85416 | 0 | 3.6302 | 0 | 4.2708 | 0 | 0.96312 | 0 | 1.1331 | 0 | 4.8156 | 0 | 5.6654 | 0 | 0.57514 | 0.48887 | 2.8757 | 2.4443 | 0.052532 | 32000.1408 | 2289.6482 | 34289.789 | 2719.8706 | 1480.1842 | 1304.5037 | 25118.283 | 0 | 0 | 1377.2993 | 0 | 0 | 0 | 0 | 0 | 2289.6482 | 0 | 6634.9291 | 0 | 3476.2248 | 33058.9471 | 28100.1055 | 0 | 0 | 0.13864 | 0 | 1.34 | 0.20116 | 1.2143 | 0.075535 | 1.3649 | -1.2013 | -0.062523 | -1.0757 | 0.063102 | 0 | 0 | 0 | 0 | -1.2262 | 0
38 | SCE | SCE-13-L-002G | VRF (variable refrigerant flow) air conditioning system | VRF (variable refrigerant flow) air conditioning system | 0.08674 | 0.11683 | 2219.8754 | 0 | 25592.4356 | 19001.4245 | 0.30169 | 2.8942 | 7358.0159 | 767.0048 | -23372.5601 | -16781.549 | 2324.519 | 0 | 21325.9434 | 0.10409 | 2529.3195 | 0.9174 | 0 | 1644.0577 | 0.59631 | 0 | 2810.355 | 1.0193 | 0 | 2529.3195 | 0.9174 | 0 | 1644.0577 | 0.59631 | 0 | 37939.7925 | 0 | 24660.866 | 0 | 0.17083 | 0 | 0.26281 | 0 | 2.5624 | 0 | 3.9422 | 0 | 0.22661 | 0 | 0.34863 | 0 | 3.3991 | 0 | 5.2294 | 0 | 0.17696 | 0.11502 | 2.6544 | 1.7254 | 0.029934 | 18234.4197 | 827.3857 | 19061.8054 | 1549.8451 | 843.4432 | 743.3363 | 14312.9781 | 0 | 0 | 784.817 | 0 | 0 | 0 | 0 | 0 | 827.3857 | 0 | 11702.0099 | 0 | 6524.7748 | 22074.5323 | 14348.4465 | 0 | 0 | 0.15471 | 0 | 1.7836 | 0.51281 | 1.3243 | 0.053456 | 1.4863 | -1.6289 | -0.3581 | -1.1696 | 0.10126 | 0 | 0 | 0 | 0 | -1.3316 | 0
39 | SCE | SCE-13-L-002G | Carbon Dioxide (CO2) Demand Control Ventilation | Carbon Dioxide (CO2) Demand Control Ventilation | 0.087748 | 0.10077 | 158.6703 | 0 | 1808.2458 | 1574.5221 | 0.31426 | 0.58511 | 504.9025 | 271.1787 | -1649.5756 | -1415.8519 | 291.8991 | 0 | 1866.4212 | 0.085013 | 741.7761 | 0.56832 | 0 | 482.1545 | 0.36941 | 0 | 824.1957 | 0.63147 | 0 | 741.7761 | 0.56832 | 0 | 482.1545 | 0.36941 | 0 | 3708.8807 | 0 | 2410.7725 | 0 | 0.052599 | 0 | 0.080922 | 0 | 0.263 | 0 | 0.40461 | 0 | 0.06229 | 0 | 0.09583 | 0 | 0.31145 | 0 | 0.47915 | 0 | 0.050559 | 0.032864 | 0.2528 | 0.16432 | 0.0021396 | 1303.3434 | 292.5267 | 1595.8701 | 110.7784 | 60.2869 | 53.1315 | 1023.0501 | 0 | 0 | 56.0964 | 0 | 0 | 0 | 0 | 0 | 292.5267 | 0 | 657.9065 | 0 | 219.2278 | 2983.0623 | 1938.9906 | 0 | 0 | 0.081831 | 0 | 0.93257 | 0.26039 | 0.81203 | 0.13986 | 0.96257 | -0.85074 | -0.17856 | -0.7302 | -0.058024 | 0 | 0 | 0 | 0 | -0.88074 | 0
40 | SCE | SCE-13-L-002G | Hot water pump motor - VFD | Hot water pump motor - VFD | 0.07591 | 0.10854 | 991.9475 | 0 | 13067.367 | 9139.0854 | 0.20164 | 1.0009 | 4919.3482 | 991.0666 | -12075.4195 | -8147.1379 | 1761.0686 | 0 | 10900.154 | 0.091003 | 4475.2408 | 0 | 0 | 2908.9066 | 0 | 0 | 4972.4898 | 0 | 0 | 4475.2408 | 0 | 0 | 2908.9066 | 0 | 0 | 22376.2041 | 0 | 14544.5332 | 0 | 0.29867 | 0 | 0.45949 | 0 | 1.4933 | 0 | 2.2974 | 0 | 0.37966 | 0 | 0.58409 | 0 | 1.8983 | 0 | 2.9205 | 0 | 0.30627 | 0.19908 | 1.5314 | 0.99538 | 0.013376 | 8148.0188 | 1069.0863 | 9217.1052 | 692.5456 | 376.8911 | 332.1586 | 6395.7294 | 0 | 0 | 350.6941 | 0 | 0 | 0 | 0 | 0 | 1069.0863 | 0 | 7506.1221 | 0 | 3862.2216 | 17997.2391 | 11698.2059 | 0 | 0 | 0.084795 | 0 | 1.117 | 0.42052 | 0.78124 | 0.08472 | 0.93178 | -1.0322 | -0.33573 | -0.69644 | 7.5301e-05 | 0 | 0 | 0 | 0 | -0.84699 | 0
41 | SCE | SCE-13-L-002G | High Efficiency Computer Room Air Conditioner | High Efficiency Computer Room Air Conditioner | 0.097616 | 0.11689 | 1884.0695 | 0 | 19300.8413 | 16118.3315 | 0.49259 | 2.9334 | 3824.7866 | 642.2767 | -17416.7718 | -14234.262 | 3031.8679 | 0 | 19150.1994 | 0.098384 | 3298.9891 | 0.41818 | 0 | 2144.343 | 0.27182 | 0 | 3665.5434 | 0.46465 | 0 | 3298.9891 | 0.41818 | 0 | 2144.343 | 0.27182 | 0 | 49484.8359 | 0 | 32165.1445 | 0 | 0.23704 | 0 | 0.36467 | 0 | 3.5556 | 0 | 5.4701 | 0 | 0.26166 | 0 | 0.40255 | 0 | 3.9249 | 0 | 6.0383 | 0 | 0.22009 | 0.14306 | 3.3013 | 2.1458 | 0.025406 | 15476.0548 | 692.8387 | 16168.8934 | 1315.3963 | 715.8535 | 630.8901 | 12147.8191 | 0 | 0 | 666.0958 | 0 | 0 | 0 | 0 | 0 | 692.8387 | 0 | 5921.1533 | 0 | 3136.9889 | 28791.7919 | 18714.6654 | 0 | 0 | 0.10067 | 0 | 1.0313 | 0.20437 | 0.86127 | 0.034319 | 1.0233 | -0.93065 | -0.1037 | -0.76059 | 0.066354 | 0 | 0 | 0 | 0 | -0.9226 | 0
42 | SCE | SCE-13-L-002G | Condenser water pump motor - VFD | Condenser water pump motor - VFD | 0.048516 | 0.10676 | 5263.1457 | 0 | 108483.7746 | 49299.4308 | 0.080659 | 0.86749 | 65251.4351 | 6067.0913 | -103220.6289 | -44036.2851 | 9338.2589 | 0 | 58637.6897 | 0.089757 | 23730.4538 | 5.2546 | 0 | 15424.7955 | 3.4155 | 0 | 26367.1708 | 5.8384 | 0 | 23730.4538 | 5.2546 | 0 | 15424.7955 | 3.4155 | 0 | 118652.2688 | 0 | 77123.9776 | 0 | 1.5837 | 0 | 2.4365 | 0 | 7.9186 | 0 | 12.1824 | 0 | 2.0132 | 0 | 3.0972 | 0 | 10.0659 | 0 | 15.4861 | 0 | 1.624 | 1.0556 | 8.1202 | 5.2781 | 0.070972 | 43232.3395 | 6544.711 | 49777.0505 | 3674.5579 | 1999.7358 | 1762.3906 | 33934.9175 | 0 | 0 | 1860.7377 | 0 | 0 | 0 | 0 | 0 | 6544.711 | 0 | 104262.0571 | 0 | 58630.41 | 95432.3282 | 62031.0156 | 0 | 0 | 0.084847 | 0 | 1.7489 | 1.0519 | 0.79475 | 0.097807 | 0.9453 | -1.664 | -0.96707 | -0.70991 | -0.01296 | 0 | 0 | 0 | 0 | -0.86045 | 0
43 | SCE | SCE-13-L-002G | HVAC - energy management system (EMS) | HVAC - energy management system (EMS) | 0.1061 | 0.11451 | 16661.1989 | 0 | 157036.3456 | 145495.8814 | 0.82569 | 1.9288 | 20178.5347 | 8638.0705 | -140375.1468 | -128834.6826 | 17634.3134 | 0 | 163130.1948 | 0.10213 | 44812.45 | 0.62525 | 0 | 29128.0936 | 0.40641 | 0 | 49791.6111 | 0.69473 | 0 | 44812.45 | 0.62525 | 0 | 29128.0936 | 0.40641 | 0 | 224062.2499 | 0 | 145640.4678 | 0 | 3.0266 | 0 | 4.6563 | 0 | 15.1329 | 0 | 23.2813 | 0 | 4.0149 | 0 | 6.1767 | 0 | 20.0744 | 0 | 30.8837 | 0 | 3.1352 | 2.0379 | 15.6762 | 10.1895 | 0.22467 | 136857.8109 | 9318.0854 | 146175.8963 | 11632.3094 | 6330.4338 | 5579.0854 | 107425.5655 | 0 | 0 | 5890.4167 | 0 | 0 | 0 | 0 | 0 | 9318.0854 | 0 | 27753.5615 | 0 | 11061.2861 | 180213.85 | 117139.0068 | 0 | 0 | 0.14223 | 0 | 1.3406 | 0.17226 | 1.2421 | 0.073742 | 1.3926 | -1.1984 | -0.030027 | -1.0998 | 0.068492 | 0 | 0 | 0 | 0 | -1.2504 | 0
44 | SCE | SCE-13-L-002G | Optimize fan static pressure reset - retrocommissioning | Optimize fan static pressure reset - retrocommissioning | 0.11224 | 0.11409 | 1681.6959 | 0 | 14983.5124 | 14739.6623 | 1.4376 | 1.8162 | 1169.787 | 925.9369 | -13301.8165 | -13057.9663 | 1826.0972 | 0 | 16565.7595 | 0.10152 | 3548.6116 | 0.90663 | 0 | 3016.3199 | 0.77063 | 0 | 3942.9018 | 1.0074 | 0 | 3548.6116 | 0.90663 | 0 | 3016.3199 | 0.77063 | 0 | 17743.0581 | 0 | 15081.5996 | 0 | 0.31341 | 0 | 0.36872 | 0 | 1.5671 | 0 | 1.8436 | 0 | 0.41576 | 0 | 0.48912 | 0 | 2.0788 | 0 | 2.4456 | 0 | 0.24827 | 0.21103 | 1.2414 | 1.0552 | 0.022677 | 13813.7254 | 998.8294 | 14812.5548 | 1174.1056 | 638.9615 | 563.1243 | 10842.9855 | 0 | 0 | 594.5484 | 0 | 0 | 0 | 0 | 0 | 998.8294 | 0 | 1249.5415 | 0 | 200.5697 | 14270.7877 | 12130.1698 | 0 | 0 | 0.13864 | 0 | 1.2352 | 0.096436 | 1.2151 | 0.076333 | 1.3657 | -1.0966 | 0.042201 | -1.0765 | 0.062304 | 0 | 0 | 0 | 0 | -1.227 | 0
45 | SCE | SCE-13-L-002G | Hot and cold deck reset | Hot and cold deck reset | 0.11471 | 0.11331 | 7332.923 | 0 | 63923.1527 | 64714.8774 | 1.9876 | 1.6364 | 3689.3242 | 4481.049 | -56590.2296 | -57381.9544 | 7962.5752 | 0 | 72677.4526 | 0.1009 | 20234.556 | -0.18646 | 0 | 13152.4619 | -0.1212 | 0 | 22482.84 | -0.20718 | 0 | 20234.556 | -0.18646 | 0 | 13152.4619 | -0.1212 | 0 | 101172.78 | 0 | 65762.3094 | 0 | 1.3666 | 0 | 2.1025 | 0 | 6.8331 | 0 | 10.5124 | 0 | 1.8129 | 0 | 2.789 | 0 | 9.0644 | 0 | 13.9452 | 0 | 1.4157 | 0.92019 | 7.0784 | 4.601 | 0.098882 | 60233.8285 | 4833.8106 | 65067.6391 | 5119.6094 | 2786.1491 | 2455.4658 | 47280.1153 | 0 | 0 | 2592.4889 | 0 | 0 | 0 | 0 | 0 | 4833.8106 | 0 | 3148.0534 | 0 | -1011.4544 | 81373.5299 | 52892.7964 | 0 | 0 | 0.13864 | 0 | 1.2085 | 0.069751 | 1.2235 | 0.084719 | 1.3741 | -1.0699 | 0.068886 | -1.0849 | 0.053918 | 0 | 0 | 0 | 0 | -1.2354 | 0
46 | SCE | SCE-13-L-002G | Optimize HVAC pressure setting - retrocommissioning | Optimize HVAC pressure setting - retrocommissioning | 0.11604 | 0.11664 | 1727.3705 | 0 | 14886.0883 | 14808.9422 | 2.4776 | 2.7859 | 697.1848 | 620.0387 | -13158.7178 | -13081.5717 | 1835.5879 | 0 | 16644.5301 | 0.10378 | 2412.5453 | 0.55512 | 0 | 2050.6635 | 0.47185 | 0 | 2680.6059 | 0.6168 | 0 | 2412.5453 | 0.55512 | 0 | 2050.6635 | 0.47185 | 0 | 19300.3625 | 0 | 16405.3083 | 0 | 0.21308 | 0 | 0.25068 | 0 | 1.7046 | 0 | 2.0054 | 0 | 0.28265 | 0 | 0.33253 | 0 | 2.2612 | 0 | 2.6603 | 0 | 0.16879 | 0.14347 | 1.3503 | 1.1478 | 0.023293 | 14188.9035 | 668.85 | 14857.7535 | 1205.9941 | 656.3156 | 578.4186 | 11137.4789 | 0 | 0 | 610.6963 | 0 | 0 | 0 | 0 | 0 | 668.85 | 0 | 727.4109 | 0 | 46.8487 | 14021.1333 | 11917.9635 | 0 | 0 | 0.14494 | 0 | 1.249 | 0.058499 | 1.2426 | 0.052026 | 1.3966 | -1.1041 | 0.08644 | -1.0976 | 0.092913 | 0 | 0 | 0 | 0 | -1.2517 | 0
47 | SCE | SCE-13-L-002G | Optimize hot water reset - retrocommissioning | Optimize hot water reset - retrocommissioning | 0.11842 | 0.11755 | 13222.7682 | 0 | 111656.9374 | 112489.4273 | 4.3454 | 3.4119 | 3042.9578 | 3875.4477 | -98434.1692 | -99266.6591 | 14575.1406 | 0 | 127064.5679 | 0.10406 | 22132.2548 | 0 | 0 | 18812.4168 | 0 | 0 | 24591.3942 | 0 | 0 | 22132.2548 | 0 | 0 | 18812.4168 | 0 | 0 | 148286.1028 | 0 | 126043.1892 | 0 | 1.9547 | 0 | 2.2997 | 0 | 13.0966 | 0 | 15.4078 | 0 | 2.593 | 0 | 3.0506 | 0 | 17.3732 | 0 | 20.4391 | 0 | 1.5484 | 1.3162 | 10.3746 | 8.8184 | 0.1783 | 108613.9796 | 4180.5345 | 112794.5142 | 9231.7085 | 5023.9997 | 4427.7098 | 85255.771 | 0 | 0 | 4674.7905 | 0 | 0 | 0 | 0 | 0 | 4180.5345 | 0 | 2878.1196 | 0 | -1041.9319 | 112527.1411 | 95648.0712 | 0 | 0 | 0.13824 | 0 | 1.1674 | 0.031814 | 1.1761 | 0.040518 | 1.3285 | -1.0291 | 0.10643 | -1.0378 | 0.097726 | 0 | 0 | 0 | 0 | -1.1902 | 0
48 | SCE | SCE-13-L-002G | Exterior LED pool lighting | Exterior LED pool lighting | 0 | 0 | 0 | 0 | 0 | 0 | 0 | 0 | 0 | 0 | 0 | 0 | 0 | 0 | 0 | 0 | 0 | 0 | 0 | 0 | 0 | 0 | 0 | 0 | 0 | 0 | 0 | 0 | 0 | 0 | 0 | 0 | 0 | 0 | 0 | 0 | 0 | 0 | 0 | 0 | 0 | 0 | 0 | 0 | 0 | 0 | 0 | 0 | 0 | 0 | 0 | 0 | 0 | 0 | 0 | 0 | 0 | 0 | 0 | 0 | 0 | 0 | 0 | 0 | 0 | 0 | 0 | 0 | 0 | 0 | 0 | 0 | 0 | 0 | 0 | 0 | 0 | 0 | 0 | 0 | 0 | 0 | 0 | 0 | 0 | 0 | 0 | 0 | 0 | 0 | 0 | 0 | 0 | 0 | 0 | 0 | 0
49 | SCE | SCE-13-L-002G | Exterior LED fixture replacements (utilizing approved luminaries) | Exterior LED fixture replacements (utilizing approved luminaries) | 0 | 0 | 0 | 0 | 0 | 0 | 0 | 0 | 0 | 0 | 0 | 0 | 0 | 0 | 0 | 0 | 0 | 0 | 0 | 0 | 0 | 0 | 0 | 0 | 0 | 0 | 0 | 0 | 0 | 0 | 0 | 0 | 0 | 0 | 0 | 0 | 0 | 0 | 0 | 0 | 0 | 0 | 0 | 0 | 0 | 0 | 0 | 0 | 0 | 0 | 0 | 0 | 0 | 0 | 0 | 0 | 0 | 0 | 0 | 0 | 0 | 0 | 0 | 0 | 0 | 0 | 0 | 0 | 0 | 0 | 0 | 0 | 0 | 0 | 0 | 0 | 0 | 0 | 0 | 0 | 0 | 0 | 0 | 0 | 0 | 0 | 0 | 0 | 0 | 0 | 0 | 0 | 0 | 0 | 0 | 0 | 0
50 | SCE | SCE-13-L-002G | Lighting controls - energy management system (EMS) | Lighting controls - energy management system (EMS) | 0.023116 | 0.11632 | 643.6721 | 0 | 27845.6319 | 5533.5614 | 0.028534 | 2.613 | 22558.4038 | 246.3333 | -27201.9597 | -4889.8892 | 1102.4827 | 0 | 6636.044 | 0.096996 | 1894.8622 | 0.12647 | 0 | 1231.6604 | 0.082206 | 0 | 2105.4024 | 0.14052 | 0 | 1894.8622 | 0.12647 | 0 | 1231.6604 | 0.082206 | 0 | 15158.8973 | 0 | 9853.2836 | 0 | 0.13358 | 0 | 0.20551 | 0 | 1.0686 | 0 | 1.644 | 0 | 0.15485 | 0 | 0.23823 | 0 | 1.2388 | 0 | 1.9058 | 0 | 0.12753 | 0.082895 | 1.0202 | 0.66316 | 0.0086797 | 5287.2281 | 265.7254 | 5552.9535 | 449.391 | 244.5637 | 215.5368 | 4150.1721 | 0 | 0 | 227.5645 | 0 | 0 | 0 | 0 | 0 | 265.7254 | 0 | 37273.8123 | 0 | 22204.853 | 11012.4833 | 7158.1144 | 0 | 0 | 0.089922 | 0 | 3.8901 | 3.1514 | 0.77305 | 0.034413 | 0.92707 | -3.8002 | -3.0615 | -0.68313 | 0.055509 | 0 | 0 | 0 | 0 | -0.83714 | 0
51 | SCE | SCE-13-L-002G | Series wiring to parallel wiring conversion for street and highway lighting | Series wiring to parallel wiring conversion for street and highway lighting | 0.026225 | 0.11738 | 5638.84 | 0 | 215013.9553 | 48037.826 | 0.033426 | 3.2794 | 168695.6015 | 1719.4722 | -209375.1152 | -42398.986 | 9298.0758 | 0 | 57335.9019 | 0.098347 | 10117.278 | 0 | 0 | 6576.2309 | 0 | 0 | 11241.42 | 0 | 0 | 10117.278 | 0 | 0 | 6576.2309 | 0 | 0 | 151759.17 | 0 | 98643.4641 | 0 | 0.78796 | 0 | 1.2122 | 0 | 11.8193 | 0 | 18.1836 | 0 | 0.70908 | 0 | 1.0909 | 0 | 10.6362 | 0 | 16.3634 | 0 | 0.6445 | 0.41893 | 9.6675 | 6.2839 | 0.076038 | 46318.3538 | 1854.8342 | 48173.188 | 3936.8555 | 2142.4811 | 1888.1937 | 36357.2625 | 0 | 0 | 1993.5611 | 0 | 0 | 0 | 0 | 0 | 1854.8342 | 0 | 278821.3615 | 0 | 166179.923 | 88298.1293 | 57393.7861 | 0 | 0 | 0.098248 | 0 | 3.7463 | 2.9393 | 0.83699 | 0.029959 | 0.99899 | -3.648 | -2.841 | -0.73874 | 0.068289 | 0 | 0 | 0 | 0 | -0.90074 | 0
52 | SCE | SCE-13-L-002G | Exterior LED fixture replacements (utilizing approved luminaries) | Exterior LED fixture replacements (utilizing approved luminaries) | 0 | 0 | 0 | 0 | 0 | 0 | 0 | 0 | 0 | 0 | 0 | 0 | 0 | 0 | 0 | 0 | 0 | 0 | 0 | 0 | 0 | 0 | 0 | 0 | 0 | 0 | 0 | 0 | 0 | 0 | 0 | 0 | 0 | 0 | 0 | 0 | 0 | 0 | 0 | 0 | 0 | 0 | 0 | 0 | 0 | 0 | 0 | 0 | 0 | 0 | 0 | 0 | 0 | 0 | 0 | 0 | 0 | 0 | 0 | 0 | 0 | 0 | 0 | 0 | 0 | 0 | 0 | 0 | 0 | 0 | 0 | 0 | 0 | 0 | 0 | 0 | 0 | 0 | 0 | 0 | 0 | 0 | 0 | 0 | 0 | 0 | 0 | 0 | 0 | 0 | 0 | 0 | 0 | 0 | 0 | 0 | 0
53 | SCE | SCE-13-L-002G | Exterior LED wall-mounted area luminaires | Exterior LED wall-mounted area luminaires | 0 | 0 | 0 | 0 | 0 | 0 | 0 | 0 | 0 | 0 | 0 | 0 | 0 | 0 | 0 | 0 | 0 | 0 | 0 | 0 | 0 | 0 | 0 | 0 | 0 | 0 | 0 | 0 | 0 | 0 | 0 | 0 | 0 | 0 | 0 | 0 | 0 | 0 | 0 | 0 | 0 | 0 | 0 | 0 | 0 | 0 | 0 | 0 | 0 | 0 | 0 | 0 | 0 | 0 | 0 | 0 | 0 | 0 | 0 | 0 | 0 | 0 | 0 | 0 | 0 | 0 | 0 | 0 | 0 | 0 | 0 | 0 | 0 | 0 | 0 | 0 | 0 | 0 | 0 | 0 | 0 | 0 | 0 | 0 | 0 | 0 | 0 | 0 | 0 | 0 | 0 | 0 | 0 | 0 | 0 | 0 | 0
54 | SCE | SCE-13-L-002G | New Construction - Above Code Comprehensive Design - Overall Building Performance | New Construction - Above Code Comprehensive Design - Overall Building Performance | 0.11464 | 0.11482 | 11045.5341 | 0 | 96345.7914 | 96195.0271 | 1.9668 | 2.0211 | 5615.9689 | 5465.2046 | -85300.2573 | -85149.493 | 17521.0231 | 0 | 113716.0502 | 0.097133 | 18296.199 | 6.6775 | 0 | 11892.5298 | 4.3404 | 0 | 20329.11 | 7.4195 | 0 | 18296.199 | 6.6775 | 0 | 11892.5298 | 4.3404 | 0 | 292739.184 | 0 | 190280.4766 | 0 | 1.2459 | 0 | 1.9167 | 0 | 19.9336 | 0 | 30.6671 | 0 | 1.4287 | 0 | 2.198 | 0 | 22.8588 | 0 | 35.1673 | 0 | 1.2125 | 0.78812 | 19.3999 | 12.61 | 0.14895 | 90729.8225 | 5895.4419 | 96625.2644 | 7711.6342 | 4196.7581 | 3698.6521 | 71217.729 | 0 | 0 | 3905.049 | 0 | 0 | 0 | 0 | 0 | 5895.4419 | 0 | 5692.1508 | 0 | -121.9747 | 165292.9194 | 107440.4016 | 0 | 0 | 0.10281 | 0 | 0.89674 | 0.052271 | 0.89533 | 0.050867 | 1.0584 | -0.79393 | 0.050536 | -0.79253 | 0.051939 | 0 | 0 | 0 | 0 | -0.9556 | 0
55 | SCE | SCE-13-L-002H | Exterior Screw-in LED Lamps | Exterior Screw-in LED Lamps | 0 | 0 | 0 | 0 | 39359.659 | 39359.659 | 0 | 0 | 0 | 0 | -39359.659 | -39359.659 | 0 | 0 | 39359.659 | 0 | 0 | 0 | 0 | 0 | 0 | 0 | 0 | 0 | 0 | 0 | 0 | 0 | 0 | 0 | 0 | 0 | 0 | 0 | 0 | 0 | 0 | 0 | 0 | 0 | 0 | 0 | 0 | 0 | 0 | 0 | 0 | 0 | 0 | 0 | 0 | 0 | 0 | 0 | 0 | 0.5 | 39359.659 | 0 | 39359.659 | 2491.3725 | 4353.5032 | 4802.5919 | 24590.932 | 0 | 0 | 3121.2594 | 0 | 0 | 0 | 0 | 0 | 0 | 0 | 0 | 0 | 0 | 0 | 0 | 0 | 0 | 0 | 0 | 0 | 0 | 0 | 0 | 0 | 0 | 0 | 0 | 0 | 0 | 0 | 0 | 0 | 0 | 0
56 | SCE | SCE-13-L-002H | Exterior LED fixture replacements (utilizing approved luminaries) | Exterior LED fixture replacements (utilizing approved luminaries) | 0 | 0 | 0 | 0 | 39359.659 | 39359.659 | 0 | 0 | 0 | 0 | -39359.659 | -39359.659 | 0 | 0 | 39359.659 | 0 | 0 | 0 | 0 | 0 | 0 | 0 | 0 | 0 | 0 | 0 | 0 | 0 | 0 | 0 | 0 | 0 | 0 | 0 | 0 | 0 | 0 | 0 | 0 | 0 | 0 | 0 | 0 | 0 | 0 | 0 | 0 | 0 | 0 | 0 | 0 | 0 | 0 | 0 | 0 | 0.5 | 39359.659 | 0 | 39359.659 | 2491.3725 | 4353.5032 | 4802.5919 | 24590.932 | 0 | 0 | 3121.2594 | 0 | 0 | 0 | 0 | 0 | 0 | 0 | 0 | 0 | 0 | 0 | 0 | 0 | 0 | 0 | 0 | 0 | 0 | 0 | 0 | 0 | 0 | 0 | 0 | 0 | 0 | 0 | 0 | 0 | 0 | 0
57 | SCE | SCE-13-L-002I | Non-Resource | Non-Resource | 0 | 0 | 0 | 0 | 439949.8214 | 439949.8214 | 0 | 0 | 0 | 0 | -439949.8214 | -439949.8214 | 0 | 0 | 439949.8214 | 0 | 0 | 0 | 0 | 0 | 0 | 0 | 0 | 0 | 0 | 0 | 0 | 0 | 0 | 0 | 0 | 0 | 0 | 0 | 0 | 0 | 0 | 0 | 0 | 0 | 0 | 0 | 0 | 0 | 0 | 0 | 0 | 0 | 0 | 0 | 0 | 0 | 0 | 0 | 0 | 1 | 439949.8214 | 0 | 439949.8214 | 27730.0413 | 42774.3068 | 0 | 369445.4734 | 0 | 0 | 0 | 0 | 0 | 0 | 0 | 0 | 0 | 0 | 0 | 0 | 0 | 0 | 0 | 0 | 0 | 0 | 0 | 0 | 0 | 0 | 0 | 0 | 0 | 0 | 0 | 0 | 0 | 0 | 0 | 0 | 0 | 0
58 | SCE | SCE-13-L-002J | Exterior LED fixture replacements (utilizing approved luminaries) | Exterior LED fixture replacements (utilizing approved luminaries) | 0 | 0 | 0 | 0 | 173529.0259 | 173529.0259 | 0 | 0 | 0 | 0 | -173529.0259 | -173529.0259 | 0 | 0 | 173529.0259 | 0 | 0 | 0 | 0 | 0 | 0 | 0 | 0 | 0 | 0 | 0 | 0 | 0 | 0 | 0 | 0 | 0 | 0 | 0 | 0 | 0 | 0 | 0 | 0 | 0 | 0 | 0 | 0 | 0 | 0 | 0 | 0 | 0 | 0 | 0 | 0 | 0 | 0 | 0 | 0 | 1 | 173529.0259 | 0 | 173529.0259 | 11829.5838 | 9025.6007 | 276.6786 | 141909.9409 | 0 | 0 | 10487.2219 | 0 | 0 | 0 | 0 | 0 | 0 | 0 | 0 | 0 | 0 | 0 | 0 | 0 | 0 | 0 | 0 | 0 | 0 | 0 | 0 | 0 | 0 | 0 | 0 | 0 | 0 | 0 | 0 | 0 | 0 | 0
59 | SCE | SCE-13-L-002K | Exterior Screw-in LED Lamps | Exterior Screw-in LED Lamps | 0 | 0 | 0 | 0 | 37631.1854 | 37631.1854 | 0 | 0 | 0 | 0 | -37631.1854 | -37631.1854 | 0 | 0 | 37631.1854 | 0 | 0 | 0 | 0 | 0 | 0 | 0 | 0 | 0 | 0 | 0 | 0 | 0 | 0 | 0 | 0 | 0 | 0 | 0 | 0 | 0 | 0 | 0 | 0 | 0 | 0 | 0 | 0 | 0 | 0 | 0 | 0 | 0 | 0 | 0 | 0 | 0 | 0 | 0 | 0 | 0.33333 | 37631.1854 | 0 | 37631.1854 | 2396.3655 | 4829.3822 | 2810.0292 | 25514.5689 | 0 | 0 | 2080.8396 | 0 | 0 | 0 | 0 | 0 | 0 | 0 | 0 | 0 | 0 | 0 | 0 | 0 | 0 | 0 | 0 | 0 | 0 | 0 | 0 | 0 | 0 | 0 | 0 | 0 | 0 | 0 | 0 | 0 | 0 | 0
60 | SCE | SCE-13-L-002K | Exterior LED bollards | Exterior LED bollards | 0 | 0 | 0 | 0 | 37631.1854 | 37631.1854 | 0 | 0 | 0 | 0 | -37631.1854 | -37631.1854 | 0 | 0 | 37631.1854 | 0 | 0 | 0 | 0 | 0 | 0 | 0 | 0 | 0 | 0 | 0 | 0 | 0 | 0 | 0 | 0 | 0 | 0 | 0 | 0 | 0 | 0 | 0 | 0 | 0 | 0 | 0 | 0 | 0 | 0 | 0 | 0 | 0 | 0 | 0 | 0 | 0 | 0 | 0 | 0 | 0.33333 | 37631.1854 | 0 | 37631.1854 | 2396.3655 | 4829.3822 | 2810.0292 | 25514.5689 | 0 | 0 | 2080.8396 | 0 | 0 | 0 | 0 | 0 | 0 | 0 | 0 | 0 | 0 | 0 | 0 | 0 | 0 | 0 | 0 | 0 | 0 | 0 | 0 | 0 | 0 | 0 | 0 | 0 | 0 | 0 | 0 | 0 | 0 | 0
61 | SCE | SCE-13-L-002K | Exterior LED fixture replacements (utilizing approved luminaries) | Exterior LED fixture replacements (utilizing approved luminaries) | 0 | 0 | 0 | 0 | 37631.1854 | 37631.1854 | 0 | 0 | 0 | 0 | -37631.1854 | -37631.1854 | 0 | 0 | 37631.1854 | 0 | 0 | 0 | 0 | 0 | 0 | 0 | 0 | 0 | 0 | 0 | 0 | 0 | 0 | 0 | 0 | 0 | 0 | 0 | 0 | 0 | 0 | 0 | 0 | 0 | 0 | 0 | 0 | 0 | 0 | 0 | 0 | 0 | 0 | 0 | 0 | 0 | 0 | 0 | 0 | 0.33333 | 37631.1854 | 0 | 37631.1854 | 2396.3655 | 4829.3822 | 2810.0292 | 25514.5689 | 0 | 0 | 2080.8396 | 0 | 0 | 0 | 0 | 0 | 0 | 0 | 0 | 0 | 0 | 0 | 0 | 0 | 0 | 0 | 0 | 0 | 0 | 0 | 0 | 0 | 0 | 0 | 0 | 0 | 0 | 0 | 0 | 0 | 0 | 0
62 | SCE | SCE-13-L-002L | Exterior LED fixture replacements (utilizing approved luminaries) | Exterior LED fixture replacements (utilizing approved luminaries) | 0 | 0 | 0 | 0 | 0 | 0 | 0 | 0 | 0 | 0 | 0 | 0 | 0 | 0 | 0 | 0 | 0 | 0 | 0 | 0 | 0 | 0 | 0 | 0 | 0 | 0 | 0 | 0 | 0 | 0 | 0 | 0 | 0 | 0 | 0 | 0 | 0 | 0 | 0 | 0 | 0 | 0 | 0 | 0 | 0 | 0 | 0 | 0 | 0 | 0 | 0 | 0 | 0 | 0 | 0 | 0 | 0 | 0 | 0 | 0 | 0 | 0 | 0 | 0 | 0 | 0 | 0 | 0 | 0 | 0 | 0 | 0 | 0 | 0 | 0 | 0 | 0 | 0 | 0 | 0 | 0 | 0 | 0 | 0 | 0 | 0 | 0 | 0 | 0 | 0 | 0 | 0 | 0 | 0 | 0 | 0 | 0
63 | SCE | SCE-13-L-002L | Exterior LED fixture replacements (utilizing approved luminaries) | Exterior LED fixture replacements (utilizing approved luminaries) | 0 | 0 | 0 | 0 | 0 | 0 | 0 | 0 | 0 | 0 | 0 | 0 | 0 | 0 | 0 | 0 | 0 | 0 | 0 | 0 | 0 | 0 | 0 | 0 | 0 | 0 | 0 | 0 | 0 | 0 | 0 | 0 | 0 | 0 | 0 | 0 | 0 | 0 | 0 | 0 | 0 | 0 | 0 | 0 | 0 | 0 | 0 | 0 | 0 | 0 | 0 | 0 | 0 | 0 | 0 | 0 | 0 | 0 | 0 | 0 | 0 | 0 | 0 | 0 | 0 | 0 | 0 | 0 | 0 | 0 | 0 | 0 | 0 | 0 | 0 | 0 | 0 | 0 | 0 | 0 | 0 | 0 | 0 | 0 | 0 | 0 | 0 | 0 | 0 | 0 | 0 | 0 | 0 | 0 | 0 | 0 | 0
64 | SCE | SCE-13-L-002L | Interior LED fixture replacement (utilizing approved luminaries) | Interior LED fixture replacement (utilizing approved luminaries) | 0.66304 | 1.873 | 93410.8729 | 0 | 140882.4754 | 49871.9294 | 0.77173 | 3.1105 | 121041.1499 | 30030.604 | -47471.6025 | 43538.9434 | 119876.3898 | 0 | 169748.3193 | 0.55029 | 151759.17 | 0 | 0 | 98643.4641 | 0 | 0 | 168621.3 | 0 | 0 | 151759.17 | 0 | 0 | 98643.4641 | 0 | 0 | 1821110.04 | 0 | 1183721.5694 | 0 | 12.361 | 0 | 19.017 | 0 | 148.3323 | 0 | 228.2035 | 0 | 12.8099 | 0 | 19.7075 | 0 | 153.7188 | 0 | 236.4905 | 0 | 10.3651 | 6.7373 | 124.3816 | 80.848 | 0.051462 | 19841.3255 | 32394.7032 | 52236.0287 | 6553.0423 | 1089.9047 | 0 | 11906.0417 | 0 | 0 | 292.3367 | 0 | 0 | 0 | 0 | 0 | 32394.7032 | 0 | 180941.5193 | 0 | 89128.0932 | 1162302.0507 | 755496.3607 | 0 | 0 | 0.12364 | 0 | 0.18648 | 0.16021 | 0.066012 | 0.03975 | 0.22468 | -0.062835 | -0.036572 | 0.05763 | 0.083892 | 0 | 0 | 0 | 0 | -0.10104 | 0
65 | SCE | SCE-13-L-002L | Exterior LED fixture replacements (utilizing approved luminaries) | Exterior LED fixture replacements (utilizing approved luminaries) | 0 | 0 | 0 | 0 | 0 | 0 | 0 | 0 | 0 | 0 | 0 | 0 | 0 | 0 | 0 | 0 | 0 | 0 | 0 | 0 | 0 | 0 | 0 | 0 | 0 | 0 | 0 | 0 | 0 | 0 | 0 | 0 | 0 | 0 | 0 | 0 | 0 | 0 | 0 | 0 | 0 | 0 | 0 | 0 | 0 | 0 | 0 | 0 | 0 | 0 | 0 | 0 | 0 | 0 | 0 | 0 | 0 | 0 | 0 | 0 | 0 | 0 | 0 | 0 | 0 | 0 | 0 | 0 | 0 | 0 | 0 | 0 | 0 | 0 | 0 | 0 | 0 | 0 | 0 | 0 | 0 | 0 | 0 | 0 | 0 | 0 | 0 | 0 | 0 | 0 | 0 | 0 | 0 | 0 | 0 | 0 | 0
66 | SCE | SCE-13-L-002L | 55 to 90 Watt Street Light LED replacing 150 Watt High Pressure Sodium | 55 to 90 Watt Street Light LED replacing 150 Watt High Pressure Sodium | 0.72591 | 0.93462 | 860822.0943 | 0 | 1185860.3101 | 921039.0939 | 0.85824 | 1.1661 | 1003013.8081 | 738192.5918 | -325038.2159 | -60216.9996 | 1452159.0476 | 0 | 2373198.1414 | 0.36273 | 1838380.8534 | 179.3542 | 0 | 1194947.5547 | 116.5802 | 0 | 1838380.8534 | 179.3542 | 0 | 1838380.8534 | 179.3542 | 0 | 1194947.5547 | 116.5802 | 0 | 22060570.2408 | 0 | 14339370.6565 | 0 | 143.1772 | 0 | 220.2726 | 0 | 1718.1265 | 0 | 2643.2715 | 0 | 128.8451 | 0 | 198.2232 | 0 | 1546.141 | 0 | 2378.6784 | 0 | 117.1105 | 76.1218 | 1405.3259 | 913.4618 | 0.47425 | 182846.502 | 796305.3272 | 979151.8293 | 60389.1544 | 10043.9495 | 0 | 109719.3877 | 0 | 0 | 2694.0104 | 0 | 0 | 0 | 0 | 0 | 796305.3272 | 0 | 1174541.4357 | 0 | 226941.6651 | 14079899.3293 | 9151934.564 | 0 | 0 | 0.094059 | 0 | 0.12957 | 0.1096 | 0.10064 | 0.08066 | 0.25931 | -0.035516 | -0.015537 | -0.0065797 | 0.013399 | 0 | 0 | 0 | 0 | -0.16525 | 0
67 | SCE | SCE-13-L-002L | 131 to 190 Watt Street Light LED replacing 250 Watt High Pressure Sodium | 131 to 190 Watt Street Light LED replacing 250 Watt High Pressure Sodium | 0.5632 | 0.9741 | 860892.6882 | 0 | 1528578.8905 | 883786.6963 | 0.63973 | 1.2282 | 1345717.3936 | 700925.1995 | -667686.2023 | -22894.0082 | 1452278.1356 | 0 | 2336064.8319 | 0.36852 | 1838531.6145 | 179.3689 | 0 | 1195045.5494 | 116.5898 | 0 | 1838531.6145 | 179.3689 | 0 | 1838531.6145 | 179.3689 | 0 | 1195045.5494 | 116.5898 | 0 | 22062379.374 | 0 | 14340546.5931 | 0 | 143.1889 | 0 | 220.2907 | 0 | 1718.2674 | 0 | 2643.4883 | 0 | 128.8556 | 0 | 198.2395 | 0 | 1546.2678 | 0 | 2378.8735 | 0 | 117.1201 | 76.1281 | 1405.4411 | 913.5367 | 0.47429 | 182861.4968 | 756104.134 | 938965.6308 | 60394.1067 | 10044.7732 | 0 | 109728.3855 | 0 | 0 | 2694.2314 | 0 | 0 | 0 | 0 | 0 | 756104.134 | 0 | 1768022.5391 | 0 | 607151.0431 | 14081053.9873 | 9152685.0917 | 0 | 0 | 0.094059 | 0 | 0.16701 | 0.14703 | 0.09656 | 0.076581 | 0.25523 | -0.07295 | -0.052971 | -0.0025013 | 0.017478 | 0 | 0 | 0 | 0 | -0.16117 | 0
68 | SCE | SCE-13-L-002M | 195 to 226 Watt Exterior Fixture with Motion Control and Photo Sensor LED replacing 400 Watt Pulse Start Metal Halide | 195 to 226 Watt Exterior Fixture with Motion Control and Photo Sensor LED replacing 400 Watt Pulse Start Metal Halide | 0 | 0 | 0 | 0 | 0 | 0 | 0 | 0 | 0 | 0 | 0 | 0 | 0 | 0 | 0 | 0 | 0 | 0 | 0 | 0 | 0 | 0 | 0 | 0 | 0 | 0 | 0 | 0 | 0 | 0 | 0 | 0 | 0 | 0 | 0 | 0 | 0 | 0 | 0 | 0 | 0 | 0 | 0 | 0 | 0 | 0 | 0 | 0 | 0 | 0 | 0 | 0 | 0 | 0 | 0 | 0 | 0 | 0 | 0 | 0 | 0 | 0 | 0 | 0 | 0 | 0 | 0 | 0 | 0 | 0 | 0 | 0 | 0 | 0 | 0 | 0 | 0 | 0 | 0 | 0 | 0 | 0 | 0 | 0 | 0 | 0 | 0 | 0 | 0 | 0 | 0 | 0 | 0 | 0 | 0 | 0 | 0
69 | SCE | SCE-13-L-002M | 55 to 90 Watt Street Light LED replacing 150 Watt High Pressure Sodium | 55 to 90 Watt Street Light LED replacing 150 Watt High Pressure Sodium | 0.65563 | 0.93494 | 110685.0413 | 0 | 168821.7781 | 118387.7812 | 0.90409 | 1.5374 | 122426.8551 | 71992.8582 | -58136.7368 | -7702.7399 | 186729.9809 | 0 | 305117.762 | 0.36276 | 236393.4048 | 23.0628 | 0 | 153655.7131 | 14.9908 | 0 | 236393.4048 | 23.0628 | 0 | 236393.4048 | 23.0628 | 0 | 153655.7131 | 14.9908 | 0 | 2836720.8576 | 0 | 1843868.5574 | 0 | 18.4108 | 0 | 28.3244 | 0 | 220.9302 | 0 | 339.8925 | 0 | 16.5679 | 0 | 25.4891 | 0 | 198.8149 | 0 | 305.8691 | 0 | 15.059 | 9.7883 | 180.7078 | 117.4601 | 0.21712 | 46394.923 | 77660.352 | 124055.275 | 10195.2113 | 4944.7314 | 0 | 29560.9177 | 0 | 0 | 1694.0625 | 0 | 0 | 0 | 0 | 0 | 77660.352 | 0 | 155385.421 | 0 | 46635.0414 | 1810503.7025 | 1176827.4066 | 0 | 0 | 0.094054 | 0 | 0.14346 | 0.10403 | 0.1006 | 0.061175 | 0.25927 | -0.049401 | -0.0099775 | -0.0065453 | 0.032878 | 0 | 0 | 0 | 0 | -0.16522 | 0
70 | SCE | SCE-13-L-002M | 114 to 123 Watt Exterior Fixture with Motion Control and Photo Sensor LED replacing 250 Watt Pulse Start Metal Halide | 114 to 123 Watt Exterior Fixture with Motion Control and Photo Sensor LED replacing 250 Watt Pulse Start Metal Halide | 0 | 0 | 0 | 0 | 0 | 0 | 0 | 0 | 0 | 0 | 0 | 0 | 0 | 0 | 0 | 0 | 0 | 0 | 0 | 0 | 0 | 0 | 0 | 0 | 0 | 0 | 0 | 0 | 0 | 0 | 0 | 0 | 0 | 0 | 0 | 0 | 0 | 0 | 0 | 0 | 0 | 0 | 0 | 0 | 0 | 0 | 0 | 0 | 0 | 0 | 0 | 0 | 0 | 0 | 0 | 0 | 0 | 0 | 0 | 0 | 0 | 0 | 0 | 0 | 0 | 0 | 0 | 0 | 0 | 0 | 0 | 0 | 0 | 0 | 0 | 0 | 0 | 0 | 0 | 0 | 0 | 0 | 0 | 0 | 0 | 0 | 0 | 0 | 0 | 0 | 0 | 0 | 0 | 0 | 0 | 0 | 0
71 | SCE | SCE-13-L-002M | 131 to 190 Watt Street Light LED replacing 250 Watt High Pressure Sodium | 131 to 190 Watt Street Light LED replacing 250 Watt High Pressure Sodium | 0.47747 | 0.71728 | 23294.6843 | 0 | 48787.6352 | 32476.2706 | 0.59694 | 1.0257 | 39023.3972 | 22712.0327 | -25492.9509 | -9181.5863 | 39299.0408 | 0 | 71775.3114 | 0.32455 | 49751.163 | 4.8538 | 0 | 32338.2571 | 3.155 | 0 | 49751.163 | 4.8538 | 0 | 49751.163 | 4.8538 | 0 | 32338.2571 | 3.155 | 0 | 597013.956 | 0 | 388059.0856 | 0 | 3.8747 | 0 | 5.9611 | 0 | 46.4968 | 0 | 71.5335 | 0 | 3.4869 | 0 | 5.3644 | 0 | 41.8424 | 0 | 64.373 | 0 | 3.1693 | 2.06 | 38.0316 | 24.7206 | 0.045695 | 9764.238 | 24499.992 | 34264.23 | 2145.6759 | 1040.6642 | 0 | 6221.3668 | 0 | 0 | 356.531 | 0 | 0 | 0 | 0 | 0 | 24499.992 | 0 | 49685.2904 | 0 | 15111.1796 | 381037.1313 | 247674.1444 | 0 | 0 | 0.094054 | 0 | 0.19698 | 0.15756 | 0.13112 | 0.091701 | 0.2898 | -0.10293 | -0.063506 | -0.037071 | 0.0023525 | 0 | 0 | 0 | 0 | -0.19574 | 0
72 | SCE | SCE-13-L-002M | Exterior Screw-in LED Lamps | Exterior Screw-in LED Lamps | 0 | 0 | 0 | 0 | 0 | 0 | 0 | 0 | 0 | 0 | 0 | 0 | 0 | 0 | 0 | 0 | 0 | 0 | 0 | 0 | 0 | 0 | 0 | 0 | 0 | 0 | 0 | 0 | 0 | 0 | 0 | 0 | 0 | 0 | 0 | 0 | 0 | 0 | 0 | 0 | 0 | 0 | 0 | 0 | 0 | 0 | 0 | 0 | 0 | 0 | 0 | 0 | 0 | 0 | 0 | 0 | 0 | 0 | 0 | 0 | 0 | 0 | 0 | 0 | 0 | 0 | 0 | 0 | 0 | 0 | 0 | 0 | 0 | 0 | 0 | 0 | 0 | 0 | 0 | 0 | 0 | 0 | 0 | 0 | 0 | 0 | 0 | 0 | 0 | 0 | 0 | 0 | 0 | 0 | 0 | 0 | 0
73 | SCE | SCE-13-L-002M | Exterior LED fixture replacements (utilizing approved luminaries) | Exterior LED fixture replacements (utilizing approved luminaries) | 0 | 0 | 0 | 0 | 0 | 0 | 0 | 0 | 0 | 0 | 0 | 0 | 0 | 0 | 0 | 0 | 0 | 0 | 0 | 0 | 0 | 0 | 0 | 0 | 0 | 0 | 0 | 0 | 0 | 0 | 0 | 0 | 0 | 0 | 0 | 0 | 0 | 0 | 0 | 0 | 0 | 0 | 0 | 0 | 0 | 0 | 0 | 0 | 0 | 0 | 0 | 0 | 0 | 0 | 0 | 0 | 0 | 0 | 0 | 0 | 0 | 0 | 0 | 0 | 0 | 0 | 0 | 0 | 0 | 0 | 0 | 0 | 0 | 0 | 0 | 0 | 0 | 0 | 0 | 0 | 0 | 0 | 0 | 0 | 0 | 0 | 0 | 0 | 0 | 0 | 0 | 0 | 0 | 0 | 0 | 0 | 0
74 | SCE | SCE-13-L-002M | 191 to 222 Watt Street Light LED replacing 310 Watt High Pressure Sodium | 191 to 222 Watt Street Light LED replacing 310 Watt High Pressure Sodium | 0.51785 | 0.76297 | 865.2311 | 0 | 1670.7986 | 1134.0237 | 0.66143 | 1.1217 | 1308.1269 | 771.3521 | -805.5675 | -268.7926 | 1459.6787 | 0 | 2593.7024 | 0.33359 | 1847.9003 | 0.18028 | 0 | 1201.1353 | 0.11718 | 0 | 1847.9003 | 0.18028 | 0 | 1847.9003 | 0.18028 | 0 | 1201.1353 | 0.11718 | 0 | 22174.8041 | 0 | 14413.6232 | 0 | 0.14392 | 0 | 0.22141 | 0 | 1.727 | 0 | 2.657 | 0 | 0.12951 | 0 | 0.19925 | 0 | 1.5541 | 0 | 2.391 | 0 | 0.11772 | 0.076516 | 1.4126 | 0.91819 | 0.0016972 | 362.6717 | 832.0752 | 1194.7469 | 79.6965 | 38.6532 | 0 | 231.0793 | 0 | 0 | 13.2426 | 0 | 0 | 0 | 0 | 0 | 832.0752 | 0 | 1658.8869 | 0 | 496.087 | 14152.8077 | 9199.3254 | 0 | 0 | 0.094054 | 0 | 0.18162 | 0.1422 | 0.12327 | 0.083849 | 0.28194 | -0.087568 | -0.048144 | -0.029219 | 0.010205 | 0 | 0 | 0 | 0 | -0.18789 | 0
75 | SCE | SCE-13-L-002M | Exterior LED bollards | Exterior LED bollards | 0 | 0 | 0 | 0 | 0 | 0 | 0 | 0 | 0 | 0 | 0 | 0 | 0 | 0 | 0 | 0 | 0 | 0 | 0 | 0 | 0 | 0 | 0 | 0 | 0 | 0 | 0 | 0 | 0 | 0 | 0 | 0 | 0 | 0 | 0 | 0 | 0 | 0 | 0 | 0 | 0 | 0 | 0 | 0 | 0 | 0 | 0 | 0 | 0 | 0 | 0 | 0 | 0 | 0 | 0 | 0 | 0 | 0 | 0 | 0 | 0 | 0 | 0 | 0 | 0 | 0 | 0 | 0 | 0 | 0 | 0 | 0 | 0 | 0 | 0 | 0 | 0 | 0 | 0 | 0 | 0 | 0 | 0 | 0 | 0 | 0 | 0 | 0 | 0 | 0 | 0 | 0 | 0 | 0 | 0 | 0 | 0
76 | SCE | SCE-13-L-002M | 29 to 43 Watt Street Light LED replacing 70 Watt High Pressure Sodium | 29 to 43 Watt Street Light LED replacing 70 Watt High Pressure Sodium | 0.50815 | 0.75231 | 73098.921 | 0 | 143852.2713 | 97165.4821 | 0.64568 | 1.0988 | 113212.008 | 66525.2188 | -70753.3503 | -24066.5611 | 123320.7302 | 0 | 220486.2123 | 0.33154 | 156119.5802 | 15.2312 | 0 | 101477.7309 | 9.9003 | 0 | 156119.5802 | 15.2312 | 0 | 156119.5802 | 15.2312 | 0 | 101477.7309 | 9.9003 | 0 | 1873434.9629 | 0 | 1217732.7705 | 0 | 12.1589 | 0 | 18.7061 | 0 | 145.9073 | 0 | 224.4728 | 0 | 10.9418 | 0 | 16.8336 | 0 | 131.3019 | 0 | 202.0029 | 0 | 9.9453 | 6.4644 | 119.3435 | 77.5733 | 0.14339 | 30640.2633 | 71762.2836 | 102402.5469 | 6733.1497 | 3265.6132 | 0 | 19522.703 | 0 | 0 | 1118.7974 | 0 | 0 | 0 | 0 | 0 | 71762.2836 | 0 | 143722.2796 | 0 | 43175.9993 | 1195697.8169 | 777203.6095 | 0 | 0 | 0.094054 | 0 | 0.18509 | 0.14567 | 0.12502 | 0.085596 | 0.28369 | -0.091036 | -0.051612 | -0.030966 | 0.0084581 | 0 | 0 | 0 | 0 | -0.18964 | 0
77 | SCE | SCE-13-L-002M | 91 to 130 Watt Street Light LED replacing 200 Watt High Pressure Sodium | 91 to 130 Watt Street Light LED replacing 200 Watt High Pressure Sodium | 0.78461 | 1.0178 | 51792.8565 | 0 | 66011.3134 | 50888.5021 | 1.1691 | 1.775 | 44301.7349 | 29178.9236 | -14218.4569 | 904.3545 | 87376.5686 | 0 | 138265.0706 | 0.37459 | 110615.5728 | 10.7918 | 0 | 71900.125 | 7.0146 | 0 | 110615.5728 | 10.7918 | 0 | 110615.5728 | 10.7918 | 0 | 71900.125 | 7.0146 | 0 | 1327386.8736 | 0 | 862801.4995 | 0 | 8.615 | 0 | 13.2538 | 0 | 103.3799 | 0 | 159.0459 | 0 | 7.7526 | 0 | 11.9271 | 0 | 93.0315 | 0 | 143.1253 | 0 | 7.0466 | 4.5803 | 84.5586 | 54.9631 | 0.1016 | 21709.5785 | 31475.976 | 53185.5545 | 4770.6457 | 2313.7884 | 0 | 13832.4416 | 0 | 0 | 792.7027 | 0 | 0 | 0 | 0 | 0 | 31475.976 | 0 | 54152.1684 | 0 | 13605.716 | 847189.0503 | 550672.9029 | 0 | 0 | 0.094054 | 0 | 0.11987 | 0.08045 | 0.092411 | 0.052988 | 0.25108 | -0.02582 | 0.013604 | 0.0016423 | 0.041066 | 0 | 0 | 0 | 0 | -0.15703 | 0
78 | SCE | SCE-13-L-002M | 223 to 260 Watt Street Light LED replacing 400 Watt High Pressure Sodium | 223 to 260 Watt Street Light LED replacing 400 Watt High Pressure Sodium | 1.0364 | 1.1 | 26874.6033 | 0 | 25930.5451 | 24432.3276 | 1.8325 | 2.041 | 14665.7424 | 13167.5249 | 944.0582 | 2442.2757 | 45338.5038 | 0 | 69770.8314 | 0.38518 | 57396.9045 | 5.5997 | 0 | 37307.9893 | 3.6398 | 0 | 57396.9045 | 5.5997 | 0 | 57396.9045 | 5.5997 | 0 | 37307.9893 | 3.6398 | 0 | 688762.854 | 0 | 447695.8715 | 0 | 4.4702 | 0 | 6.8772 | 0 | 53.6424 | 0 | 82.5268 | 0 | 4.0227 | 0 | 6.1888 | 0 | 48.2728 | 0 | 74.2658 | 0 | 3.6564 | 2.3766 | 43.8763 | 28.5196 | 0.052717 | 11264.8027 | 14204.112 | 25468.9147 | 2475.4227 | 1200.5931 | 0 | 7177.4643 | 0 | 0 | 411.3226 | 0 | 0 | 0 | 0 | 0 | 14204.112 | 0 | 15597.8905 | 0 | 836.2671 | 439594.7856 | 285736.6211 | 0 | 0 | 0.094054 | 0 | 0.09075 | 0.051326 | 0.085506 | 0.046083 | 0.24418 | 0.0033039 | 0.042728 | 0.0085473 | 0.047971 | 0 | 0 | 0 | 0 | -0.15013 | 0
79 | SCE | SCE-13-L-002M | Exterior LED fixture replacements (utilizing approved luminaries) | Exterior LED fixture replacements (utilizing approved luminaries) | 0 | 0 | 0 | 0 | 0 | 0 | 0 | 0 | 0 | 0 | 0 | 0 | 0 | 0 | 0 | 0 | 0 | 0 | 0 | 0 | 0 | 0 | 0 | 0 | 0 | 0 | 0 | 0 | 0 | 0 | 0 | 0 | 0 | 0 | 0 | 0 | 0 | 0 | 0 | 0 | 0 | 0 | 0 | 0 | 0 | 0 | 0 | 0 | 0 | 0 | 0 | 0 | 0 | 0 | 0 | 0 | 0 | 0 | 0 | 0 | 0 | 0 | 0 | 0 | 0 | 0 | 0 | 0 | 0 | 0 | 0 | 0 | 0 | 0 | 0 | 0 | 0 | 0 | 0 | 0 | 0 | 0 | 0 | 0 | 0 | 0 | 0 | 0 | 0 | 0 | 0 | 0 | 0 | 0 | 0 | 0 | 0
80 | SCE | SCE-13-L-002M | Nonresidential Pool Pump - VFD | Nonresidential Pool Pump - VFD | 0.4864 | 0.79737 | 5163.6871 | 0 | 10616.2107 | 6475.8677 | 0.61096 | 1.1977 | 8451.7912 | 4311.4482 | -5452.5236 | -1312.1806 | 9909.0233 | 0 | 16384.891 | 0.31515 | 36422.2008 | 1.1955 | 0 | 23674.4314 | 0.7771 | 0 | 40469.112 | 1.3284 | 0 | 36422.2008 | 1.1955 | 0 | 23674.4314 | 0.7771 | 0 | 120193.2609 | 0 | 78125.6225 | 0 | 2.3429 | 0 | 3.6045 | 0 | 7.7316 | 0 | 11.8948 | 0 | 2.7983 | 0 | 4.3051 | 0 | 9.2344 | 0 | 14.2068 | 0 | 2.399 | 1.5594 | 7.9168 | 5.1459 | 0.010129 | 2164.4195 | 4650.8583 | 6815.2778 | 475.6278 | 230.682 | 0 | 1379.0782 | 0 | 0 | 79.0315 | 0 | 0 | 0 | 0 | 0 | 4650.8583 | 0 | 11164.3047 | 0 | 3908.068 | 102594.9012 | 66686.6882 | 0 | 0 | 0.077432 | 0 | 0.1592 | 0.12674 | 0.097109 | 0.064652 | 0.2457 | -0.081763 | -0.049307 | -0.019677 | 0.01278 | 0 | 0 | 0 | 0 | -0.16827 | 0
81 | SCE | SCE-13-L-002M | Well pump - VSD | Well pump - VSD | 0.67072 | 1.4464 | 21536.9151 | 0 | 32109.9655 | 14890.1529 | 0.93304 | 3.6735 | 23082.5169 | 5862.7043 | -10573.0503 | 6646.7622 | 41329.0131 | 0 | 56219.166 | 0.38309 | 151911.4019 | 4.8638 | 0 | 98742.4149 | 3.1614 | 0 | 168790.4466 | 5.4042 | 0 | 151911.4019 | 4.8638 | 0 | 98742.4149 | 3.1614 | 0 | 501307.6192 | 0 | 325849.9644 | 0 | 9.772 | 0 | 15.0338 | 0 | 32.2475 | 0 | 49.6116 | 0 | 11.6713 | 0 | 17.9559 | 0 | 38.5153 | 0 | 59.2543 | 0 | 10.006 | 6.5039 | 33.0198 | 21.4628 | 0.042246 | 9027.4486 | 6324.234 | 15351.6826 | 1983.7676 | 962.1378 | 0 | 5751.9152 | 0 | 0 | 329.6279 | 0 | 0 | 0 | 0 | 0 | 6324.234 | 0 | 34415.304 | 0 | 16854.6427 | 427907.5655 | 278139.9278 | 0 | 0 | 0.077432 | 0 | 0.11545 | 0.082989 | 0.053535 | 0.021078 | 0.20213 | -0.038013 | -0.0055569 | 0.023897 | 0.056354 | 0 | 0 | 0 | 0 | -0.12469 | 0
82 | SCE | SCE-13-L-002M | High Pump Efficiency | High Pump Efficiency | 0.22669 | 1.5573 | 6437.8863 | 0 | 28399.3117 | 4134.1354 | 0.25049 | 4.4844 | 25700.7967 | 1435.6205 | -21961.4254 | 2303.7508 | 10057.998 | 0 | 14192.1335 | 0.45362 | 10944.1527 | 2.2545 | 0 | 7113.6995 | 1.4654 | 0 | 12160.1697 | 2.505 | 0 | 10944.1527 | 2.2545 | 0 | 7113.6995 | 1.4654 | 0 | 164162.2909 | 0 | 106705.493 | 0 | 0.704 | 0 | 1.0831 | 0 | 10.56 | 0 | 16.2462 | 0 | 0.84084 | 0 | 1.2936 | 0 | 12.6125 | 0 | 19.4039 | 0 | 0.72086 | 0.46856 | 10.8129 | 7.0284 | 0.012628 | 2698.5149 | 1548.6369 | 4247.1518 | 592.9944 | 287.6054 | 0 | 1719.3816 | 0 | 0 | 98.5335 | 0 | 0 | 0 | 0 | 0 | 1548.6369 | 0 | 41699.3613 | 0 | 24090.4356 | 95514.6446 | 62084.5213 | 0 | 0 | 0.1037 | 0 | 0.45743 | 0.41396 | 0.066589 | 0.023124 | 0.22859 | -0.35373 | -0.31027 | 0.037107 | 0.080572 | 0 | 0 | 0 | 0 | -0.1249 | 0
83 | SCE | SCE-13-L-002M | Industrial Pump Retrofit | Industrial Pump Retrofit | 0.43904 | 1.5531 | 5583.429 | 0 | 12717.3661 | 3595.0123 | 0.53806 | 4.4502 | 10377.0068 | 1254.653 | -7133.937 | 1988.4167 | 9065.6239 | 0 | 12660.6362 | 0.44101 | 9864.3461 | 1.019 | 0 | 6411.8252 | 0.66234 | 0 | 10960.3845 | 1.1322 | 0 | 9864.3461 | 1.019 | 0 | 6411.8252 | 0.66234 | 0 | 147965.1908 | 0 | 96177.3775 | 0 | 0.71453 | 0 | 1.0993 | 0 | 10.7179 | 0 | 16.4891 | 0 | 0.75564 | 0 | 1.1625 | 0 | 11.3346 | 0 | 17.4379 | 0 | 0.64902 | 0.42186 | 9.7353 | 6.3279 | 0.010952 | 2340.3593 | 1353.4231 | 3693.7823 | 514.2903 | 249.4335 | 0 | 1491.1797 | 0 | 0 | 85.4558 | 0 | 0 | 0 | 0 | 0 | 1353.4231 | 0 | 16388.5328 | 0 | 9021.0662 | 86090.676 | 55958.9415 | 0 | 0 | 0.099777 | 0 | 0.22726 | 0.18544 | 0.064244 | 0.022421 | 0.22625 | -0.12749 | -0.085662 | 0.035533 | 0.077356 | 0 | 0 | 0 | 0 | -0.12647 | 0
84 | SCE | SCE-13-L-002M | > 54 to 90-watt LED fixture, replacing HPS fixture | > 54 to 90-watt LED fixture, replacing HPS fixture | 0.62185 | 0.78324 | 122939.4566 | 0 | 197700.1101 | 156963.3733 | 0.84108 | 1.1661 | 146168.6063 | 105431.8696 | -74760.6535 | -34023.9167 | 207403.6573 | 0 | 364367.0306 | 0.33741 | 262565.5318 | 25.6161 | 0 | 170667.5956 | 16.6505 | 0 | 262565.5318 | 25.6161 | 0 | 262565.5318 | 25.6161 | 0 | 170667.5956 | 16.6505 | 0 | 3150786.3811 | 0 | 2048011.1477 | 0 | 20.4492 | 0 | 31.4603 | 0 | 245.3903 | 0 | 377.5235 | 0 | 18.4022 | 0 | 28.3111 | 0 | 220.8266 | 0 | 339.7332 | 0 | 16.7262 | 10.872 | 200.7147 | 130.4646 | 0.24116 | 51531.5037 | 113731.7827 | 165263.2864 | 11323.9669 | 5492.1838 | 0 | 32833.7336 | 0 | 0 | 1881.6194 | 0 | 0 | 0 | 0 | 0 | 113731.7827 | 0 | 172588.8069 | 0 | 35314.2145 | 2010952.3267 | 1307119.0124 | 0 | 0 | 0.094054 | 0 | 0.15125 | 0.11183 | 0.12008 | 0.08066 | 0.27876 | -0.057195 | -0.017771 | -0.02603 | 0.013394 | 0 | 0 | 0 | 0 | -0.1847 | 0
85 | SCE | SCE-13-L-002M | > 130 to 190-watt LED fixture, replacing HPS fixture | > 130 to 190-watt LED fixture, replacing HPS fixture | 0.49551 | 0.81077 | 61519.1413 | 0 | 124152.2201 | 75877.1823 | 0.62541 | 1.2282 | 98365.7562 | 50090.7184 | -62633.0788 | -14358.0411 | 103785.1903 | 0 | 179662.3726 | 0.34242 | 131388.2987 | 12.8184 | 0 | 85402.3941 | 8.3319 | 0 | 131388.2987 | 12.8184 | 0 | 131388.2987 | 12.8184 | 0 | 85402.3941 | 8.3319 | 0 | 1576659.5838 | 0 | 1024828.7295 | 0 | 10.2328 | 0 | 15.7428 | 0 | 122.7938 | 0 | 188.9135 | 0 | 9.2085 | 0 | 14.1669 | 0 | 110.502 | 0 | 170.0031 | 0 | 8.3698 | 5.4404 | 100.438 | 65.2847 | 0.12068 | 25786.4639 | 54034.0101 | 79820.4739 | 5666.5349 | 2748.2994 | 0 | 16430.0636 | 0 | 0 | 941.566 | 0 | 0 | 0 | 0 | 0 | 54034.0101 | 0 | 129993.5378 | 0 | 45575.7167 | 1006284.4239 | 654084.8756 | 0 | 0 | 0.094054 | 0 | 0.18981 | 0.15039 | 0.11601 | 0.076581 | 0.27468 | -0.095757 | -0.056333 | -0.021951 | 0.017472 | 0 | 0 | 0 | 0 | -0.18062 | 0
86 | SCE | SCE-13-L-002N | New Construction - Above Code Comprehensive Design - Overall Building Performance | New Construction - Above Code Comprehensive Design - Overall Building Performance | 0.020852 | 0.020832 | 5650.0962 | 1658.7816 | 350519.9382 | 350847.7629 | 2.3253 | 2.1056 | 3143.2596 | 3471.0842 | -343211.0605 | -343538.8851 | 8964.2444 | 1719.5952 | 361531.6025 | 0.020216 | 9360.846 | 2.0554 | 291.5902 | 6084.5501 | 1.336 | 160.3746 | 10400.94 | 2.2838 | 323.9891 | 9360.846 | 2.0554 | 291.5902 | 6084.5501 | 1.336 | 160.3746 | 149773.536 | 4665.4429 | 97352.802 | 2565.9936 | 0.63741 | 0.93819 | 0.98064 | 1.7058 | 10.1986 | 15.0111 | 15.6902 | 27.2928 | 0.73095 | 0 | 1.1245 | 0 | 11.6952 | 0 | 17.9926 | 0 | 0.62035 | 0.40323 | 9.9255 | 6.4516 | 1 | 347376.6786 | 3744.3384 | 351121.017 | 24529.029 | 31212.9553 | 25750.4802 | 259641.6953 | 0 | 0 | 6242.5188 | 0 | 0 | 0 | 0 | 0 | 3744.3384 | 0 | 2912.2632 | 0 | -499.2451 | 84568.4704 | 54969.5078 | 2634.3063 | 1448.8685 | 0.10279 | 1.1449 | 4.9294 | 0.044204 | 4.934 | 0.048814 | 5.0843 | -4.8266 | 0.058582 | -4.8312 | 0.053972 | -53.7614 | 0.65251 | -53.8128 | 0.60116 | -4.9815 | -55.4863
87 | SCE | SCE-13-L-002N | 195 to 226 Watt Exterior Fixture with Motion Control and Photo Sensor LED replacing 400 Watt Pulse Start Metal Halide | 195 to 226 Watt Exterior Fixture with Motion Control and Photo Sensor LED replacing 400 Watt Pulse Start Metal Halide | 0 | 0 | 0 | 0 | 0 | 0 | 0 | 0 | 0 | 0 | 0 | 0 | 0 | 0 | 0 | 0 | 0 | 0 | 0 | 0 | 0 | 0 | 0 | 0 | 0 | 0 | 0 | 0 | 0 | 0 | 0 | 0 | 0 | 0 | 0 | 0 | 0 | 0 | 0 | 0 | 0 | 0 | 0 | 0 | 0 | 0 | 0 | 0 | 0 | 0 | 0 | 0 | 0 | 0 | 0 | 0 | 0 | 0 | 0 | 0 | 0 | 0 | 0 | 0 | 0 | 0 | 0 | 0 | 0 | 0 | 0 | 0 | 0 | 0 | 0 | 0 | 0 | 0 | 0 | 0 | 0 | 0 | 0 | 0 | 0 | 0 | 0 | 0 | 0 | 0 | 0 | 0 | 0 | 0 | 0 | 0 | 0
88 | SCE | SCE-13-L-002N | 114 to 123 Watt Exterior Fixture with Motion Control and Photo Sensor LED replacing 250 Watt Pulse Start Metal Halide | 114 to 123 Watt Exterior Fixture with Motion Control and Photo Sensor LED replacing 250 Watt Pulse Start Metal Halide | 0 | 0 | 0 | 0 | 0 | 0 | 0 | 0 | 0 | 0 | 0 | 0 | 0 | 0 | 0 | 0 | 0 | 0 | 0 | 0 | 0 | 0 | 0 | 0 | 0 | 0 | 0 | 0 | 0 | 0 | 0 | 0 | 0 | 0 | 0 | 0 | 0 | 0 | 0 | 0 | 0 | 0 | 0 | 0 | 0 | 0 | 0 | 0 | 0 | 0 | 0 | 0 | 0 | 0 | 0 | 0 | 0 | 0 | 0 | 0 | 0 | 0 | 0 | 0 | 0 | 0 | 0 | 0 | 0 | 0 | 0 | 0 | 0 | 0 | 0 | 0 | 0 | 0 | 0 | 0 | 0 | 0 | 0 | 0 | 0 | 0 | 0 | 0 | 0 | 0 | 0 | 0 | 0 | 0 | 0 | 0 | 0
89 | SCE | SCE-13-L-002N | Exterior Screw-in LED Lamps | Exterior Screw-in LED Lamps | 0 | 0 | 0 | 0 | 0 | 0 | 0 | 0 | 0 | 0 | 0 | 0 | 0 | 0 | 0 | 0 | 0 | 0 | 0 | 0 | 0 | 0 | 0 | 0 | 0 | 0 | 0 | 0 | 0 | 0 | 0 | 0 | 0 | 0 | 0 | 0 | 0 | 0 | 0 | 0 | 0 | 0 | 0 | 0 | 0 | 0 | 0 | 0 | 0 | 0 | 0 | 0 | 0 | 0 | 0 | 0 | 0 | 0 | 0 | 0 | 0 | 0 | 0 | 0 | 0 | 0 | 0 | 0 | 0 | 0 | 0 | 0 | 0 | 0 | 0 | 0 | 0 | 0 | 0 | 0 | 0 | 0 | 0 | 0 | 0 | 0 | 0 | 0 | 0 | 0 | 0 | 0 | 0 | 0 | 0 | 0 | 0
90 | SCE | SCE-13-L-002N | Exterior LED bollards | Exterior LED bollards | 0 | 0 | 0 | 0 | 0 | 0 | 0 | 0 | 0 | 0 | 0 | 0 | 0 | 0 | 0 | 0 | 0 | 0 | 0 | 0 | 0 | 0 | 0 | 0 | 0 | 0 | 0 | 0 | 0 | 0 | 0 | 0 | 0 | 0 | 0 | 0 | 0 | 0 | 0 | 0 | 0 | 0 | 0 | 0 | 0 | 0 | 0 | 0 | 0 | 0 | 0 | 0 | 0 | 0 | 0 | 0 | 0 | 0 | 0 | 0 | 0 | 0 | 0 | 0 | 0 | 0 | 0 | 0 | 0 | 0 | 0 | 0 | 0 | 0 | 0 | 0 | 0 | 0 | 0 | 0 | 0 | 0 | 0 | 0 | 0 | 0 | 0 | 0 | 0 | 0 | 0 | 0 | 0 | 0 | 0 | 0 | 0
91 | SCE | SCE-13-L-002N | Exterior LED fixture replacements (utilizing approved luminaries) | Exterior LED fixture replacements (utilizing approved luminaries) | 0 | 0 | 0 | 0 | 0 | 0 | 0 | 0 | 0 | 0 | 0 | 0 | 0 | 0 | 0 | 0 | 0 | 0 | 0 | 0 | 0 | 0 | 0 | 0 | 0 | 0 | 0 | 0 | 0 | 0 | 0 | 0 | 0 | 0 | 0 | 0 | 0 | 0 | 0 | 0 | 0 | 0 | 0 | 0 | 0 | 0 | 0 | 0 | 0 | 0 | 0 | 0 | 0 | 0 | 0 | 0 | 0 | 0 | 0 | 0 | 0 | 0 | 0 | 0 | 0 | 0 | 0 | 0 | 0 | 0 | 0 | 0 | 0 | 0 | 0 | 0 | 0 | 0 | 0 | 0 | 0 | 0 | 0 | 0 | 0 | 0 | 0 | 0 | 0 | 0 | 0 | 0 | 0 | 0 | 0 | 0 | 0
92 | SCE | SCE-13-L-002O | Exterior LED fixture replacements (utilizing approved luminaries) | Exterior LED fixture replacements (utilizing approved luminaries) | 0 | 0 | 0 | 0 | 0 | 0 | 0 | 0 | 0 | 0 | 0 | 0 | 0 | 0 | 0 | 0 | 0 | 0 | 0 | 0 | 0 | 0 | 0 | 0 | 0 | 0 | 0 | 0 | 0 | 0 | 0 | 0 | 0 | 0 | 0 | 0 | 0 | 0 | 0 | 0 | 0 | 0 | 0 | 0 | 0 | 0 | 0 | 0 | 0 | 0 | 0 | 0 | 0 | 0 | 0 | 0 | 0 | 0 | 0 | 0 | 0 | 0 | 0 | 0 | 0 | 0 | 0 | 0 | 0 | 0 | 0 | 0 | 0 | 0 | 0 | 0 | 0 | 0 | 0 | 0 | 0 | 0 | 0 | 0 | 0 | 0 | 0 | 0 | 0 | 0 | 0 | 0 | 0 | 0 | 0 | 0 | 0
93 | SCE | SCE-13-L-002O | Exterior LED wall-mounted area luminaires | Exterior LED wall-mounted area luminaires | 0 | 0 | 0 | 0 | 0 | 0 | 0 | 0 | 0 | 0 | 0 | 0 | 0 | 0 | 0 | 0 | 0 | 0 | 0 | 0 | 0 | 0 | 0 | 0 | 0 | 0 | 0 | 0 | 0 | 0 | 0 | 0 | 0 | 0 | 0 | 0 | 0 | 0 | 0 | 0 | 0 | 0 | 0 | 0 | 0 | 0 | 0 | 0 | 0 | 0 | 0 | 0 | 0 | 0 | 0 | 0 | 0 | 0 | 0 | 0 | 0 | 0 | 0 | 0 | 0 | 0 | 0 | 0 | 0 | 0 | 0 | 0 | 0 | 0 | 0 | 0 | 0 | 0 | 0 | 0 | 0 | 0 | 0 | 0 | 0 | 0 | 0 | 0 | 0 | 0 | 0 | 0 | 0 | 0 | 0 | 0 | 0
94 | SCE | SCE-13-L-002O | Well pump - VSD | Well pump - VSD | 0.028172 | 0.029647 | 3538.4876 | 0 | 125603.9219 | 119352.186 | 0.31956 | 0.73392 | 11073.0881 | 4821.3522 | -122065.4343 | -115813.6984 | 6789.3016 | 0 | 126141.4876 | 0.028052 | 24955.1645 | 2.9229 | 0 | 16220.8575 | 1.8999 | 0 | 27727.9605 | 3.2477 | 0 | 24955.1645 | 2.9229 | 0 | 16220.8575 | 1.8999 | 0 | 82352.0415 | 0 | 53528.8289 | 0 | 1.6053 | 0 | 2.4697 | 0 | 5.2974 | 0 | 8.1499 | 0 | 1.9173 | 0 | 2.9497 | 0 | 6.3271 | 0 | 9.734 | 0 | 1.6437 | 1.0684 | 5.4243 | 3.5258 | 0.22383 | 114530.8338 | 5200.9035 | 119731.7373 | 9343.5752 | 5814.9743 | 13299.8834 | 85024.4816 | 0 | 0 | 1047.9192 | 0 | 0 | 0 | 0 | 0 | 5200.9035 | 0 | 15176.051 | 0 | 5985.0888 | 70294.2869 | 45691.2881 | 0 | 0 | 0.077443 | 0 | 2.749 | 0.24235 | 2.6121 | 0.10552 | 2.7607 | -2.6715 | -0.1649 | -2.5347 | -0.028077 | 0 | 0 | 0 | 0 | -2.6833 | 0
95 | SCE | SCE-13-L-002O | New Construction - Above Code Comprehensive Design - Overall Building Performance | New Construction - Above Code Comprehensive Design - Overall Building Performance | 0.03035 | 0.030263 | 12270.0147 | 0 | 404277.921 | 405451.1843 | 1.7204 | 1.4773 | 7132.2523 | 8305.5157 | -392007.9063 | -393181.1696 | 19463.0044 | 0 | 424914.1887 | 0.028876 | 20324.0986 | 7.4674 | 0 | 13210.6646 | 4.8538 | 0 | 22582.3318 | 8.2971 | 0 | 20324.0986 | 7.4674 | 0 | 13210.6646 | 4.8538 | 0 | 325185.5782 | 0 | 211370.6336 | 0 | 1.3839 | 0 | 2.1291 | 0 | 22.143 | 0 | 34.0662 | 0 | 1.587 | 0 | 2.4416 | 0 | 25.3924 | 0 | 39.0652 | 0 | 1.3469 | 0.87548 | 21.5502 | 14.0076 | 0.77617 | 397145.6686 | 8959.3508 | 406105.0194 | 32399.663 | 20163.9314 | 46118.5073 | 294829.8155 | 0 | 0 | 3633.7514 | 0 | 0 | 0 | 0 | 0 | 8959.3508 | 0 | 6323.0529 | 0 | -1581.7788 | 183613.5253 | 119348.7958 | 0 | 0 | 0.10281 | 0 | 3.3874 | 0.05976 | 3.3972 | 0.06959 | 3.5603 | -3.2846 | 0.043048 | -3.2944 | 0.033218 | 0 | 0 | 0 | 0 | -3.4575 | 0
96 | SCE | SCE-13-L-002O | Exterior LED fixture replacements (utilizing approved luminaries) | Exterior LED fixture replacements (utilizing approved luminaries) | 0 | 0 | 0 | 0 | 0 | 0 | 0 | 0 | 0 | 0 | 0 | 0 | 0 | 0 | 0 | 0 | 0 | 0 | 0 | 0 | 0 | 0 | 0 | 0 | 0 | 0 | 0 | 0 | 0 | 0 | 0 | 0 | 0 | 0 | 0 | 0 | 0 | 0 | 0 | 0 | 0 | 0 | 0 | 0 | 0 | 0 | 0 | 0 | 0 | 0 | 0 | 0 | 0 | 0 | 0 | 0 | 0 | 0 | 0 | 0 | 0 | 0 | 0 | 0 | 0 | 0 | 0 | 0 | 0 | 0 | 0 | 0 | 0 | 0 | 0 | 0 | 0 | 0 | 0 | 0 | 0 | 0 | 0 | 0 | 0 | 0 | 0 | 0 | 0 | 0 | 0 | 0 | 0 | 0 | 0 | 0 | 0
97 | SCE | SCE-13-L-002P | Exterior LED fixture replacements (utilizing approved luminaries) | Exterior LED fixture replacements (utilizing approved luminaries) | 0 | 0 | 0 | 0 | 0 | 0 | 0 | 0 | 0 | 0 | 0 | 0 | 0 | 0 | 0 | 0 | 0 | 0 | 0 | 0 | 0 | 0 | 0 | 0 | 0 | 0 | 0 | 0 | 0 | 0 | 0 | 0 | 0 | 0 | 0 | 0 | 0 | 0 | 0 | 0 | 0 | 0 | 0 | 0 | 0 | 0 | 0 | 0 | 0 | 0 | 0 | 0 | 0 | 0 | 0 | 0 | 0 | 0 | 0 | 0 | 0 | 0 | 0 | 0 | 0 | 0 | 0 | 0 | 0 | 0 | 0 | 0 | 0 | 0 | 0 | 0 | 0 | 0 | 0 | 0 | 0 | 0 | 0 | 0 | 0 | 0 | 0 | 0 | 0 | 0 | 0 | 0 | 0 | 0 | 0 | 0 | 0
98 | SCE | SCE-13-L-002P | Interior LED fixture replacement (utilizing approved luminaries) | Interior LED fixture replacement (utilizing approved luminaries) | 0.10909 | 0.12271 | 23861.1226 | 0 | 218728.1697 | 194458.6908 | 0.73925 | 2.9796 | 32277.64 | 8008.1611 | -194867.0472 | -170597.5682 | 31967.0373 | 0 | 226425.7281 | 0.10538 | 40469.112 | 0 | 0 | 26304.9238 | 0 | 0 | 44965.68 | 0 | 0 | 40469.112 | 0 | 0 | 26304.9238 | 0 | 0 | 485629.344 | 0 | 315659.0852 | 0 | 3.2963 | 0 | 5.0712 | 0 | 39.5553 | 0 | 60.8543 | 0 | 3.416 | 0 | 5.2553 | 0 | 40.9917 | 0 | 63.0641 | 0 | 2.764 | 1.7966 | 33.1684 | 21.5595 | 1 | 186450.5298 | 8638.5875 | 195089.1173 | 14237.6655 | 17947.1707 | 16983.349 | 132600.6741 | 0 | 0 | 4681.6706 | 0 | 0 | 0 | 0 | 0 | 8638.5875 | 0 | 48251.0718 | 0 | 23767.4915 | 309947.2135 | 201465.6962 | 0 | 0 | 0.11844 | 0 | 1.0857 | 0.16021 | 0.96522 | 0.03975 | 1.1239 | -0.96725 | -0.041776 | -0.84678 | 0.078688 | 0 | 0 | 0 | 0 | -1.0055 | 0
100 | SCE | SCE-13-L-002Q | Exterior LED fixture replacements (utilizing approved luminaries) | Exterior LED fixture replacements (utilizing approved luminaries) | 0 | 0 | 0 | 0 | 0 | 0 | 0 | 0 | 0 | 0 | 0 | 0 | 0 | 0 | 0 | 0 | 0 | 0 | 0 | 0 | 0 | 0 | 0 | 0 | 0 | 0 | 0 | 0 | 0 | 0 | 0 | 0 | 0 | 0 | 0 | 0 | 0 | 0 | 0 | 0 | 0 | 0 | 0 | 0 | 0 | 0 | 0 | 0 | 0 | 0 | 0 | 0 | 0 | 0 | 0 | 0 | 0 | 0 | 0 | 0 | 0 | 0 | 0 | 0 | 0 | 0 | 0 | 0 | 0 | 0 | 0 | 0 | 0 | 0 | 0 | 0 | 0 | 0 | 0 | 0 | 0 | 0 | 0 | 0 | 0 | 0 | 0 | 0 | 0 | 0 | 0 | 0 | 0 | 0 | 0 | 0 | 0
101 | SCE | SCE-13-L-002Q | Interior LED fixture replacement (utilizing approved luminaries) | Interior LED fixture replacement (utilizing approved luminaries) | 0.12329 | 0.14096 | 44739.6048 | 0 | 362891.0302 | 317385.7572 | 0.73925 | 2.9796 | 60520.575 | 15015.302 | -318151.4253 | -272646.1524 | 59938.1949 | 0 | 377323.9521 | 0.11857 | 75879.585 | 0 | 0 | 49321.7321 | 0 | 0 | 84310.65 | 0 | 0 | 75879.585 | 0 | 0 | 49321.7321 | 0 | 0 | 910555.02 | 0 | 591860.7847 | 0 | 6.1805 | 0 | 9.5085 | 0 | 74.1661 | 0 | 114.1018 | 0 | 6.405 | 0 | 9.8538 | 0 | 76.8594 | 0 | 118.2452 | 0 | 5.1826 | 3.3687 | 62.1908 | 40.424 | 0.8477 | 302370.4552 | 16197.3516 | 318567.8068 | 21317.7927 | 17151.5093 | 17130.6519 | 242361.067 | 0 | 0 | 4409.4342 | 0 | 0 | 0 | 0 | 0 | 16197.3516 | 0 | 90470.7596 | 0 | 44564.0466 | 581151.0254 | 377748.1803 | 0 | 0 | 0.11844 | 0 | 0.96067 | 0.16021 | 0.8402 | 0.03975 | 0.99888 | -0.84223 | -0.041776 | -0.72177 | 0.078688 | 0 | 0 | 0 | 0 | -0.88044 | 0
99 | SCE | SCE-13-L-002Q | Wastewater controls | Wastewater controls | 0.13098 | 0.13367 | 8038.2103 | 0 | 61370.1856 | 60135.6122 | 1.1411 | 1.3836 | 7044.3304 | 5809.757 | -53331.9754 | -52097.402 | 14929.8285 | 0 | 75065.4407 | 0.10708 | 37939.7925 | 4.331 | 0 | 24660.866 | 2.8152 | 0 | 42155.325 | 4.8123 | 0 | 37939.7925 | 4.331 | 0 | 24660.866 | 2.8152 | 0 | 189698.9625 | 0 | 123304.3301 | 0 | 2.7482 | 0 | 4.228 | 0 | 13.7409 | 0 | 21.1399 | 0 | 2.9063 | 0 | 4.4712 | 0 | 14.5315 | 0 | 22.3562 | 0 | 2.4962 | 1.6226 | 12.4812 | 8.1128 | 0.1523 | 54325.8552 | 6267.1185 | 60592.9737 | 3830.0942 | 3081.5524 | 3077.8051 | 43544.1757 | 0 | 0 | 792.2278 | 0 | 0 | 0 | 0 | 0 | 6267.1185 | 0 | 7833.8981 | 0 | 940.0678 | 152575.3686 | 99173.9932 | 0 | 0 | 0.081052 | 0 | 0.61881 | 0.07103 | 0.60636 | 0.058581 | 0.75691 | -0.53776 | 0.010022 | -0.52531 | 0.02247 | 0 | 0 | 0 | 0 | -0.67585 | 0
102 | SCE | SCE-13-L-002R | New Construction - Above Code Systems Design - HVAC Energy Reduction | New Construction - Above Code Systems Design - HVAC Energy Reduction | 0.10068 | 0.099945 | 65.9739 | 7.676 | 731.4888 | 736.9009 | 3.3384 | 2.6807 | 22.0616 | 27.4737 | -657.8389 | -663.251 | 69.0838 | 8.0535 | 814.0382 | 0.090475 | 75.1704 | 0.072084 | 1.4232 | 48.8608 | 0.046854 | 0.78276 | 83.5227 | 0.080093 | 1.5813 | 75.1704 | 0.072084 | 1.4232 | 48.8608 | 0.046854 | 0.78276 | 1127.5565 | 21.3479 | 732.9117 | 11.7413 | 0.0050769 | 0.0045791 | 0.0078106 | 0.0083257 | 0.076154 | 0.068687 | 0.11716 | 0.12489 | 0.0067347 | 0 | 0.010361 | 0 | 0.10102 | 0 | 0.15542 | 0 | 0.0052592 | 0.0034185 | 0.078888 | 0.051277 | 0.0042997 | 709.4272 | 29.6365 | 739.0637 | 51.4824 | 66.0242 | 34.2334 | 546.4932 | 0 | 0 | 11.194 | 0 | 0 | 0 | 0 | 0 | 29.6365 | 0 | 18.375 | 0 | -6.7569 | 656.0468 | 426.4305 | 12.4209 | 6.8315 | 0.15471 | 1.1236 | 1.5366 | 0.046343 | 1.548 | 0.057712 | 1.71 | -1.3819 | 0.10837 | -1.3933 | 0.097 | -10.0362 | 0.78705 | -10.1188 | 0.70448 | -1.5553 | -11.2956
103 | SCE | SCE-13-L-002R | New Construction - Above Code Systems Design - Lighting | New Construction - Above Code Systems Design - Lighting | 0.10014 | 0.10087 | 20.7565 | 0 | 207.284 | 205.7727 | 2.8245 | 3.5558 | 7.3488 | 5.8374 | -186.5276 | -185.0162 | 26.8882 | 0 | 232.6609 | 0.089213 | 34.0394 | 0.0089814 | 0 | 22.1256 | 0.0058379 | 0 | 37.8216 | 0.0099793 | 0 | 34.0394 | 0.0089814 | 0 | 22.1256 | 0.0058379 | 0 | 408.4733 | 0 | 265.5076 | 0 | 0.0027726 | 0 | 0.0042655 | 0 | 0.033271 | 0 | 0.051186 | 0 | 0.0028732 | 0 | 0.0044204 | 0 | 0.034479 | 0 | 0.053045 | 0 | 0.0023249 | 0.0015112 | 0.027899 | 0.018134 | 0.0012118 | 199.9353 | 6.2969 | 206.2322 | 14.5091 | 18.6074 | 9.6479 | 154.0162 | 0 | 0 | 3.1548 | 0 | 0 | 0 | 0 | 0 | 6.2969 | 0 | 8.3208 | 0 | 1.2143 | 260.7033 | 169.4571 | 0 | 0 | 0.12249 | 0 | 1.2232 | 0.043366 | 1.2143 | 0.034448 | 1.373 | -1.1007 | 0.079122 | -1.0918 | 0.08804 | 0 | 0 | 0 | 0 | -1.2505 | 0
104 | SCE | SCE-13-L-002R | Well pump - VSD | Well pump - VSD | 0.087402 | 0.097221 | 5683.9586 | 0 | 65032.1501 | 58464.394 | 0.55282 | 1.5304 | 10281.8184 | 3714.0623 | -59348.1916 | -52780.4355 | 10899.9256 | 0 | 69364.3196 | 0.081944 | 40064.4209 | 16.7629 | 0 | 26041.8745 | 10.8959 | 0 | 44516.0232 | 18.6254 | 0 | 40064.4209 | 16.7629 | 0 | 26041.8745 | 10.8959 | 0 | 132212.587 | 0 | 85938.1847 | 0 | 2.5772 | 0 | 3.9649 | 0 | 8.5048 | 0 | 13.0843 | 0 | 3.0781 | 0 | 4.7356 | 0 | 10.1579 | 0 | 15.6275 | 0 | 2.6389 | 1.7153 | 8.7085 | 5.6605 | 0.33183 | 54750.3317 | 4006.4445 | 58756.7761 | 3973.1778 | 5095.4478 | 2641.9736 | 42175.834 | 0 | 0 | 863.8986 | 0 | 0 | 0 | 0 | 0 | 4006.4445 | 0 | 14597.9323 | 0 | 6354.8929 | 112854.3913 | 73355.357 | 0 | 0 | 0.077485 | 0 | 0.88654 | 0.14016 | 0.797 | 0.050631 | 0.94559 | -0.80905 | -0.062679 | -0.71952 | 0.026854 | 0 | 0 | 0 | 0 | -0.86811 | 0
105 | SCE | SCE-13-L-002R | Fluid Pump - VFD | Fluid Pump - VFD | 0.088142 | 0.095019 | 11350.8659 | 0 | 128779.4606 | 119459.3965 | 0.5838 | 1.1213 | 19443.0421 | 10122.978 | -117428.5947 | -108108.5306 | 20065.6894 | 0 | 139525.0859 | 0.081354 | 50991.0811 | 7.7295 | 0 | 33144.2039 | 5.0241 | 0 | 56656.7568 | 8.5883 | 0 | 50991.0811 | 7.7295 | 0 | 33144.2039 | 5.0241 | 0 | 254955.4056 | 0 | 165721.0197 | 0 | 3.2801 | 0 | 5.0463 | 0 | 16.4005 | 0 | 25.2315 | 0 | 3.9176 | 0 | 6.0271 | 0 | 19.5881 | 0 | 30.1356 | 0 | 3.3586 | 2.1831 | 16.7932 | 10.9156 | 0.66266 | 109336.4184 | 10919.8892 | 120256.3077 | 7934.4365 | 10175.6097 | 5276.0215 | 84225.1452 | 0 | 0 | 1725.2055 | 0 | 0 | 0 | 0 | 0 | 10919.8892 | 0 | 25547.2318 | 0 | 8776.4059 | 205061.2953 | 133289.8469 | 0 | 0 | 0.085159 | 0 | 0.96616 | 0.14587 | 0.89624 | 0.075947 | 1.0468 | -0.881 | -0.060711 | -0.81108 | 0.0092122 | 0 | 0 | 0 | 0 | -0.96162 | 0
106 | SCE | SCE-13-L-002Rollup | Optimize whole building performance monitoring-based commissioning | Optimize whole building performance monitoring-based commissioning | 0.72385 | 0.61361 | 614741.6408 | 0 | 849262.3406 | 1001839.5285 | 5.8804 | 2.3909 | 104540.1629 | 257117.3508 | -234520.6999 | -387097.8878 | 1009237.2487 | 0 | 2011076.7772 | 0.30568 | 1040094 | 78.8282 | 0 | 884079.9124 | 67.004 | 0 | 1155660 | 87.5869 | 0 | 1040094 | 78.8282 | 0 | 884079.9124 | 67.004 | 0 | 11441034 | 0 | 9724879.0364 | 0 | 92.6156 | 0 | 108.9595 | 0 | 1018.7711 | 0 | 1198.5543 | 0 | 106.2062 | 0 | 124.9485 | 0 | 1168.2683 | 0 | 1374.4332 | 0 | 68.9274 | 58.5883 | 758.2014 | 644.4712 | 1 | 744722.1777 | 277358.4 | 1022080.5777 | 62314.9608 | 12264.4882 | 6870.1445 | 654533.2327 | 0 | 0 | 8739.3515 | 0 | 0 | 0 | 0 | 0 | 277358.4 | 0 | 67409.6478 | 0 | -167959.0043 | 7537375.7456 | 6406769.4736 | 0 | 0 | 0.095952 | 0 | 0.13256 | 0.016317 | 0.15637 | 0.040132 | 0.3139 | -0.036605 | 0.079635 | -0.06042 | 0.05582 | 0 | 0 | 0 | 0 | -0.21795 | 0
107 | SCE | SCE-13-L-002S | Exterior Screw-in LED Lamps | Exterior Screw-in LED Lamps | 0 | 0 | 0 | 0 | 38731.0822 | 38731.0822 | 0 | 0 | 0 | 0 | -38731.0822 | -38731.0822 | 0 | 0 | 38731.0822 | 0 | 0 | 0 | 0 | 0 | 0 | 0 | 0 | 0 | 0 | 0 | 0 | 0 | 0 | 0 | 0 | 0 | 0 | 0 | 0 | 0 | 0 | 0 | 0 | 0 | 0 | 0 | 0 | 0 | 0 | 0 | 0 | 0 | 0 | 0 | 0 | 0 | 0 | 0 | 0 | 0.5 | 38731.0822 | 0 | 38731.0822 | 2823.589 | 10045.0097 | 2908.1176 | 20613.5307 | 0 | 0 | 2340.8353 | 0 | 0 | 0 | 0 | 0 | 0 | 0 | 0 | 0 | 0 | 0 | 0 | 0 | 0 | 0 | 0 | 0 | 0 | 0 | 0 | 0 | 0 | 0 | 0 | 0 | 0 | 0 | 0 | 0 | 0 | 0
108 | SCE | SCE-13-L-002S | Exterior LED fixture replacements (utilizing approved luminaries) | Exterior LED fixture replacements (utilizing approved luminaries) | 0 | 0 | 0 | 0 | 38731.0822 | 38731.0822 | 0 | 0 | 0 | 0 | -38731.0822 | -38731.0822 | 0 | 0 | 38731.0822 | 0 | 0 | 0 | 0 | 0 | 0 | 0 | 0 | 0 | 0 | 0 | 0 | 0 | 0 | 0 | 0 | 0 | 0 | 0 | 0 | 0 | 0 | 0 | 0 | 0 | 0 | 0 | 0 | 0 | 0 | 0 | 0 | 0 | 0 | 0 | 0 | 0 | 0 | 0 | 0 | 0.5 | 38731.0822 | 0 | 38731.0822 | 2823.589 | 10045.0097 | 2908.1176 | 20613.5307 | 0 | 0 | 2340.8353 | 0 | 0 | 0 | 0 | 0 | 0 | 0 | 0 | 0 | 0 | 0 | 0 | 0 | 0 | 0 | 0 | 0 | 0 | 0 | 0 | 0 | 0 | 0 | 0 | 0 | 0 | 0 | 0 | 0 | 0 | 0
109 | SCE | SCE-13-L-002T | Optimize supply fan VFD retrocommissioning | Optimize supply fan VFD retrocommissioning | 0.23346 | 0.31266 | 1661.2698 | 0 | 7115.9042 | 5313.2613 | 0.63012 | 1.9925 | 2636.4238 | 833.7809 | -5454.6343 | -3651.9915 | 2975.3756 | 0 | 8288.6369 | 0.20043 | 5781.9771 | 0 | 0 | 4914.6806 | 0 | 0 | 6424.419 | 0 | 0 | 5781.9771 | 0 | 0 | 4914.6806 | 0 | 0 | 28909.8855 | 0 | 24573.403 | 0 | 0.52587 | 0 | 0.61867 | 0 | 2.6293 | 0 | 3.0933 | 0 | 0.63376 | 0 | 0.7456 | 0 | 3.1688 | 0 | 3.728 | 0 | 0.39381 | 0.33474 | 1.9691 | 1.6737 | 0.042309 | 4479.4804 | 899.4187 | 5378.8991 | 426.519 | 398.9224 | 0 | 3536.1425 | 0 | 0 | 117.8965 | 0 | 0 | 0 | 0 | 0 | 899.4187 | 0 | 3134.2202 | 0 | 1787.8413 | 23252.296 | 19764.4519 | 0 | 0 | 0.084053 | 0 | 0.36004 | 0.13339 | 0.26883 | 0.042186 | 0.41937 | -0.27598 | -0.049339 | -0.18478 | 0.041868 | 0 | 0 | 0 | 0 | -0.33532 | 0
110 | SCE | SCE-13-L-002T | Optimize return fan VFD - retrocommissioning | Optimize return fan VFD - retrocommissioning | 0.22294 | 0.31266 | 879.5358 | 0 | 3945.1183 | 2813.0308 | 0.55896 | 1.9925 | 1573.5209 | 441.4335 | -3065.5825 | -1933.4951 | 1575.2704 | 0 | 4388.3012 | 0.20043 | 3061.1858 | 0 | 0 | 2602.0079 | 0 | 0 | 3401.3175 | 0 | 0 | 3061.1858 | 0 | 0 | 2602.0079 | 0 | 0 | 15305.9287 | 0 | 13010.0396 | 0 | 0.27841 | 0 | 0.32754 | 0 | 1.3921 | 0 | 1.6377 | 0 | 0.33553 | 0 | 0.39475 | 0 | 1.6777 | 0 | 1.9737 | 0 | 0.2085 | 0.17722 | 1.0425 | 0.88612 | 0.0224 | 2371.5974 | 476.1845 | 2847.7818 | 225.8145 | 211.2038 | 0 | 1872.1605 | 0 | 0 | 62.4186 | 0 | 0 | 0 | 0 | 0 | 476.1845 | 0 | 1884.8898 | 0 | 1126.9643 | 12310.5983 | 10464.0087 | 0 | 0 | 0.084053 | 0 | 0.37702 | 0.15037 | 0.26883 | 0.042186 | 0.41937 | -0.29296 | -0.066321 | -0.18478 | 0.041868 | 0 | 0 | 0 | 0 | -0.33532 | 0
111 | SCE | SCE-13-L-002T | Optimize sizing of cooling equipment - retrocommissioning [RET ONLY] | Optimize sizing of cooling equipment - retrocommissioning [RET ONLY] | 0.35505 | 0.33447 | 9058.5443 | 0 | 25513.5966 | 27083.5976 | 8.3262 | 3.4081 | 1087.9611 | 2657.9621 | -16455.0523 | -18025.0533 | 9238.0107 | 0 | 36321.6083 | 0.2494 | 12141.6791 | 0.068378 | 0 | 10320.4274 | 0.058121 | 0 | 13490.7546 | 0.22764 | 0 | 12141.6791 | 0.20488 | 0 | 10320.4274 | 0.17415 | 0 | 97133.4331 | 0 | 82563.4193 | 0 | 1.0724 | 0 | 1.2616 | 0 | 9.2139 | 0 | 10.0927 | 0 | 1.4225 | 0 | 1.6736 | 0 | 11.3802 | 0 | 13.3884 | 0 | 0.84947 | 0.72205 | 6.7958 | 5.7764 | 0.2307 | 24425.6355 | 2867.2048 | 27292.8403 | 2325.7159 | 2175.2375 | 0 | 19281.8182 | 0 | 0 | 642.864 | 0 | 0 | 0 | 0 | 0 | 2867.2048 | 0 | 0 | 0 | -2293.7639 | 76805.5195 | 59979.7911 | 0 | 0 | 0.15103 | 0 | 0.42537 | 0.018139 | 0.45155 | 0.044314 | 0.60556 | -0.27434 | 0.13289 | -0.30052 | 0.10671 | 0 | 0 | 0 | 0 | -0.45454 | 0
112 | SCE | SCE-13-L-002T | Tie Into Central Plant | Tie Into Central Plant | 0.26824 | 0.3003 | 4759.1444 | 0 | 17741.8084 | 15847.9418 | 0.96944 | 1.5783 | 4909.1587 | 3015.2921 | -12982.664 | -11088.7974 | 4963.0285 | 0 | 20810.9703 | 0.22868 | 12612.0853 | 1.8591 | 0 | 8197.8557 | 1.2084 | 0 | 14013.4281 | 2.0656 | 0 | 12612.0853 | 1.8591 | 0 | 8197.8557 | 1.2084 | 0 | 63060.4264 | 0 | 40989.2787 | 0 | 0.8518 | 0 | 1.3105 | 0 | 4.259 | 0 | 6.5523 | 0 | 1.13 | 0 | 1.7384 | 0 | 5.6498 | 0 | 8.692 | 0 | 0.88238 | 0.57355 | 4.4119 | 2.8677 | 0.12121 | 12832.6497 | 3252.665 | 16085.3147 | 1221.876 | 1142.8182 | 0 | 10130.21 | 0 | 0 | 337.7455 | 0 | 0 | 0 | 0 | 0 | 3252.665 | 0 | 6145.4712 | 0 | 1735.6838 | 50719.6649 | 32967.7834 | 0 | 0 | 0.14436 | 0 | 0.53816 | 0.14891 | 0.48071 | 0.091462 | 0.63125 | -0.3938 | -0.0045503 | -0.33635 | 0.052896 | 0 | 0 | 0 | 0 | -0.48689 | 0
113 | SCE | SCE-13-L-002T | HVAC - energy management system (EMS) | HVAC - energy management system (EMS) | 0.13586 | 0.30584 | 22906.404 | 0 | 168607.4454 | 74895.7899 | 0.21439 | 1.7445 | 106842.1711 | 13130.5156 | -145701.0414 | -51989.3859 | 23887.7255 | 0 | 98783.5154 | 0.23188 | 60703.668 | -0.76907 | 0 | 39457.3856 | -0.4999 | 0 | 67448.52 | -0.85452 | 0 | 60703.668 | -0.76907 | 0 | 39457.3856 | -0.4999 | 0 | 303518.34 | 0 | 197286.9282 | 0 | 4.0998 | 0 | 6.3075 | 0 | 20.4992 | 0 | 31.5373 | 0 | 5.4386 | 0 | 8.3671 | 0 | 27.1931 | 0 | 41.8356 | 0 | 4.247 | 2.7606 | 21.2352 | 13.8029 | 0.58338 | 61765.2743 | 14164.1892 | 75929.4635 | 5881.0538 | 5500.5382 | 0 | 48758.0676 | 0 | 0 | 1625.6147 | 0 | 0 | 0 | 0 | 0 | 14164.1892 | 0 | 168596.0431 | 0 | 92659.116 | 244120.5897 | 158678.3891 | 0 | 0 | 0.14436 | 0 | 1.0626 | 0.67333 | 0.472 | 0.082749 | 0.62254 | -0.91822 | -0.52897 | -0.32764 | 0.061608 | 0 | 0 | 0 | 0 | -0.47818 | 0
114 | SCE | SCE-13-L-002T | Exterior LED fixture replacements (utilizing approved luminaries) | Exterior LED fixture replacements (utilizing approved luminaries) | 0 | 0 | 0 | 0 | 0 | 0 | 0 | 0 | 0 | 0 | 0 | 0 | 0 | 0 | 0 | 0 | 0 | 0 | 0 | 0 | 0 | 0 | 0 | 0 | 0 | 0 | 0 | 0 | 0 | 0 | 0 | 0 | 0 | 0 | 0 | 0 | 0 | 0 | 0 | 0 | 0 | 0 | 0 | 0 | 0 | 0 | 0 | 0 | 0 | 0 | 0 | 0 | 0 | 0 | 0 | 0 | 0 | 0 | 0 | 0 | 0 | 0 | 0 | 0 | 0 | 0 | 0 | 0 | 0 | 0 | 0 | 0 | 0 | 0 | 0 | 0 | 0 | 0 | 0 | 0 | 0 | 0 | 0 | 0 | 0 | 0 | 0 | 0 | 0 | 0 | 0 | 0 | 0 | 0 | 0 | 0 | 0
115 | SCE | SCE-13-L-002U | Non-Resource | Non-Resource | 0 | 0 | 0 | 0 | 1010245.5668 | 1010245.5668 | 0 | 0 | 0 | 0 | -1010245.5668 | -1010245.5668 | 0 | 0 | 1010245.5668 | 0 | 0 | 0 | 0 | 0 | 0 | 0 | 0 | 0 | 0 | 0 | 0 | 0 | 0 | 0 | 0 | 0 | 0 | 0 | 0 | 0 | 0 | 0 | 0 | 0 | 0 | 0 | 0 | 0 | 0 | 0 | 0 | 0 | 0 | 0 | 0 | 0 | 0 | 0 | 0 | 1 | 1010245.5668 | 0 | 1010245.5668 | 63675.7873 | 7491.1464 | 0 | 939078.6331 | 0 | 0 | 0 | 0 | 0 | 0 | 0 | 0 | 0 | 0 | 0 | 0 | 0 | 0 | 0 | 0 | 0 | 0 | 0 | 0 | 0 | 0 | 0 | 0 | 0 | 0 | 0 | 0 | 0 | 0 | 0 | 0 | 0 | 0
116 | SCE | SCE-13-L-002V | Variable Speed Drive on Cooling Tower Fan Control | Variable Speed Drive on Cooling Tower Fan Control | 1.8922 | 2.6777 | 30302.3276 | 0 | 16014.4556 | 11316.3556 | 2.3204 | 3.6242 | 13059.2836 | 8361.1835 | 14287.872 | 18985.972 | 30086.7407 | 0 | 41403.0964 | 0.73189 | 32737.5175 | 24.1931 | 0 | 21279.3871 | 15.7255 | 0 | 32737.5175 | 24.1931 | 0 | 32737.5175 | 24.1931 | 0 | 21279.3871 | 15.7255 | 0 | 491062.7619 | 0 | 319190.8069 | 0 | 2.1545 | 0 | 3.3146 | 0 | 32.3174 | 0 | 49.719 | 0 | 2.9378 | 0 | 4.5197 | 0 | 44.0668 | 0 | 67.7951 | 0 | 2.292 | 1.4898 | 34.3793 | 22.3465 | 0.063465 | 2955.1721 | 9019.401 | 11974.5731 | 586.9453 | 608.4712 | 47.6207 | 1535.2881 | 0 | 0 | 176.8469 | 0 | 0 | 0 | 0 | 0 | 9019.401 | 0 | 16122.4446 | 0 | 4261.8263 | 285715.3425 | 185714.9794 | 0 | 0 | 0.16317 | 0 | 0.086231 | 0.070319 | 0.060934 | 0.045022 | 0.22294 | 0.076934 | 0.092847 | 0.10223 | 0.11814 | 0 | 0 | 0 | 0 | -0.059773 | 0
117 | SCE | SCE-13-L-002V | Variable Speed Drive on Condenser Water Pump Control | Variable Speed Drive on Condenser Water Pump Control | 1.6828 | 2.1744 | 69061.0711 | 0 | 41038.389 | 31761.1275 | 2.0132 | 2.7596 | 34303.3503 | 25026.0888 | 28022.6821 | 37299.9435 | 68569.7339 | 0 | 100330.8615 | 0.68833 | 74611.0348 | 6.7705 | 0 | 48497.1744 | 4.4008 | 0 | 74611.0348 | 6.7705 | 0 | 74611.0348 | 6.7705 | 0 | 48497.1744 | 4.4008 | 0 | 1119165.5225 | 0 | 727457.6163 | 0 | 4.9102 | 0 | 7.5542 | 0 | 73.6535 | 0 | 113.3131 | 0 | 6.6954 | 0 | 10.3006 | 0 | 100.4312 | 0 | 154.5096 | 0 | 5.2235 | 3.3953 | 78.3527 | 50.9292 | 0.14464 | 6735.0387 | 26996.2176 | 33731.2563 | 1337.6883 | 1386.7474 | 108.5307 | 3499.0262 | 0 | 0 | 403.0461 | 0 | 0 | 0 | 0 | 0 | 26996.2176 | 0 | 40315.8855 | 0 | 7991.8011 | 651164.7499 | 423257.103 | 0 | 0 | 0.16317 | 0 | 0.096959 | 0.081046 | 0.07504 | 0.059127 | 0.23704 | 0.066207 | 0.08212 | 0.088126 | 0.10404 | 0 | 0 | 0 | 0 | -0.073879 | 0
118 | SCE | SCE-13-L-002V | Cooling tower - VFD | Cooling tower - VFD | 1.1745 | 1.1251 | 26865.6195 | 0 | 22874.6166 | 23878.9443 | 1.3264 | 1.2637 | 20254.6024 | 21258.93 | 3991.0029 | 2986.6752 | 47775.4511 | 0 | 71654.3953 | 0.37493 | 121407.336 | 63.2686 | 0 | 78914.7713 | 41.1246 | 0 | 134897.04 | 70.2985 | 0 | 121407.336 | 63.2686 | 0 | 78914.7713 | 41.1246 | 0 | 607036.68 | 0 | 394573.8565 | 0 | 8.1924 | 0 | 12.6037 | 0 | 40.9622 | 0 | 63.0187 | 0 | 10.2718 | 0 | 15.8028 | 0 | 51.359 | 0 | 79.0138 | 0 | 8.2998 | 5.3948 | 41.4988 | 26.9742 | 0.056267 | 2620.0142 | 22932.4968 | 25552.511 | 520.3775 | 539.4621 | 42.2198 | 1361.1649 | 0 | 0 | 156.79 | 0 | 0 | 0 | 0 | 0 | 22932.4968 | 0 | 19501.7028 | 0 | -2058.4765 | 488241.1794 | 317356.7782 | 0 | 0 | 0.084654 | 0 | 0.072079 | 0.063823 | 0.075243 | 0.066987 | 0.22578 | 0.012576 | 0.020831 | 0.0094111 | 0.017667 | 0 | 0 | 0 | 0 | -0.14113 | 0
119 | SCE | SCE-13-L-002V | Constant air volume to variable air volume conversions [RET ONLY] | Constant air volume to variable air volume conversions [RET ONLY] | 2.8051 | 1.7591 | 4137.747 | 0 | 1475.0993 | 2352.2605 | 3.8614 | 2.1233 | 1071.5741 | 1948.7353 | 2662.6476 | 1785.4865 | 4379.4163 | 0 | 6731.6769 | 0.61467 | 11129.0058 | 0.76905 | 0 | 7233.854 | 0.49988 | 0 | 12365.562 | 2.5584 | 0 | 11129.0058 | 2.3026 | 0 | 7233.854 | 1.4967 | 0 | 55645.029 | 0 | 36169.2702 | 0 | 0.75164 | 0 | 1.1564 | 0 | 4.0363 | 0 | 5.7818 | 0 | 0.99708 | 0 | 1.534 | 0 | 4.9854 | 0 | 7.6699 | 0 | 0.77862 | 0.5061 | 3.8931 | 2.5305 | 0.008666 | 403.5253 | 2102.1455 | 2505.6708 | 80.1467 | 83.086 | 6.5025 | 209.6418 | 0 | 0 | 24.1482 | 0 | 0 | 0 | 0 | 0 | 2102.1455 | 0 | 0 | 0 | -1261.2874 | 51891.7357 | 29091.008 | 0 | 0 | 0.14223 | 0 | 0.050706 | 0.036835 | 0.080859 | 0.066988 | 0.2314 | 0.091528 | 0.1054 | 0.061376 | 0.075247 | 0 | 0 | 0 | 0 | -0.089166 | 0
120 | SCE | SCE-13-L-002V | Hot water pump motor - VFD | Hot water pump motor - VFD | 0.80939 | 1.1243 | 1118.565 | 0 | 1381.9832 | 994.8745 | 0.87876 | 1.2628 | 1272.8974 | 885.7888 | -263.4182 | 123.6905 | 1990.6438 | 0 | 2985.5183 | 0.37466 | 5058.639 | 0.59513 | 0 | 3288.1155 | 0.38684 | 0 | 5620.71 | 0.66126 | 0 | 5058.639 | 0.59513 | 0 | 3288.1155 | 0.38684 | 0 | 25293.195 | 0 | 16440.5774 | 0 | 0.34135 | 0 | 0.52516 | 0 | 1.7068 | 0 | 2.6258 | 0 | 0.42799 | 0 | 0.65845 | 0 | 2.14 | 0 | 3.2922 | 0 | 0.34582 | 0.22479 | 1.7291 | 1.1239 | 0.0023427 | 109.0857 | 955.5207 | 1064.6064 | 21.6662 | 22.4608 | 1.7578 | 56.6729 | 0 | 0 | 6.528 | 0 | 0 | 0 | 0 | 0 | 955.5207 | 0 | 1524.4545 | 0 | 341.3603 | 20343.3825 | 13223.1991 | 0 | 0 | 0.084591 | 0 | 0.10451 | 0.096262 | 0.075237 | 0.066987 | 0.22578 | -0.019921 | -0.011671 | 0.0093541 | 0.017604 | 0 | 0 | 0 | 0 | -0.14119 | 0
121 | SCE | SCE-13-L-002V | Condenser water pump motor - VFD | Condenser water pump motor - VFD | 1.7357 | 1.1242 | 24604.1413 | 0 | 14175.6947 | 21886.8208 | 2.0893 | 1.2626 | 11776.2265 | 19487.3525 | 10428.4466 | 2717.3205 | 43794.1635 | 0 | 65680.9842 | 0.3746 | 111290.058 | 2.62 | 0 | 72338.5404 | 1.703 | 0 | 123655.62 | 2.9111 | 0 | 111290.058 | 2.62 | 0 | 72338.5404 | 1.703 | 0 | 556450.29 | 0 | 361692.7018 | 0 | 7.5097 | 0 | 11.5534 | 0 | 37.5487 | 0 | 57.7672 | 0 | 9.4158 | 0 | 14.4859 | 0 | 47.079 | 0 | 72.4293 | 0 | 7.6081 | 4.9453 | 38.0406 | 24.7264 | 0.051531 | 2399.4682 | 21021.4554 | 23420.9236 | 476.5734 | 494.0515 | 38.6658 | 1246.5856 | 0 | 0 | 143.5918 | 0 | 0 | 0 | 0 | 0 | 21021.4554 | 0 | 6607.2377 | 0 | -8648.5309 | 447554.4144 | 290910.3801 | 0 | 0 | 0.084576 | 0 | 0.048729 | 0.040481 | 0.075236 | 0.066987 | 0.22578 | 0.035848 | 0.044096 | 0.0093407 | 0.017589 | 0 | 0 | 0 | 0 | -0.1412 | 0
122 | SCE | SCE-13-L-002V | Variable Speed Drive on Chilled Water Pump Control | Variable Speed Drive on Chilled Water Pump Control | 3.7165 | 4.5649 | 201930.6359 | 0 | 54333.9515 | 44235.8892 | 5.8292 | 8.2276 | 34641.0821 | 24543.0198 | 147596.6844 | 157694.7467 | 200493.9941 | 0 | 244729.8834 | 0.82512 | 218158.4136 | 45.2057 | 0 | 141802.9741 | 29.3837 | 0 | 218158.4136 | 45.2057 | 0 | 218158.4136 | 45.2057 | 0 | 141802.9741 | 29.3837 | 0 | 3272376.2043 | 0 | 2127044.6108 | 0 | 14.3572 | 0 | 22.0881 | 0 | 215.3587 | 0 | 331.321 | 0 | 19.577 | 0 | 30.1185 | 0 | 293.6552 | 0 | 451.7773 | 0 | 15.2732 | 9.9276 | 229.0987 | 148.9142 | 0.42292 | 19692.8694 | 26475.12 | 46167.9894 | 3911.3244 | 4054.7703 | 317.3376 | 10230.9532 | 0 | 0 | 1178.4839 | 0 | 0 | 0 | 0 | 0 | 26475.12 | 0 | 41197.0517 | 0 | 8833.1594 | 1903968.6176 | 1237579.6469 | 0 | 0 | 0.16317 | 0 | 0.043903 | 0.027991 | 0.035744 | 0.019831 | 0.19775 | 0.11926 | 0.13517 | 0.12742 | 0.14333 | 0 | 0 | 0 | 0 | -0.034583 | 0
123 | SCE | SCE-13-L-002V | Wall or Ceiling Mounted Lighting Sensor ≥500 Watts Controls | Wall or Ceiling Mounted Lighting Sensor ≥500 Watts Controls | 1.7368 | 2.1204 | 988.9026 | -9.9869 | 563.6468 | 461.6642 | 2.0953 | 2.6803 | 467.2061 | 365.2235 | 415.269 | 517.2515 | 1704.0619 | -11.7442 | 2153.9819 | 0.45447 | 2928.8101 | 0.74073 | -3.2852 | 1903.7267 | 0.48147 | -1.8069 | 2928.8101 | 0.74073 | -3.2852 | 2928.8101 | 0.74073 | -3.2852 | 1903.7267 | 0.48147 | -1.8069 | 23430.4812 | -26.2818 | 15229.8133 | -14.455 | 0.20768 | -0.01057 | 0.31951 | -0.019219 | 1.6615 | -0.084562 | 2.5561 | -0.15375 | 0.24594 | 0 | 0.37837 | 0 | 1.9675 | 0 | 3.027 | 0 | 0.19963 | 0.12976 | 1.597 | 1.0381 | 0.0020711 | 96.4407 | 393.975 | 490.4157 | 19.1547 | 19.8572 | 1.5541 | 50.1034 | 0 | 0 | 5.7713 | 0 | 0 | 0 | 0 | 0 | 393.975 | 0 | 532.9168 | 0 | 83.3651 | 17021.5404 | 11064.0017 | -19.0929 | -10.5011 | 0.08938 | 0.95103 | 0.050944 | 0.042228 | 0.041727 | 0.03301 | 0.19468 | 0.038436 | 0.047153 | 0.047654 | 0.05637 | 0.95103 | 0.95103 | 0.95103 | 0.95103 | -0.1053 | 0.95103
124 | SCE | SCE-13-L-002V | Interior LED recessed, surface and pendant-mounted downlights | Interior LED recessed, surface and pendant-mounted downlights | 2.3404 | 2.6183 | 6873.6204 | 0 | 2936.9098 | 2625.1969 | 3.0326 | 3.5162 | 2266.5742 | 1954.8613 | 3936.7106 | 4248.4235 | 8818.5703 | 0 | 11443.7673 | 0.60064 | 11163.9908 | 1.8212 | 0 | 7256.5943 | 1.1838 | 0 | 12404.4342 | 2.0236 | 0 | 11163.9908 | 1.8212 | 0 | 7256.5943 | 1.1838 | 0 | 133967.8894 | 0 | 87079.1313 | 0 | 0.90932 | 0 | 1.399 | 0 | 10.9119 | 0 | 16.7875 | 0 | 0.94235 | 0 | 1.4498 | 0 | 11.3081 | 0 | 17.3972 | 0 | 0.7625 | 0.49562 | 9.15 | 5.9475 | 0.014396 | 670.3357 | 2108.7538 | 2779.0895 | 133.1396 | 138.0224 | 10.802 | 348.2567 | 0 | 0 | 40.115 | 0 | 0 | 0 | 0 | 0 | 2108.7538 | 0 | 2463.8525 | 0 | 213.0592 | 85503.4287 | 55577.2307 | 0 | 0 | 0.12368 | 0 | 0.052844 | 0.040782 | 0.047235 | 0.035174 | 0.20591 | 0.070833 | 0.082894 | 0.076442 | 0.088503 | 0 | 0 | 0 | 0 | -0.082231 | 0
125 | SCE | SCE-13-L-002V | LED Integrated Retrofit Kits | LED Integrated Retrofit Kits | 2.4235 | 2.6183 | 99666.6226 | 0 | 41124.542 | 38065.0222 | 3.1736 | 3.5162 | 31404.7599 | 28345.2401 | 58542.0807 | 61601.6004 | 127868.1492 | 0 | 165933.1713 | 0.60064 | 161876.448 | 5.3425 | 0 | 105219.6951 | 3.4726 | 0 | 179862.72 | 17.8082 | 0 | 161876.448 | 16.0274 | 0 | 105219.6951 | 10.4178 | 0 | 1942517.376 | 0 | 1262636.3407 | 0 | 13.1851 | 0 | 20.2848 | 0 | 169.9412 | 0 | 243.4171 | 0 | 13.6639 | 0 | 21.0214 | 0 | 163.9667 | 0 | 252.2565 | 0 | 11.0561 | 7.1865 | 132.6737 | 86.2379 | 0.20874 | 9719.7821 | 30576.6624 | 40296.4445 | 1930.5069 | 2001.3073 | 156.6279 | 5049.6773 | 0 | 0 | 581.6627 | 0 | 0 | 0 | 0 | 0 | 30576.6624 | 0 | 0 | 0 | -18345.9982 | 1301747.2761 | 805862.3815 | 0 | 0 | 0.12368 | 0 | 0.051032 | 0.03897 | 0.047235 | 0.035174 | 0.20591 | 0.072645 | 0.084707 | 0.076442 | 0.088503 | 0 | 0 | 0 | 0 | -0.082231 | 0
126 | SCE | SCE-13-L-002V | Exterior LED fixture replacements (utilizing approved luminaries) | Exterior LED fixture replacements (utilizing approved luminaries) | 0 | 0 | 0 | 0 | 0 | 0 | 0 | 0 | 0 | 0 | 0 | 0 | 0 | 0 | 0 | 0 | 0 | 0 | 0 | 0 | 0 | 0 | 0 | 0 | 0 | 0 | 0 | 0 | 0 | 0 | 0 | 0 | 0 | 0 | 0 | 0 | 0 | 0 | 0 | 0 | 0 | 0 | 0 | 0 | 0 | 0 | 0 | 0 | 0 | 0 | 0 | 0 | 0 | 0 | 0 | 0 | 0 | 0 | 0 | 0 | 0 | 0 | 0 | 0 | 0 | 0 | 0 | 0 | 0 | 0 | 0 | 0 | 0 | 0 | 0 | 0 | 0 | 0 | 0 | 0 | 0 | 0 | 0 | 0 | 0 | 0 | 0 | 0 | 0 | 0 | 0 | 0 | 0 | 0 | 0 | 0 | 0
127 | SCE | SCE-13-L-002V | Wall or Ceiling Mounted Lighting Sensor <500 Watts Control | Wall or Ceiling Mounted Lighting Sensor <500 Watts Control | 1.0752 | 1.473 | 1958.0272 | -19.7741 | 1802.6445 | 1315.841 | 1.2026 | 1.7231 | 1611.6919 | 1124.8884 | 135.6087 | 622.4122 | 3374.0426 | -23.2535 | 4666.6301 | 0.41534 | 5799.0441 | 1.4666 | -6.5047 | 3769.3788 | 0.95331 | -3.5776 | 5799.0441 | 1.4666 | -6.5047 | 5799.0441 | 1.4666 | -6.5047 | 3769.3788 | 0.95331 | -3.5776 | 46392.3528 | -52.038 | 30155.0304 | -28.6209 | 0.41121 | -0.020929 | 0.63263 | -0.038053 | 3.2897 | -0.16743 | 5.061 | -0.30442 | 0.48697 | 0 | 0.74918 | 0 | 3.8957 | 0 | 5.9934 | 0 | 0.39526 | 0.25692 | 3.1621 | 2.0554 | 0.0041009 | 190.9526 | 1213.443 | 1404.3956 | 37.9263 | 39.3172 | 3.0771 | 99.2048 | 0 | 0 | 11.4272 | 0 | 0 | 0 | 0 | 0 | 1213.443 | 0 | 1927.9876 | 0 | 428.7268 | 33702.65 | 21906.7233 | -37.804 | -20.7922 | 0.08938 | 0.95103 | 0.082287 | 0.073571 | 0.060066 | 0.051349 | 0.21302 | 0.0070929 | 0.01581 | 0.029315 | 0.038031 | 0.95103 | 0.95103 | 0.95103 | 0.95103 | -0.12364 | 0.95103
128 | SCE | SCE-13-L-002V | Chilled water reset | Chilled water reset | 0.64809 | 2.2063 | 9960.1207 | 0 | 15368.4599 | 4514.4953 | 0.69181 | 2.8111 | 14397.1197 | 3543.155 | -5408.3392 | 5445.6254 | 10190.0241 | 0 | 14704.5194 | 0.67735 | 20234.556 | 4.6529 | 0 | 13152.4619 | 3.0244 | 0 | 22482.84 | 5.1698 | 0 | 20234.556 | 4.6529 | 0 | 13152.4619 | 3.0244 | 0 | 135571.5213 | 0 | 88121.4921 | 0 | 1.3666 | 0 | 2.1025 | 0 | 9.1563 | 0 | 14.0866 | 0 | 1.8129 | 0 | 2.789 | 0 | 12.1463 | 0 | 18.6866 | 0 | 1.4157 | 0.92019 | 9.485 | 6.1653 | 0.02086 | 971.3403 | 3822.0828 | 4793.4231 | 192.924 | 199.9994 | 15.6525 | 504.6363 | 0 | 0 | 58.1281 | 0 | 0 | 0 | 0 | 0 | 3822.0828 | 0 | 21541.0316 | 0 | 10631.3697 | 102878.661 | 66871.1321 | 0 | 0 | 0.14894 | 0 | 0.22982 | 0.2153 | 0.06751 | 0.052985 | 0.21989 | -0.080877 | -0.066351 | 0.081435 | 0.09596 | 0 | 0 | 0 | 0 | -0.070948 | 0
129 | SCE | SCE-13-L-002W | Wall or Ceiling Mounted Lighting Sensor ≥500 Watts Controls | Wall or Ceiling Mounted Lighting Sensor ≥500 Watts Controls | 1.1273 | 1.3716 | 791.1221 | -7.9895 | 694.6984 | 570.9587 | 2.4586 | 4.0205 | 318.5255 | 194.7859 | 88.4342 | 212.1738 | 1363.2495 | -9.3954 | 1924.8129 | 0.40686 | 2343.0481 | 0.59258 | -2.6282 | 1522.9813 | 0.38518 | -1.4455 | 2343.0481 | 0.59258 | -2.6282 | 2343.0481 | 0.59258 | -2.6282 | 1522.9813 | 0.38518 | -1.4455 | 18744.385 | -21.0254 | 12183.8507 | -11.564 | 0.16615 | -0.0084562 | 0.25561 | -0.015375 | 1.3292 | -0.067649 | 2.0449 | -0.123 | 0.19675 | 0 | 0.3027 | 0 | 1.574 | 0 | 2.4216 | 0 | 0.1597 | 0.10381 | 1.2776 | 0.83045 | 0.0064036 | 376.1729 | 210.12 | 586.2929 | 46.3982 | 183.1662 | 4.8776 | 113.7494 | 0 | 0 | 27.9815 | 0 | 0 | 0 | 0 | 0 | 210.12 | 0 | 399.312 | 0 | 113.5152 | 13617.2323 | 8851.2013 | -15.2744 | -8.4009 | 0.08938 | 0.95103 | 0.078486 | 0.035987 | 0.064506 | 0.022007 | 0.21746 | 0.010894 | 0.053393 | 0.024874 | 0.067373 | 0.95103 | 0.95103 | 0.95103 | 0.95103 | -0.12808 | 0.95103
130 | SCE | SCE-13-L-002W | Interior LED recessed, surface and pendant-mounted downlights | Interior LED recessed, surface and pendant-mounted downlights | 1.2148 | 1.316 | 38309.3581 | 0 | 31536.6567 | 29111.0257 | 2.8759 | 3.5162 | 13320.8326 | 10895.2017 | 6772.7014 | 9198.3324 | 49149.3198 | 0 | 78260.3455 | 0.48951 | 62221.2597 | 9.3332 | 0 | 40443.8203 | 6.0666 | 0 | 69134.733 | 10.3702 | 0 | 62221.2597 | 9.3332 | 0 | 40443.8203 | 6.0666 | 0 | 746655.1164 | 0 | 485325.8435 | 0 | 5.068 | 0 | 7.797 | 0 | 60.8162 | 0 | 93.5634 | 0 | 5.2521 | 0 | 8.0801 | 0 | 63.0247 | 0 | 96.9611 | 0 | 4.2497 | 2.7623 | 50.9964 | 33.1477 | 0.31009 | 18215.824 | 11752.9046 | 29968.7286 | 2246.7893 | 8869.654 | 236.1927 | 5508.2115 | 0 | 0 | 1354.9765 | 0 | 0 | 0 | 0 | 0 | 11752.9046 | 0 | 14874.3487 | 0 | 1872.8665 | 476543.8408 | 309753.5079 | 0 | 0 | 0.12368 | 0 | 0.10181 | 0.043005 | 0.093981 | 0.035174 | 0.25265 | 0.021865 | 0.080672 | 0.029696 | 0.088503 | 0 | 0 | 0 | 0 | -0.12898 | 0
131 | SCE | SCE-13-L-002W | LED Integrated Retrofit Kits | LED Integrated Retrofit Kits | 1.1894 | 1.316 | 74594.2379 | 0 | 62713.4888 | 56683.6638 | 2.738 | 3.5162 | 27244.4656 | 21214.6406 | 11880.749 | 17910.574 | 95701.3179 | 0 | 152384.9817 | 0.48951 | 121154.404 | 3.9985 | 0 | 78750.3655 | 2.599 | 0 | 134616.0045 | 13.3283 | 0 | 121154.404 | 11.9955 | 0 | 78750.3655 | 7.7971 | 0 | 1453852.8486 | 0 | 945004.3863 | 0 | 9.8682 | 0 | 15.1819 | 0 | 127.1904 | 0 | 182.1825 | 0 | 10.2266 | 0 | 15.7332 | 0 | 122.7188 | 0 | 188.7982 | 0 | 8.2748 | 5.3786 | 99.298 | 64.5437 | 0.60379 | 35469.0232 | 22884.7208 | 58353.744 | 4374.8459 | 17270.5864 | 459.9036 | 10725.3387 | 0 | 0 | 2638.3486 | 0 | 0 | 0 | 0 | 0 | 22884.7208 | 0 | 0 | 0 | -13730.833 | 974276.477 | 603137.6261 | 0 | 0 | 0.12368 | 0 | 0.10398 | 0.045171 | 0.093981 | 0.035174 | 0.25265 | 0.019698 | 0.078506 | 0.029696 | 0.088503 | 0 | 0 | 0 | 0 | -0.12898 | 0
132 | SCE | SCE-13-L-002W | Exterior LED fixture replacements (utilizing approved luminaries) | Exterior LED fixture replacements (utilizing approved luminaries) | 0 | 0 | 0 | 0 | 0 | 0 | 0 | 0 | 0 | 0 | 0 | 0 | 0 | 0 | 0 | 0 | 0 | 0 | 0 | 0 | 0 | 0 | 0 | 0 | 0 | 0 | 0 | 0 | 0 | 0 | 0 | 0 | 0 | 0 | 0 | 0 | 0 | 0 | 0 | 0 | 0 | 0 | 0 | 0 | 0 | 0 | 0 | 0 | 0 | 0 | 0 | 0 | 0 | 0 | 0 | 0 | 0 | 0 | 0 | 0 | 0 | 0 | 0 | 0 | 0 | 0 | 0 | 0 | 0 | 0 | 0 | 0 | 0 | 0 | 0 | 0 | 0 | 0 | 0 | 0 | 0 | 0 | 0 | 0 | 0 | 0 | 0 | 0 | 0 | 0 | 0 | 0 | 0 | 0 | 0 | 0 | 0
133 | SCE | SCE-13-L-002W | Wall or Ceiling Mounted Lighting Sensor <500 Watts Control | Wall or Ceiling Mounted Lighting Sensor <500 Watts Control | 0.83884 | 0.94277 | 9849.4704 | -99.4696 | 11623.1347 | 10341.8819 | 1.4049 | 1.7231 | 6939.7824 | 5658.5296 | -1873.1339 | -591.8811 | 16972.4567 | -116.9721 | 27197.3664 | 0.35849 | 29170.9491 | 7.3776 | -32.7209 | 18961.1176 | 4.7955 | -17.9965 | 29170.9491 | 7.3776 | -32.7209 | 29170.9491 | 7.3776 | -32.7209 | 18961.1176 | 4.7955 | -17.9965 | 233367.5928 | -261.7668 | 151688.9409 | -143.9718 | 2.0685 | -0.10528 | 3.1823 | -0.19142 | 16.548 | -0.84223 | 25.4585 | -1.5313 | 2.4496 | 0 | 3.7686 | 0 | 19.5967 | 0 | 30.1488 | 0 | 1.9883 | 1.2924 | 15.9063 | 10.3391 | 0.079724 | 4683.3523 | 6103.986 | 10787.3383 | 577.6574 | 2280.4192 | 60.726 | 1416.1805 | 0 | 0 | 348.3692 | 0 | 0 | 0 | 0 | 0 | 6103.986 | 0 | 7760.7822 | 0 | 994.0778 | 169534.5426 | 110197.4567 | -190.1657 | -104.5912 | 0.08938 | 0.95103 | 0.10548 | 0.062976 | 0.093849 | 0.051349 | 0.24681 | -0.016095 | 0.026404 | -0.0044684 | 0.038031 | 0.95103 | 0.95103 | 0.95103 | 0.95103 | -0.15743 | 0.95103
134 | SCE | SCE-13-L-003A | HVAC - energy management system (EMS) | HVAC - energy management system (EMS) | 0.74118 | 0.73517 | 165866.9566 | 0 | 223788.9913 | 225617.7376 | 1.403 | 1.3816 | 118221.6821 | 120050.4285 | -57922.0346 | -59750.781 | 185221.737 | 0 | 410839.4746 | 0.40373 | 485629.344 | 0 | 0 | 305946.4786 | 0 | 0 | 539588.16 | 0 | 0 | 485629.344 | 0 | 0 | 305946.4786 | 0 | 0 | 2428146.72 | 0 | 1529732.3931 | 0 | 31.7896 | 0 | 50.4596 | 0 | 158.9478 | 0 | 252.2981 | 0 | 42.1703 | 0 | 66.9369 | 0 | 210.8513 | 0 | 334.6846 | 0 | 33.9763 | 21.405 | 169.8813 | 107.0252 | 0.095181 | 105567.3091 | 129501.1584 | 235068.4675 | 13719.7909 | 2370.3181 | 0 | 88645.5422 | 0 | 0 | 831.658 | 0 | 0 | 0 | 0 | 0 | 129501.1584 | 0 | 116092.0014 | 0 | -7777.3108 | 1952964.7175 | 1230367.7395 | 0 | 0 | 0.13481 | 0 | 0.18189 | 0.096086 | 0.18337 | 0.097573 | 0.33392 | -0.047077 | 0.038724 | -0.048563 | 0.037238 | 0 | 0 | 0 | 0 | -0.19911 | 0
135 | SCE | SCE-13-L-003A | Ventilation fan - VFD | Ventilation fan - VFD | 0.76642 | 0.55873 | 21686.0019 | 0 | 28295.0628 | 38812.7298 | 1.4963 | 0.86708 | 14492.839 | 25010.5059 | -6609.061 | -17126.7279 | 38587.8619 | 0 | 77400.5917 | 0.28018 | 101172.78 | 19.5897 | 0 | 63738.8497 | 12.3415 | 0 | 112414.2 | 21.7663 | 0 | 101172.78 | 19.5897 | 0 | 63738.8497 | 12.3415 | 0 | 505863.9 | 0 | 318694.2486 | 0 | 6.617 | 0 | 10.5031 | 0 | 33.0848 | 0 | 52.5156 | 0 | 8.2964 | 0 | 13.169 | 0 | 41.4822 | 0 | 65.8448 | 0 | 6.9165 | 4.3574 | 34.5823 | 21.7869 | 0.012444 | 13802.2238 | 26979.408 | 40781.6318 | 1793.7714 | 309.9033 | 0 | 11589.8153 | 0 | 0 | 108.7338 | 0 | 0 | 0 | 0 | 0 | 26979.408 | 0 | 6829.2176 | 0 | -11687.1101 | 406867.6495 | 256326.6124 | 0 | 0 | 0.084603 | 0 | 0.11039 | 0.056541 | 0.15142 | 0.097573 | 0.30196 | -0.025784 | 0.028062 | -0.066816 | -0.01297 | 0 | 0 | 0 | 0 | -0.21736 | 0
136 | SCE | SCE-13-L-003A | Revise supply fan schedule retrocommissioning | Revise supply fan schedule retrocommissioning | 0.60079 | 0.86349 | 14383.8103 | 0 | 23941.3588 | 16657.8392 | 0.97276 | 1.917 | 14786.6714 | 7503.1518 | -9557.5486 | -2274.029 | 15618.8971 | 0 | 32276.7363 | 0.44564 | 30351.834 | 4.8563 | 0 | 25799.0593 | 4.1278 | 0 | 33724.26 | 5.3959 | 0 | 30351.834 | 4.8563 | 0 | 25799.0593 | 4.1278 | 0 | 151759.17 | 0 | 128995.2963 | 0 | 2.6807 | 0 | 3.1537 | 0 | 13.4033 | 0 | 15.7686 | 0 | 3.556 | 0 | 4.1836 | 0 | 17.7801 | 0 | 20.9178 | 0 | 2.1235 | 1.805 | 10.6176 | 9.0249 | 0.008254 | 9154.6874 | 8093.8224 | 17248.5098 | 1189.766 | 205.5515 | 0 | 7687.2494 | 0 | 0 | 72.1205 | 0 | 0 | 0 | 0 | 0 | 8093.8224 | 0 | 16861.127 | 0 | 7013.8438 | 122060.2948 | 103751.2521 | 0 | 0 | 0.13864 | 0 | 0.23076 | 0.14252 | 0.16056 | 0.072319 | 0.3111 | -0.09212 | -0.003883 | -0.021918 | 0.066319 | 0 | 0 | 0 | 0 | -0.17246 | 0
137 | SCE | SCE-13-L-003A | Optimize HVAC chiller plant schedule - retrocommissioning | Optimize HVAC chiller plant schedule - retrocommissioning | 0.72273 | 0.96465 | 31248.3472 | 0 | 43236.5937 | 32393.5055 | 1.3384 | 2.4988 | 23348.3411 | 12505.253 | -11988.2465 | -1145.1584 | 33313.5395 | 0 | 65707.0451 | 0.47557 | 50586.39 | 9.3217 | 0 | 42998.4321 | 7.9234 | 0 | 56207.1 | 10.3574 | 0 | 50586.39 | 9.3217 | 0 | 42998.4321 | 7.9234 | 0 | 338928.8034 | 0 | 288089.4869 | 0 | 4.4678 | 0 | 5.2562 | 0 | 29.9341 | 0 | 35.2166 | 0 | 5.9267 | 0 | 6.9726 | 0 | 39.7089 | 0 | 46.7164 | 0 | 3.5392 | 3.0083 | 23.7126 | 20.1557 | 0.017932 | 19888.2526 | 13489.704 | 33377.9566 | 2584.7269 | 446.5538 | 0 | 16700.2924 | 0 | 0 | 156.6794 | 0 | 0 | 0 | 0 | 0 | 13489.704 | 0 | 26457.0019 | 0 | 10373.8384 | 257196.6526 | 218617.1577 | 0 | 0 | 0.14294 | 0 | 0.19777 | 0.1068 | 0.14817 | 0.057202 | 0.30056 | -0.054837 | 0.036136 | -0.0052382 | 0.085735 | 0 | 0 | 0 | 0 | -0.15762 | 0
138 | SCE | SCE-13-L-003A | New Construction - Above Code Systems Design - Parking Lot Lighting (Lighting Zone 3) | New Construction - Above Code Systems Design - Parking Lot Lighting (Lighting Zone 3) | 1.0658 | 1.162 | 24584.519 | 0 | 23066.5949 | 21156.6442 | 3.3135 | 4.4621 | 7419.5873 | 5509.6367 | 1517.9242 | 3427.8748 | 32543.2655 | 0 | 53699.9096 | 0.45781 | 35410.473 | 0 | 0 | 23016.8083 | 0 | 0 | 39344.97 | 0 | 0 | 35410.473 | 0 | 0 | 23016.8083 | 0 | 0 | 531157.095 | 0 | 345252.1244 | 0 | 2.8842 | 0 | 4.4373 | 0 | 43.2636 | 0 | 66.5594 | 0 | 2.989 | 0 | 4.5984 | 0 | 44.8347 | 0 | 68.9764 | 0 | 2.4185 | 1.572 | 36.278 | 23.5807 | 0.014108 | 15647.0075 | 5943.3718 | 21590.3793 | 2033.5241 | 351.3245 | 0 | 13138.8919 | 0 | 0 | 123.2669 | 0 | 0 | 0 | 0 | 0 | 5943.3718 | 0 | 8655.8934 | 0 | 1627.513 | 309043.4525 | 200878.2515 | 0 | 0 | 0.12239 | 0 | 0.11483 | 0.036936 | 0.10532 | 0.027428 | 0.26733 | 0.0075564 | 0.085449 | 0.017064 | 0.094957 | 0 | 0 | 0 | 0 | -0.14494 | 0
139 | SCE | SCE-13-L-003A | New Construction - Above Code Systems Design - Lighting | New Construction - Above Code Systems Design - Lighting | 0.99458 | 1.1398 | 238611.2258 | -8319.3367 | 231546.2108 | 202045.6495 | 2.8902 | 4.5893 | 79680.2482 | 50179.6869 | -1254.3218 | 28246.2396 | 319670.3729 | -9092.9315 | 512623.0909 | 0.44924 | 404691.12 | 80.2193 | -1870.665 | 263049.2376 | 52.1426 | -1028.8658 | 449656.8 | 89.1326 | -2078.5167 | 404691.12 | 80.2193 | -1870.665 | 263049.2376 | 52.1426 | -1028.8658 | 4856293.44 | -22447.9804 | 3156590.8518 | -12346.3892 | 32.9627 | -6.0189 | 50.7119 | -10.9434 | 395.5528 | -72.2264 | 608.5427 | -131.3207 | 34.1597 | 0 | 52.5534 | 0 | 409.9168 | 0 | 630.6412 | 0 | 27.6403 | 17.9662 | 331.6842 | 215.5947 | 0.13692 | 151865.9626 | 54129.9824 | 205995.945 | 19736.8794 | 3409.8684 | 0 | 127522.8166 | 0 | 0 | 1196.3982 | 0 | 0 | 0 | 0 | 0 | 54129.9824 | 0 | 98924.496 | 0 | 26876.7092 | 3099472.1352 | 2014656.9618 | -14327.1593 | -7879.9376 | 0.11844 | 1.0558 | 0.11493 | 0.03955 | 0.10029 | 0.024907 | 0.25445 | 0.0035068 | 0.078887 | 0.01815 | 0.09353 | 1.0558 | 1.0558 | 1.0558 | 1.0558 | -0.13601 | 1.0558
140 | SCE | SCE-13-L-003A | Exterior Screw-in LED Lamps | Exterior Screw-in LED Lamps | 0 | 0 | 0 | 0 | 0 | 0 | 0 | 0 | 0 | 0 | 0 | 0 | 0 | 0 | 0 | 0 | 0 | 0 | 0 | 0 | 0 | 0 | 0 | 0 | 0 | 0 | 0 | 0 | 0 | 0 | 0 | 0 | 0 | 0 | 0 | 0 | 0 | 0 | 0 | 0 | 0 | 0 | 0 | 0 | 0 | 0 | 0 | 0 | 0 | 0 | 0 | 0 | 0 | 0 | 0 | 0 | 0 | 0 | 0 | 0 | 0 | 0 | 0 | 0 | 0 | 0 | 0 | 0 | 0 | 0 | 0 | 0 | 0 | 0 | 0 | 0 | 0 | 0 | 0 | 0 | 0 | 0 | 0 | 0 | 0 | 0 | 0 | 0 | 0 | 0 | 0 | 0 | 0 | 0 | 0 | 0 | 0
141 | SCE | SCE-13-L-003A | Exterior LED advertisement sign/smart sign | Exterior LED advertisement sign/smart sign | 0 | 0 | 0 | 0 | 0 | 0 | 0 | 0 | 0 | 0 | 0 | 0 | 0 | 0 | 0 | 0 | 0 | 0 | 0 | 0 | 0 | 0 | 0 | 0 | 0 | 0 | 0 | 0 | 0 | 0 | 0 | 0 | 0 | 0 | 0 | 0 | 0 | 0 | 0 | 0 | 0 | 0 | 0 | 0 | 0 | 0 | 0 | 0 | 0 | 0 | 0 | 0 | 0 | 0 | 0 | 0 | 0 | 0 | 0 | 0 | 0 | 0 | 0 | 0 | 0 | 0 | 0 | 0 | 0 | 0 | 0 | 0 | 0 | 0 | 0 | 0 | 0 | 0 | 0 | 0 | 0 | 0 | 0 | 0 | 0 | 0 | 0 | 0 | 0 | 0 | 0 | 0 | 0 | 0 | 0 | 0 | 0
142 | SCE | SCE-13-L-003A | Interior LED recessed, surface and pendant-mounted downlights | Interior LED recessed, surface and pendant-mounted downlights | 0.93799 | 0.94815 | 121324.7816 | -683.0813 | 128616.6047 | 127239.1087 | 2.3472 | 2.4118 | 51398.5079 | 50021.0119 | -7974.9045 | -6597.4085 | 159835.1864 | -746.5994 | 286327.6958 | 0.42134 | 202345.56 | 42.4699 | -153.5959 | 131524.6188 | 27.6054 | -84.4778 | 224828.4 | 47.1888 | -170.6622 | 202345.56 | 42.4699 | -153.5959 | 131524.6188 | 27.6054 | -84.4778 | 2428146.72 | -1843.1512 | 1578295.4259 | -1013.7332 | 16.4814 | -0.49419 | 25.3559 | -0.89854 | 197.7764 | -5.9303 | 304.2713 | -10.7824 | 17.0799 | 0 | 26.2767 | 0 | 204.9584 | 0 | 315.3206 | 0 | 13.8202 | 8.9831 | 165.8421 | 107.7974 | 0.069621 | 77218.0968 | 53958.816 | 131176.9128 | 10035.4565 | 1733.7891 | 0 | 64840.528 | 0 | 0 | 608.3232 | 0 | 0 | 0 | 0 | 0 | 53958.816 | 0 | 52094.1943 | 0 | -1118.7731 | 1549736.0676 | 1007328.4809 | -1176.3696 | -647.0033 | 0.12044 | 1.0558 | 0.12768 | 0.051025 | 0.12631 | 0.049657 | 0.28424 | -0.0072388 | 0.069418 | -0.0058713 | 0.070785 | 1.0558 | 1.0558 | 1.0558 | 1.0558 | -0.1638 | 1.0558
143 | SCE | SCE-13-L-003A | LED Integrated Retrofit Kits | LED Integrated Retrofit Kits | 0.58207 | 0.95352 | 515630.3216 | 0 | 885858.5655 | 540766.212 | 0.9246 | 2.4255 | 557681.6539 | 212589.3005 | -370228.2438 | -25135.8904 | 679299.5424 | 0 | 1220065.7544 | 0.42263 | 859968.63 | 69.5713 | 0 | 558979.63 | 45.2214 | 0 | 955520.7 | 231.9044 | 0 | 859968.63 | 208.714 | 0 | 558979.63 | 135.6641 | 0 | 10319623.56 | 0 | 6707755.56 | 0 | 70.0458 | 0 | 107.7628 | 0 | 902.8126 | 0 | 1293.1532 | 0 | 72.5894 | 0 | 111.676 | 0 | 871.0732 | 0 | 1340.1126 | 0 | 58.7357 | 38.1782 | 704.8289 | 458.1388 | 0.29589 | 328176.9115 | 229324.968 | 557501.8795 | 42650.6902 | 7368.6037 | 0 | 275572.244 | 0 | 0 | 2585.3737 | 0 | 0 | 0 | 0 | 0 | 229324.968 | 0 | 0 | 0 | -137594.9863 | 6915532.4043 | 4281143.9016 | 0 | 0 | 0.12044 | 0 | 0.20692 | 0.13026 | 0.12631 | 0.049657 | 0.28499 | -0.086479 | -0.0098225 | -0.0058713 | 0.070785 | 0 | 0 | 0 | 0 | -0.16454 | 0
144 | SCE | SCE-13-L-003A | Exterior LED fixture replacements (utilizing approved luminaries) | Exterior LED fixture replacements (utilizing approved luminaries) | 0 | 0 | 0 | 0 | 0 | 0 | 0 | 0 | 0 | 0 | 0 | 0 | 0 | 0 | 0 | 0 | 0 | 0 | 0 | 0 | 0 | 0 | 0 | 0 | 0 | 0 | 0 | 0 | 0 | 0 | 0 | 0 | 0 | 0 | 0 | 0 | 0 | 0 | 0 | 0 | 0 | 0 | 0 | 0 | 0 | 0 | 0 | 0 | 0 | 0 | 0 | 0 | 0 | 0 | 0 | 0 | 0 | 0 | 0 | 0 | 0 | 0 | 0 | 0 | 0 | 0 | 0 | 0 | 0 | 0 | 0 | 0 | 0 | 0 | 0 | 0 | 0 | 0 | 0 | 0 | 0 | 0 | 0 | 0 | 0 | 0 | 0 | 0 | 0 | 0 | 0 | 0 | 0 | 0 | 0 | 0 | 0
145 | SCE | SCE-13-L-003A | Exterior LED wall-mounted area luminaires | Exterior LED wall-mounted area luminaires | 0 | 0 | 0 | 0 | 0 | 0 | 0 | 0 | 0 | 0 | 0 | 0 | 0 | 0 | 0 | 0 | 0 | 0 | 0 | 0 | 0 | 0 | 0 | 0 | 0 | 0 | 0 | 0 | 0 | 0 | 0 | 0 | 0 | 0 | 0 | 0 | 0 | 0 | 0 | 0 | 0 | 0 | 0 | 0 | 0 | 0 | 0 | 0 | 0 | 0 | 0 | 0 | 0 | 0 | 0 | 0 | 0 | 0 | 0 | 0 | 0 | 0 | 0 | 0 | 0 | 0 | 0 | 0 | 0 | 0 | 0 | 0 | 0 | 0 | 0 | 0 | 0 | 0 | 0 | 0 | 0 | 0 | 0 | 0 | 0 | 0 | 0 | 0 | 0 | 0 | 0 | 0 | 0 | 0 | 0 | 0 | 0
146 | SCE | SCE-13-L-003A | New Construction - Above Code Comprehensive Design - Overall Building Performance | New Construction - Above Code Comprehensive Design - Overall Building Performance | 0.80486 | 0.67971 | 269789.0322 | 38014.1438 | 382432.5341 | 452843.1319 | 1.6502 | 1.198 | 186528.8189 | 256939.4167 | -74629.358 | -145039.9559 | 427838.9363 | 39407.805 | 920089.8732 | 0.33454 | 446767.65 | 239.6901 | 6682.3452 | 290398.9832 | 155.7985 | 3675.2898 | 496408.5 | 266.3223 | 7424.828 | 446767.65 | 239.6901 | 6682.3452 | 290398.9832 | 155.7985 | 3675.2898 | 7148282.4 | 106917.5227 | 4646383.7304 | 58804.6375 | 30.422 | 21.5004 | 46.803 | 39.0917 | 486.7517 | 344.0071 | 748.8488 | 625.4675 | 34.8862 | 0 | 53.671 | 0 | 558.1789 | 0 | 858.7368 | 0 | 29.6075 | 19.2448 | 473.7192 | 307.9175 | 0.17663 | 195903.7152 | 277166.4584 | 473070.1736 | 25460.1356 | 4398.6545 | 0 | 164501.5981 | 0 | 0 | 1543.3271 | 0 | 0 | 0 | 0 | 0 | 277166.4584 | 0 | 138994.38 | 0 | -82903.2503 | 4036222.4507 | 2623544.6892 | 60370.1535 | 33203.5844 | 0.10283 | 1.1449 | 0.12777 | 0.062317 | 0.15129 | 0.085841 | 0.30739 | -0.024933 | 0.040516 | -0.048456 | 0.016993 | -0.27759 | 0.45108 | -0.53948 | 0.18919 | -0.20456 | -2.2774
147 | SCE | SCE-13-L-003A | Interior LED parking garage luminaires | Interior LED parking garage luminaires | 0.47313 | 0.96332 | 49819.1322 | 0 | 105296.4927 | 51716.1798 | 0.67699 | 2.4899 | 73588.7202 | 20008.4073 | -55477.3605 | -1897.0476 | 63934.0746 | 0 | 115650.2544 | 0.43077 | 80938.224 | 9.877 | 0 | 52609.8475 | 6.42 | 0 | 89931.36 | 10.9744 | 0 | 80938.224 | 9.877 | 0 | 52609.8475 | 6.42 | 0 | 971258.688 | 0 | 631318.1704 | 0 | 6.5925 | 0 | 10.1424 | 0 | 79.1106 | 0 | 121.7085 | 0 | 6.8319 | 0 | 10.5107 | 0 | 81.9834 | 0 | 126.1282 | 0 | 5.5281 | 3.5932 | 66.3368 | 43.1189 | 0.028588 | 31707.7725 | 21583.5291 | 53291.3016 | 4120.8212 | 711.9392 | 0 | 26625.2186 | 0 | 0 | 249.7934 | 0 | 0 | 0 | 0 | 0 | 21583.5291 | 0 | 108843.7404 | 0 | 52356.1289 | 619894.427 | 402931.3924 | 0 | 0 | 0.12364 | 0 | 0.26133 | 0.18263 | 0.12835 | 0.049657 | 0.28702 | -0.13768 | -0.058992 | -0.0047081 | 0.073985 | 0 | 0 | 0 | 0 | -0.16338 | 0
148 | SCE | SCE-13-L-003A | Nonresidential Pool Pump - VFD | Nonresidential Pool Pump - VFD | 0.41221 | 0.42018 | 717.253 | 0 | 1740.0313 | 1707.0265 | 0.55881 | 0.57356 | 1283.53 | 1250.5253 | -1022.7782 | -989.7735 | 1376.2532 | 0 | 3083.2798 | 0.23263 | 5058.639 | 0.49475 | 0 | 3288.1155 | 0.32159 | 0 | 5620.71 | 0.54973 | 0 | 5058.639 | 0.49475 | 0 | 3288.1155 | 0.32159 | 0 | 16693.5085 | 0 | 10850.7809 | 0 | 0.32541 | 0 | 0.50062 | 0 | 1.0738 | 0 | 1.6521 | 0 | 0.38865 | 0 | 0.59793 | 0 | 1.2826 | 0 | 1.9732 | 0 | 0.3332 | 0.21658 | 1.0996 | 0.71471 | 0.00041159 | 456.5012 | 1348.9704 | 1805.4716 | 59.328 | 10.2499 | 0 | 383.327 | 0 | 0 | 3.5963 | 0 | 0 | 0 | 0 | 0 | 1348.9704 | 0 | 1299.9772 | 0 | -29.3959 | 14249.2918 | 9262.04 | 0 | 0 | 0.07744 | 0 | 0.18787 | 0.13858 | 0.1843 | 0.13502 | 0.33289 | -0.11043 | -0.06114 | -0.10686 | -0.057576 | 0 | 0 | 0 | 0 | -0.25545 | 0
149 | SCE | SCE-13-L-003A | New Construction - Above Code Systems Design - Chillers | New Construction - Above Code Systems Design - Chillers | 1.0723 | 0.97992 | 249555.1964 | 1419.3066 | 234053.1641 | 256118.3548 | 3.377 | 2.6039 | 74318.498 | 96383.6887 | 16921.3389 | -5143.8518 | 265276.4581 | 1411.8329 | 522806.6458 | 0.48005 | 242814.672 | 205.2001 | 209.7566 | 157829.5426 | 133.3801 | 115.3661 | 269794.08 | 228.0001 | 233.0629 | 242814.672 | 205.2001 | 209.7566 | 157829.5426 | 133.3801 | 115.3661 | 4853865.2933 | 4193.0338 | 3155012.5564 | 2306.1686 | 15.9799 | 0.67489 | 24.5845 | 1.2271 | 319.4382 | 13.4911 | 491.4434 | 24.5292 | 21.7896 | 0 | 33.5225 | 0 | 435.5743 | 0 | 670.1143 | 0 | 16.9994 | 11.0496 | 339.8186 | 220.8821 | 0.14402 | 159734.6661 | 103971.3018 | 263705.968 | 20759.5157 | 3586.5456 | 0 | 134130.2171 | 0 | 0 | 1258.3878 | 0 | 0 | 0 | 0 | 0 | 103971.3018 | 0 | 59354.6976 | 0 | -26769.9636 | 2441807.1642 | 1587174.715 | 2109.3663 | 1160.1515 | 0.15723 | 1.2234 | 0.14663 | 0.04656 | 0.16045 | 0.060383 | 0.32753 | 0.010601 | 0.11067 | -0.0032226 | 0.096849 | 0.082483 | 0.86111 | -0.025074 | 0.75356 | -0.1703 | -1.3251
150 | SCE | SCE-13-L-003A | Exterior LED Retrofit Kits | Exterior LED Retrofit Kits | 0 | 0 | 0 | 0 | 0 | 0 | 0 | 0 | 0 | 0 | 0 | 0 | 0 | 0 | 0 | 0 | 0 | 0 | 0 | 0 | 0 | 0 | 0 | 0 | 0 | 0 | 0 | 0 | 0 | 0 | 0 | 0 | 0 | 0 | 0 | 0 | 0 | 0 | 0 | 0 | 0 | 0 | 0 | 0 | 0 | 0 | 0 | 0 | 0 | 0 | 0 | 0 | 0 | 0 | 0 | 0 | 0 | 0 | 0 | 0 | 0 | 0 | 0 | 0 | 0 | 0 | 0 | 0 | 0 | 0 | 0 | 0 | 0 | 0 | 0 | 0 | 0 | 0 | 0 | 0 | 0 | 0 | 0 | 0 | 0 | 0 | 0 | 0 | 0 | 0 | 0 | 0 | 0 | 0 | 0 | 0 | 0
151 | SCE | SCE-13-L-003B | Exterior LED fixture replacements (utilizing approved luminaries) | Exterior LED fixture replacements (utilizing approved luminaries) | 0 | 0 | 0 | 0 | 0 | 0 | 0 | 0 | 0 | 0 | 0 | 0 | 0 | 0 | 0 | 0 | 0 | 0 | 0 | 0 | 0 | 0 | 0 | 0 | 0 | 0 | 0 | 0 | 0 | 0 | 0 | 0 | 0 | 0 | 0 | 0 | 0 | 0 | 0 | 0 | 0 | 0 | 0 | 0 | 0 | 0 | 0 | 0 | 0 | 0 | 0 | 0 | 0 | 0 | 0 | 0 | 0 | 0 | 0 | 0 | 0 | 0 | 0 | 0 | 0 | 0 | 0 | 0 | 0 | 0 | 0 | 0 | 0 | 0 | 0 | 0 | 0 | 0 | 0 | 0 | 0 | 0 | 0 | 0 | 0 | 0 | 0 | 0 | 0 | 0 | 0 | 0 | 0 | 0 | 0 | 0 | 0
152 | SCE | SCE-13-L-003B | Exterior LED wall-mounted area luminaires | Exterior LED wall-mounted area luminaires | 0 | 0 | 0 | 0 | 0 | 0 | 0 | 0 | 0 | 0 | 0 | 0 | 0 | 0 | 0 | 0 | 0 | 0 | 0 | 0 | 0 | 0 | 0 | 0 | 0 | 0 | 0 | 0 | 0 | 0 | 0 | 0 | 0 | 0 | 0 | 0 | 0 | 0 | 0 | 0 | 0 | 0 | 0 | 0 | 0 | 0 | 0 | 0 | 0 | 0 | 0 | 0 | 0 | 0 | 0 | 0 | 0 | 0 | 0 | 0 | 0 | 0 | 0 | 0 | 0 | 0 | 0 | 0 | 0 | 0 | 0 | 0 | 0 | 0 | 0 | 0 | 0 | 0 | 0 | 0 | 0 | 0 | 0 | 0 | 0 | 0 | 0 | 0 | 0 | 0 | 0 | 0 | 0 | 0 | 0 | 0 | 0
153 | SCE | SCE-13-L-003B | Interior LED fixture replacement (utilizing approved luminaries) | Interior LED fixture replacement (utilizing approved luminaries) | 0.60433 | 0.7534 | 226288.8877 | 0 | 374444.4406 | 300355.2938 | 1.3343 | 2.3694 | 169595.6205 | 95506.4737 | -148155.5529 | -74066.4061 | 305177.6535 | 0 | 605532.9473 | 0.3737 | 386343.8618 | 0 | 0 | 251123.5194 | 0 | 0 | 429270.9576 | 0 | 0 | 386343.8618 | 0 | 0 | 251123.5194 | 0 | 0 | 4636126.3421 | 0 | 3013482.2329 | 0 | 31.4683 | 0 | 48.4128 | 0 | 377.6198 | 0 | 580.9535 | 0 | 32.6111 | 0 | 50.1708 | 0 | 391.3326 | 0 | 602.0502 | 0 | 26.3872 | 17.1517 | 316.6468 | 205.8204 | 0.49389 | 204848.8201 | 103025.0298 | 307873.8499 | 30427.2203 | 12510.9199 | 0 | 153278.1608 | 0 | 0 | 8632.5191 | 0 | 0 | 0 | 0 | 0 | 103025.0298 | 0 | 218056.4336 | 0 | 69018.845 | 2958953.0761 | 1923319.57 | 0 | 0 | 0.11766 | 0 | 0.19469 | 0.088179 | 0.15617 | 0.049657 | 0.31484 | -0.077031 | 0.029477 | -0.03851 | 0.067998 | 0 | 0 | 0 | 0 | -0.19718 | 0
154 | SCE | SCE-13-L-003B | (1) 48in Reduced Wattage (28W) T8 Linear Fluorescent replacing (1) 48in T8 Linear Fluorescent | (1) 48in Reduced Wattage (28W) T8 Linear Fluorescent replacing (1) 48in T8 Linear Fluorescent | 0.94958 | 0.99179 | 160035.6921 | 0 | 168532.6572 | 161360.5294 | 6.764 | 9.7064 | 23659.7779 | 16487.6501 | -8496.9651 | -1324.8373 | 213886.1205 | 0 | 375246.6499 | 0.42648 | 211055.8745 | 36.6384 | 0 | 158291.9059 | 27.4788 | 0 | 211055.8745 | 36.6384 | 0 | 211055.8745 | 36.6384 | 0 | 158291.9059 | 27.4788 | 0 | 2954782.2427 | 0 | 2216086.682 | 0 | 19.8356 | 0 | 26.4474 | 0 | 277.6981 | 0 | 370.2641 | 0 | 20.5559 | 0 | 27.4078 | 0 | 287.7824 | 0 | 383.7098 | 0 | 14.4151 | 10.8113 | 201.8112 | 151.3584 | 0.34929 | 144872.8793 | 17785.6074 | 162658.4867 | 21518.6937 | 8847.9543 | 0 | 108401.1539 | 0 | 0 | 6105.0774 | 0 | 0 | 0 | 0 | 0 | 17785.6074 | 0 | 26915.5525 | 0 | 6390.9616 | 1772272.3377 | 1329204.2533 | 0 | 0 | 0.1204 | 0 | 0.12679 | 0.0178 | 0.1214 | 0.012404 | 0.28231 | -0.0063925 | 0.1026 | -0.00099671 | 0.108 | 0 | 0 | 0 | 0 | -0.16191 | 0
155 | SCE | SCE-13-L-003B | High Efficiency Wastewater Blower | High Efficiency Wastewater Blower | 0.55369 | 0.621 | 55115.6231 | 0 | 99542.2969 | 88752.4602 | 1.1101 | 1.4184 | 49648.6832 | 38858.8465 | -44426.6739 | -33636.8371 | 91458.7498 | 0 | 180211.21 | 0.30584 | 157192.2428 | 0 | 0 | 102174.9616 | 0 | 0 | 174658.0476 | 0 | 0 | 157192.2428 | 0 | 0 | 102174.9616 | 0 | 0 | 1257537.9427 | 0 | 817399.6928 | 0 | 10.1117 | 0 | 15.5564 | 0 | 80.8934 | 0 | 124.4514 | 0 | 12.077 | 0 | 18.5801 | 0 | 96.6163 | 0 | 148.6404 | 0 | 10.3538 | 6.73 | 82.8306 | 53.8399 | 0.12029 | 49893.6137 | 41917.9314 | 91811.5452 | 7410.9481 | 3047.1985 | 0 | 37332.9041 | 0 | 0 | 2102.5631 | 0 | 0 | 0 | 0 | 0 | 41917.9314 | 0 | 56600.0055 | 0 | 8809.2448 | 913563.5217 | 593816.3109 | 0 | 0 | 0.092816 | 0 | 0.16763 | 0.083609 | 0.14946 | 0.065439 | 0.30348 | -0.074816 | 0.0092064 | -0.056645 | 0.027377 | 0 | 0 | 0 | 0 | -0.21066 | 0
156 | SCE | SCE-13-L-003B | Heat pump replacing electric resistance block heaters in back-up diesel generators | Heat pump replacing electric resistance block heaters in back-up diesel generators | 0.31288 | 0.74512 | 16738.4862 | 0 | 53497.3389 | 22464.1735 | 0.43653 | 2.2893 | 38344.7648 | 7311.5994 | -36758.8527 | -5725.6873 | 27182.0992 | 0 | 49646.2727 | 0.33715 | 29576.964 | 0 | 0 | 19225.0273 | 0 | 0 | 32863.2933 | 0 | 0 | 29576.964 | 0 | 0 | 19225.0273 | 0 | 0 | 443654.4596 | 0 | 288375.4093 | 0 | 2.1424 | 0 | 3.296 | 0 | 32.1363 | 0 | 49.4405 | 0 | 2.2657 | 0 | 3.4857 | 0 | 33.9854 | 0 | 52.2852 | 0 | 1.946 | 1.2649 | 29.1901 | 18.9735 | 0.036533 | 15152.5741 | 7887.1904 | 23039.7645 | 2250.6877 | 925.4271 | 0 | 11337.9159 | 0 | 0 | 638.5435 | 0 | 0 | 0 | 0 | 0 | 7887.1904 | 0 | 58782.3113 | 0 | 30537.0737 | 258131.7414 | 167785.638 | 0 | 0 | 0.099761 | 0 | 0.31884 | 0.22853 | 0.13389 | 0.043577 | 0.29589 | -0.21908 | -0.12877 | -0.034125 | 0.056184 | 0 | 0 | 0 | 0 | -0.19613 | 0
157 | SCE | SCE-13-L-003C | Replace or optimize HVAC condenser/cooling tower media - retrocommissioning [RET ONLY] | Replace or optimize HVAC condenser/cooling tower media - retrocommissioning [RET ONLY] | 0.16656 | 0.18768 | 11383.219 | 0 | 68344.981 | 60651.0576 | 0.99456 | 3.0342 | 11445.4992 | 3751.5759 | -56961.762 | -49267.8386 | 11773.0186 | 0 | 72424.0762 | 0.15717 | 20234.556 | 10.1173 | 0 | 13152.4619 | 6.5762 | 0 | 22482.84 | 11.2414 | 0 | 20234.556 | 10.1173 | 0 | 13152.4619 | 6.5762 | 0 | 161876.448 | 0 | 105219.6951 | 0 | 1.3666 | 0 | 2.1025 | 0 | 10.9329 | 0 | 16.8199 | 0 | 1.8129 | 0 | 2.789 | 0 | 14.503 | 0 | 22.3123 | 0 | 1.4157 | 0.92019 | 11.3254 | 7.3615 | 0.13896 | 56899.4817 | 4046.9112 | 60946.3929 | 5317.8359 | 2764.429 | 0 | 47602.7599 | 0 | 0 | 1214.4569 | 0 | 0 | 0 | 0 | 0 | 4046.9112 | 0 | 16504.2439 | 0 | 7474.3999 | 117598.3745 | 76438.9462 | 0 | 0 | 0.14892 | 0 | 0.89411 | 0.14973 | 0.79346 | 0.049079 | 0.94748 | -0.74519 | -0.00081477 | -0.64454 | 0.09984 | 0 | 0 | 0 | 0 | -0.79856 | 0
158 | SCE | SCE-13-L-003C | Exterior LED fixture replacements (utilizing approved luminaries) | Exterior LED fixture replacements (utilizing approved luminaries) | 0 | 0 | 0 | 0 | 0 | 0 | 0 | 0 | 0 | 0 | 0 | 0 | 0 | 0 | 0 | 0 | 0 | 0 | 0 | 0 | 0 | 0 | 0 | 0 | 0 | 0 | 0 | 0 | 0 | 0 | 0 | 0 | 0 | 0 | 0 | 0 | 0 | 0 | 0 | 0 | 0 | 0 | 0 | 0 | 0 | 0 | 0 | 0 | 0 | 0 | 0 | 0 | 0 | 0 | 0 | 0 | 0 | 0 | 0 | 0 | 0 | 0 | 0 | 0 | 0 | 0 | 0 | 0 | 0 | 0 | 0 | 0 | 0 | 0 | 0 | 0 | 0 | 0 | 0 | 0 | 0 | 0 | 0 | 0 | 0 | 0 | 0 | 0 | 0 | 0 | 0 | 0 | 0 | 0 | 0 | 0 | 0
159 | SCE | SCE-13-L-003C | Wall- or ceiling-mounted lighting sensor < 500 watts controlled | Wall- or ceiling-mounted lighting sensor < 500 watts controlled | 0.16926 | 0.17911 | 3118.6979 | 0 | 18425.3638 | 17412.6207 | 1.0995 | 1.7101 | 2836.4259 | 1823.6827 | -15306.6659 | -14293.9228 | 5325.3287 | 0 | 22737.9494 | 0.13716 | 9152.7642 | 2.0594 | 0 | 5949.2969 | 1.3386 | 0 | 9152.7642 | 2.0594 | 0 | 9152.7642 | 2.0594 | 0 | 5949.2969 | 1.3386 | 0 | 73222.1133 | 0 | 47594.3754 | 0 | 0.64986 | 0 | 0.99978 | 0 | 5.1989 | 0 | 7.9983 | 0 | 0.73409 | 0 | 1.1294 | 0 | 5.8727 | 0 | 9.035 | 0 | 0.61278 | 0.39831 | 4.9022 | 3.1865 | 0.038072 | 15588.938 | 1967.2485 | 17556.1865 | 1456.945 | 757.3797 | 0 | 13041.8845 | 0 | 0 | 332.7287 | 0 | 0 | 0 | 0 | 0 | 1967.2485 | 0 | 3496.6437 | 0 | 917.6372 | 53193.6647 | 34575.8833 | 0 | 0 | 0.090199 | 0 | 0.5329 | 0.082035 | 0.50361 | 0.052744 | 0.65762 | -0.4427 | 0.0081638 | -0.41341 | 0.037454 | 0 | 0 | 0 | 0 | -0.56743 | 0
160 | SCE | SCE-13-L-003C | Nonresidential Pool Pump - VFD | Nonresidential Pool Pump - VFD | 0.16353 | 0.16431 | 21562.1283 | 0 | 131856.5082 | 131226.5221 | 0.89554 | 0.9196 | 24077.3355 | 23447.3493 | -110294.3799 | -109664.3938 | 41287.5969 | 0 | 172514.119 | 0.12499 | 151759.17 | 195.1189 | 0 | 98643.4641 | 126.8273 | 0 | 168621.3 | 216.7988 | 0 | 151759.17 | 195.1189 | 0 | 98643.4641 | 126.8273 | 0 | 500805.2538 | 0 | 325523.4269 | 0 | 9.7622 | 0 | 15.0187 | 0 | 32.2152 | 0 | 49.5618 | 0 | 11.6596 | 0 | 17.9379 | 0 | 38.4767 | 0 | 59.195 | 0 | 9.996 | 6.4974 | 32.9867 | 21.4413 | 0.26323 | 107779.1728 | 25293.195 | 133072.3678 | 10073.0611 | 5236.3899 | 0 | 90169.2938 | 0 | 0 | 2300.4279 | 0 | 0 | 0 | 0 | 0 | 25293.195 | 0 | 24393.0732 | 0 | -540.0731 | 427478.755 | 277861.2009 | 0 | 0 | 0.0776 | 0 | 0.47454 | 0.086652 | 0.47227 | 0.084385 | 0.62086 | -0.39694 | -0.009052 | -0.39467 | -0.0067848 | 0 | 0 | 0 | 0 | -0.54326 | 0
161 | SCE | SCE-13-L-003C | Hot water pump motor - VFD | Hot water pump motor - VFD | 0.14591 | 0.17573 | 2258.4165 | 0 | 15478.4109 | 12851.9429 | 0.53905 | 1.4448 | 4189.6246 | 1563.1566 | -13219.9944 | -10593.5265 | 3981.2876 | 0 | 16833.2305 | 0.13416 | 10117.278 | 5.0586 | 0 | 6576.2309 | 3.2881 | 0 | 11241.42 | 5.6207 | 0 | 10117.278 | 5.0586 | 0 | 6576.2309 | 3.2881 | 0 | 50586.39 | 0 | 32881.1547 | 0 | 0.67996 | 0 | 1.0461 | 0 | 3.3998 | 0 | 5.2305 | 0 | 0.85146 | 0 | 1.3099 | 0 | 4.2573 | 0 | 6.5497 | 0 | 0.69019 | 0.44863 | 3.451 | 2.2431 | 0.02757 | 11288.7863 | 1686.213 | 12974.9993 | 1055.052 | 548.4593 | 0 | 9444.3283 | 0 | 0 | 240.9467 | 0 | 0 | 0 | 0 | 0 | 1686.213 | 0 | 5915.3216 | 0 | 2537.4653 | 40686.7649 | 26446.3982 | 0 | 0 | 0.085396 | 0 | 0.58527 | 0.15842 | 0.48596 | 0.059107 | 0.6365 | -0.49988 | -0.073023 | -0.40057 | 0.026289 | 0 | 0 | 0 | 0 | -0.55111 | 0
162 | SCE | SCE-13-L-003C | Variable Speed Drive on Condenser Water Pump Control | Variable Speed Drive on Condenser Water Pump Control | 0.18329 | 0.18453 | 43592.306 | 0 | 237833.3668 | 236238.9471 | 2.1867 | 2.3768 | 19935.4575 | 18341.0377 | -194241.0609 | -192646.6411 | 43282.1672 | 0 | 279521.1142 | 0.15595 | 47095.5201 | 5.2272 | 0 | 30612.0892 | 3.3977 | 0 | 47095.5201 | 5.2272 | 0 | 47095.5201 | 5.2272 | 0 | 30612.0892 | 3.3977 | 0 | 706432.8011 | 0 | 459181.3375 | 0 | 3.0994 | 0 | 4.7683 | 0 | 46.4911 | 0 | 71.5248 | 0 | 4.2262 | 0 | 6.5019 | 0 | 63.3936 | 0 | 97.5286 | 0 | 3.2972 | 2.1431 | 49.4573 | 32.1472 | 0.53217 | 217897.9094 | 19784.8992 | 237682.8086 | 20364.7783 | 10586.4461 | 0 | 182295.8937 | 0 | 0 | 4650.7913 | 0 | 0 | 0 | 0 | 0 | 19784.8992 | 0 | 20909.0412 | 0 | 674.4852 | 411024.2221 | 267165.7541 | 0 | 0 | 0.16317 | 0 | 0.89021 | 0.074618 | 0.88424 | 0.06865 | 1.0462 | -0.72704 | 0.088547 | -0.72108 | 0.094515 | 0 | 0 | 0 | 0 | -0.88308 | 0
163 | SCE | SCE-13-L-003D | Exterior LED wall-mounted area luminaires | Exterior LED wall-mounted area luminaires | 0 | 0 | 0 | 0 | 0 | 0 | 0 | 0 | 0 | 0 | 0 | 0 | 0 | 0 | 0 | 0 | 0 | 0 | 0 | 0 | 0 | 0 | 0 | 0 | 0 | 0 | 0 | 0 | 0 | 0 | 0 | 0 | 0 | 0 | 0 | 0 | 0 | 0 | 0 | 0 | 0 | 0 | 0 | 0 | 0 | 0 | 0 | 0 | 0 | 0 | 0 | 0 | 0 | 0 | 0 | 0 | 0 | 0 | 0 | 0 | 0 | 0 | 0 | 0 | 0 | 0 | 0 | 0 | 0 | 0 | 0 | 0 | 0 | 0 | 0 | 0 | 0 | 0 | 0 | 0 | 0 | 0 | 0 | 0 | 0 | 0 | 0 | 0 | 0 | 0 | 0 | 0 | 0 | 0 | 0 | 0 | 0
164 | SCE | SCE-13-L-003D | Exterior LED Retrofit Kits | Exterior LED Retrofit Kits | 0 | 0 | 0 | 0 | 0 | 0 | 0 | 0 | 0 | 0 | 0 | 0 | 0 | 0 | 0 | 0 | 0 | 0 | 0 | 0 | 0 | 0 | 0 | 0 | 0 | 0 | 0 | 0 | 0 | 0 | 0 | 0 | 0 | 0 | 0 | 0 | 0 | 0 | 0 | 0 | 0 | 0 | 0 | 0 | 0 | 0 | 0 | 0 | 0 | 0 | 0 | 0 | 0 | 0 | 0 | 0 | 0 | 0 | 0 | 0 | 0 | 0 | 0 | 0 | 0 | 0 | 0 | 0 | 0 | 0 | 0 | 0 | 0 | 0 | 0 | 0 | 0 | 0 | 0 | 0 | 0 | 0 | 0 | 0 | 0 | 0 | 0 | 0 | 0 | 0 | 0 | 0 | 0 | 0 | 0 | 0 | 0
165 | SCE | SCE-13-L-003D | 223 to 260 Watt Street Light LED replacing 400 Watt High Pressure Sodium | 223 to 260 Watt Street Light LED replacing 400 Watt High Pressure Sodium | 0.041594 | 0.042133 | 5375.3414 | 0 | 129234.1393 | 127581.2858 | 1.2541 | 2.0411 | 4286.3586 | 2633.505 | -123858.7979 | -122205.9443 | 9067.7004 | 0 | 136648.9862 | 0.039337 | 11479.3809 | 1.1199 | 0 | 7461.5976 | 0.72796 | 0 | 11479.3809 | 1.1199 | 0 | 11479.3809 | 1.1199 | 0 | 7461.5976 | 0.72796 | 0 | 137752.5708 | 0 | 89539.171 | 0 | 0.89404 | 0 | 1.3754 | 0 | 10.7285 | 0 | 16.5054 | 0 | 0.80455 | 0 | 1.2378 | 0 | 9.6546 | 0 | 14.8532 | 0 | 0.73127 | 0.47533 | 8.7753 | 5.7039 | 1 | 124947.7808 | 2840.8224 | 127788.6032 | 8545.2831 | 22665.7105 | 1925.3763 | 76080.5781 | 0 | 0 | 15730.8328 | 0 | 0 | 0 | 0 | 0 | 2840.8224 | 0 | 5365.3302 | 0 | 1514.7047 | 87918.9571 | 57147.3221 | 0 | 0 | 0.094061 | 0 | 2.2614 | 0.075005 | 2.2325 | 0.046083 | 2.3912 | -2.1674 | 0.019056 | -2.1384 | 0.047978 | 0 | 0 | 0 | 0 | -2.2971 | 0
166 | SCE | SCE-13-L-003E | New Construction - Above Code Systems Design - Parking Lot Lighting (Lighting Zone 3) | New Construction - Above Code Systems Design - Parking Lot Lighting (Lighting Zone 3) | 0.61413 | 0.63699 | 14521.8322 | 0 | 23646.1238 | 22797.4683 | 3.2992 | 4.0873 | 4401.5941 | 3552.9385 | -9124.2916 | -8275.6361 | 18596.1517 | 0 | 41393.62 | 0.35082 | 20234.556 | 0 | 0 | 13152.4619 | 0 | 0 | 22482.84 | 0 | 0 | 20234.556 | 0 | 0 | 13152.4619 | 0 | 0 | 303518.34 | 0 | 197286.9282 | 0 | 1.6481 | 0 | 2.5356 | 0 | 24.722 | 0 | 38.0339 | 0 | 1.708 | 0 | 2.6277 | 0 | 25.6198 | 0 | 39.4151 | 0 | 1.382 | 0.89831 | 20.7303 | 13.4747 | 0.074135 | 19244.5298 | 3832.6365 | 23077.1663 | 1525.5075 | 1882.1625 | 40.3833 | 14824.6328 | 0 | 0 | 971.8436 | 0 | 0 | 0 | 0 | 0 | 3832.6365 | 0 | 4946.2248 | 0 | 668.153 | 176596.2585 | 114787.5723 | 0 | 0 | 0.12651 | 0 | 0.206 | 0.038346 | 0.19861 | 0.030952 | 0.36061 | -0.079488 | 0.088165 | -0.072095 | 0.095558 | 0 | 0 | 0 | 0 | -0.2341 | 0
167 | SCE | SCE-13-L-003E | Exterior LED fixture replacements (utilizing approved luminaries) | Exterior LED fixture replacements (utilizing approved luminaries) | 0 | 0 | 0 | 0 | 0 | 0 | 0 | 0 | 0 | 0 | 0 | 0 | 0 | 0 | 0 | 0 | 0 | 0 | 0 | 0 | 0 | 0 | 0 | 0 | 0 | 0 | 0 | 0 | 0 | 0 | 0 | 0 | 0 | 0 | 0 | 0 | 0 | 0 | 0 | 0 | 0 | 0 | 0 | 0 | 0 | 0 | 0 | 0 | 0 | 0 | 0 | 0 | 0 | 0 | 0 | 0 | 0 | 0 | 0 | 0 | 0 | 0 | 0 | 0 | 0 | 0 | 0 | 0 | 0 | 0 | 0 | 0 | 0 | 0 | 0 | 0 | 0 | 0 | 0 | 0 | 0 | 0 | 0 | 0 | 0 | 0 | 0 | 0 | 0 | 0 | 0 | 0 | 0 | 0 | 0 | 0 | 0
168 | SCE | SCE-13-L-003E | New Construction - Above Code Systems Design - Air-Cooled Package A/C | New Construction - Above Code Systems Design - Air-Cooled Package A/C | 0.62096 | 0.61781 | 62156.5122 | 0 | 100096.8521 | 100607.4833 | 3.5065 | 3.4083 | 17726.196 | 18236.8272 | -37940.3399 | -38450.9712 | 65086.5309 | 0 | 165694.0142 | 0.37513 | 70820.946 | 20.2346 | 0 | 46033.6166 | 13.1525 | 0 | 78689.94 | 22.4828 | 0 | 70820.946 | 20.2346 | 0 | 46033.6166 | 13.1525 | 0 | 1062314.19 | 0 | 690504.2488 | 0 | 4.7832 | 0 | 7.3587 | 0 | 71.7473 | 0 | 110.3804 | 0 | 6.3451 | 0 | 9.7616 | 0 | 95.1759 | 0 | 146.4245 | 0 | 4.9549 | 3.2207 | 74.3231 | 48.31 | 0.31732 | 82370.6561 | 19672.485 | 102043.1411 | 6529.4947 | 8056.0534 | 172.8493 | 63452.5627 | 0 | 0 | 4159.696 | 0 | 0 | 0 | 0 | 0 | 19672.485 | 0 | 17311.7868 | 0 | -1416.419 | 618086.9049 | 401756.5029 | 0 | 0 | 0.15471 | 0 | 0.24915 | 0.044122 | 0.25042 | 0.045393 | 0.41242 | -0.094436 | 0.11059 | -0.095707 | 0.10932 | 0 | 0 | 0 | 0 | -0.25771 | 0
169 | SCE | SCE-13-L-003E | New Construction - Above Code Systems Design - Lighting | New Construction - Above Code Systems Design - Lighting | 0.59948 | 0.63348 | 18507.8567 | 0 | 30873.2796 | 29216.3335 | 2.9163 | 3.9467 | 6346.4159 | 4689.4699 | -12365.4229 | -10708.4768 | 23975.278 | 0 | 53191.6115 | 0.34795 | 30351.834 | 15.1759 | 0 | 19728.6928 | 9.8643 | 0 | 33724.26 | 16.8621 | 0 | 30351.834 | 15.1759 | 0 | 19728.6928 | 9.8643 | 0 | 364222.008 | 0 | 236744.3139 | 0 | 2.4722 | 0 | 3.8034 | 0 | 29.6665 | 0 | 45.6407 | 0 | 2.562 | 0 | 3.9415 | 0 | 30.7438 | 0 | 47.2981 | 0 | 2.073 | 1.3475 | 24.8763 | 16.1696 | 0.094485 | 24526.8637 | 5058.639 | 29585.5027 | 1944.2364 | 2398.7878 | 51.468 | 18893.7715 | 0 | 0 | 1238.6 | 0 | 0 | 0 | 0 | 0 | 5058.639 | 0 | 7419.3372 | 0 | 1416.419 | 232460.4101 | 151099.2721 | 0 | 0 | 0.12249 | 0 | 0.20432 | 0.042002 | 0.19336 | 0.031036 | 0.35203 | -0.081836 | 0.080486 | -0.07087 | 0.091452 | 0 | 0 | 0 | 0 | -0.22954 | 0
170 | SCE | SCE-13-L-003E | New Construction - Above Code Comprehensive Design - Overall Building Performance | New Construction - Above Code Comprehensive Design - Overall Building Performance | 0.53698 | 0.52758 | 15420.1848 | 0 | 28716.6806 | 29228.2967 | 1.862 | 1.7536 | 8281.6417 | 8793.2579 | -13296.4958 | -13808.1119 | 24447.9392 | 0 | 53676.2359 | 0.28728 | 25529.58 | 17.0197 | 0 | 16594.2276 | 11.0628 | 0 | 28366.2 | 18.9108 | 0 | 25529.58 | 17.0197 | 0 | 16594.2276 | 11.0628 | 0 | 408473.28 | 0 | 265507.6417 | 0 | 1.7384 | 0 | 2.6745 | 0 | 27.8144 | 0 | 42.7914 | 0 | 1.9935 | 0 | 3.0669 | 0 | 31.8959 | 0 | 49.0707 | 0 | 1.6919 | 1.0997 | 27.0697 | 17.5953 | 0.078722 | 20435.0388 | 9485.4895 | 29920.5283 | 1619.8788 | 1998.5972 | 42.8816 | 15741.7173 | 0 | 0 | 1031.964 | 0 | 0 | 0 | 0 | 0 | 9485.4895 | 0 | 7906.7718 | 0 | -947.2307 | 230641.2829 | 149916.8394 | 0 | 0 | 0.10286 | 0 | 0.19155 | 0.055242 | 0.19496 | 0.058654 | 0.35804 | -0.088692 | 0.047617 | -0.092105 | 0.044204 | 0 | 0 | 0 | 0 | -0.25518 | 0
171 | SCE | SCE-13-L-003E | Variable Speed Drive on Condenser Water Pump Control | Variable Speed Drive on Condenser Water Pump Control | 0.56839 | 0.58059 | 85276.059 | 0 | 150029.8578 | 146877.3878 | 2.3035 | 2.5179 | 37020.8635 | 33868.3935 | -64753.7988 | -61601.3288 | 87978.1836 | 0 | 234855.5713 | 0.3631 | 95729.4594 | 15.5196 | 0 | 62224.1486 | 10.0877 | 0 | 95729.4594 | 15.5196 | 0 | 95729.4594 | 15.5196 | 0 | 62224.1486 | 10.0877 | 0 | 1435941.8907 | 0 | 933362.229 | 0 | 6.3001 | 0 | 9.6924 | 0 | 94.5009 | 0 | 145.386 | 0 | 8.5905 | 0 | 13.2162 | 0 | 128.858 | 0 | 198.2431 | 0 | 6.702 | 4.3563 | 100.5302 | 65.3446 | 0.43534 | 113008.9943 | 36534.615 | 149543.6093 | 8958.1857 | 11052.5585 | 237.1418 | 87054.1846 | 0 | 0 | 5706.9238 | 0 | 0 | 0 | 0 | 0 | 36534.615 | 0 | 38956.0169 | 0 | 1452.8411 | 835474.935 | 543058.7078 | 0 | 0 | 0.15703 | 0 | 0.27627 | 0.068171 | 0.27046 | 0.062366 | 0.43247 | -0.11924 | 0.088858 | -0.11343 | 0.094663 | 0 | 0 | 0 | 0 | -0.27544 | 0
172 | SCE | SCE-13-L-003F | Chilled water reset | Chilled water reset | 0.48252 | 0.56221 | 15640.3895 | 0 | 32413.7509 | 27819.5432 | 1.2449 | 1.9626 | 12563.3263 | 7969.1185 | -16773.3615 | -12179.1537 | 16234.2797 | 0 | 44053.8229 | 0.35503 | 32236.768 | 5.2264 | 0 | 20953.9 | 3.3971 | 0 | 35818.6311 | 5.8071 | 0 | 32236.768 | 5.2264 | 0 | 20953.9 | 3.3971 | 0 | 215986.3394 | 0 | 140391.1257 | 0 | 2.1772 | 0 | 3.3496 | 0 | 14.5874 | 0 | 22.4422 | 0 | 2.8882 | 0 | 4.4434 | 0 | 19.3509 | 0 | 29.7706 | 0 | 2.2554 | 1.466 | 15.1111 | 9.8222 | 0.046954 | 19850.4246 | 8596.4715 | 28446.8961 | 1836.4418 | 2053.6025 | 0 | 15960.3803 | 0 | 0 | 0 | 0 | 0 | 0 | 0 | 0 | 8596.4715 | 0 | 15559.6312 | 0 | 4177.896 | 163901.5715 | 106536.0254 | 0 | 0 | 0.14681 | 0 | 0.30425 | 0.11793 | 0.26113 | 0.074802 | 0.41351 | -0.15744 | 0.028883 | -0.11432 | 0.072006 | 0 | 0 | 0 | 0 | -0.2667 | 0
173 | SCE | SCE-13-L-003F | Hot water pump motor - VFD | Hot water pump motor - VFD | 0.29384 | 0.41893 | 978.4882 | 0 | 3329.9973 | 2335.6754 | 0.4686 | 0.89458 | 2088.1225 | 1093.8006 | -2351.5091 | -1357.1872 | 1741.1622 | 0 | 4076.8376 | 0.24001 | 4424.6544 | 0.7885 | 0 | 2876.0255 | 0.51253 | 0 | 4916.2827 | 0.87612 | 0 | 4424.6544 | 0.7885 | 0 | 2876.0255 | 0.51253 | 0 | 22123.2722 | 0 | 14380.1274 | 0 | 0.29857 | 0 | 0.45934 | 0 | 1.4929 | 0 | 2.2967 | 0 | 0.37435 | 0 | 0.57593 | 0 | 1.8718 | 0 | 2.8796 | 0 | 0.30248 | 0.19661 | 1.5124 | 0.98307 | 0.0029375 | 1241.8749 | 1179.9078 | 2421.7827 | 114.8908 | 128.4767 | 0 | 998.5074 | 0 | 0 | 0 | 0 | 0 | 0 | 0 | 0 | 1179.9078 | 0 | 2739.2962 | 0 | 935.6331 | 17793.8053 | 11565.9739 | 0 | 0 | 0.084601 | 0 | 0.28791 | 0.18054 | 0.20194 | 0.094571 | 0.35249 | -0.20331 | -0.09594 | -0.11734 | -0.00997 | 0 | 0 | 0 | 0 | -0.26788 | 0
174 | SCE | SCE-13-L-003F | Variable Speed Drive on Chilled Water Pump Control | Variable Speed Drive on Chilled Water Pump Control | 0.69441 | 0.68895 | 48078.7228 | 0 | 69236.4835 | 69785.7797 | 5.8518 | 5.4851 | 8216.068 | 8765.3642 | -21157.7607 | -21707.0569 | 47736.6653 | 0 | 117522.445 | 0.4091 | 51942.4794 | 10.7633 | 0 | 33762.6129 | 6.9961 | 0 | 51942.4794 | 10.7633 | 0 | 51942.4794 | 10.7633 | 0 | 33762.6129 | 6.9961 | 0 | 779137.1915 | 0 | 506439.1931 | 0 | 3.4184 | 0 | 5.2591 | 0 | 51.2759 | 0 | 78.886 | 0 | 4.6612 | 0 | 7.1711 | 0 | 69.9179 | 0 | 107.566 | 0 | 3.6365 | 2.3637 | 54.5473 | 35.4558 | 0.14434 | 61020.4155 | 9455.4 | 70475.8155 | 5645.2416 | 6312.7959 | 0 | 49062.378 | 0 | 0 | 0 | 0 | 0 | 0 | 0 | 0 | 9455.4 | 0 | 7816.464 | 0 | -983.3616 | 453325.8613 | 294661.8207 | 0 | 0 | 0.16317 | 0 | 0.23497 | 0.027883 | 0.23683 | 0.029747 | 0.39884 | -0.071804 | 0.13528 | -0.073668 | 0.13342 | 0 | 0 | 0 | 0 | -0.23567 | 0
175 | SCE | SCE-13-L-003F | Exterior LED fixture replacements (utilizing approved luminaries) | Exterior LED fixture replacements (utilizing approved luminaries) | 0 | 0 | 0 | 0 | 0 | 0 | 0 | 0 | 0 | 0 | 0 | 0 | 0 | 0 | 0 | 0 | 0 | 0 | 0 | 0 | 0 | 0 | 0 | 0 | 0 | 0 | 0 | 0 | 0 | 0 | 0 | 0 | 0 | 0 | 0 | 0 | 0 | 0 | 0 | 0 | 0 | 0 | 0 | 0 | 0 | 0 | 0 | 0 | 0 | 0 | 0 | 0 | 0 | 0 | 0 | 0 | 0 | 0 | 0 | 0 | 0 | 0 | 0 | 0 | 0 | 0 | 0 | 0 | 0 | 0 | 0 | 0 | 0 | 0 | 0 | 0 | 0 | 0 | 0 | 0 | 0 | 0 | 0 | 0 | 0 | 0 | 0 | 0 | 0 | 0 | 0 | 0 | 0 | 0 | 0 | 0 | 0
176 | SCE | SCE-13-L-003F | Supply air reset | Supply air reset | 0.37376 | 0.51704 | 38619.9091 | 0 | 103329.0288 | 74693.5815 | 0.71106 | 1.504 | 54313.5234 | 25678.0761 | -64709.1197 | -36073.6724 | 40875.5448 | 0 | 115569.1263 | 0.33417 | 103873.2422 | 11.8718 | 0 | 67517.6099 | 7.7167 | 0 | 115414.7136 | 13.1909 | 0 | 103873.2422 | 11.8718 | 0 | 67517.6099 | 7.7167 | 0 | 519366.2112 | 0 | 337588.0497 | 0 | 7.0155 | 0 | 10.793 | 0 | 35.0773 | 0 | 53.9651 | 0 | 9.3063 | 0 | 14.3174 | 0 | 46.5316 | 0 | 71.5871 | 0 | 7.2673 | 4.7238 | 36.3366 | 23.6188 | 0.11594 | 49015.5054 | 27699.5313 | 76715.0367 | 4534.6196 | 5070.8419 | 0 | 39410.044 | 0 | 0 | 0 | 0 | 0 | 0 | 0 | 0 | 27699.5313 | 0 | 73091.4358 | 0 | 27235.1438 | 417727.5935 | 271522.9457 | 0 | 0 | 0.14223 | 0 | 0.38055 | 0.20003 | 0.27509 | 0.094571 | 0.42563 | -0.23832 | -0.057798 | -0.13286 | 0.047664 | 0 | 0 | 0 | 0 | -0.2834 | 0
177 | SCE | SCE-13-L-003F | HVAC - energy management system (EMS) | HVAC - energy management system (EMS) | 0.53877 | 0.56566 | 165314.4166 | 0 | 306835.9195 | 292250.4755 | 1.7039 | 2.0053 | 97022.6427 | 82437.1988 | -141521.5029 | -126936.059 | 174969.7758 | 0 | 467220.2513 | 0.35383 | 444634.5118 | 124.17 | 0 | 289012.4432 | 80.7105 | 0 | 494038.3464 | 137.9666 | 0 | 444634.5118 | 124.17 | 0 | 289012.4432 | 80.7105 | 0 | 2223172.5588 | 0 | 1445062.2162 | 0 | 30.03 | 0 | 46.2 | 0 | 150.1501 | 0 | 231.0001 | 0 | 39.8361 | 0 | 61.2864 | 0 | 199.1807 | 0 | 306.4319 | 0 | 31.1081 | 20.2203 | 155.5407 | 101.1014 | 0.49629 | 209813.2768 | 88926.9024 | 298740.1791 | 19410.6616 | 21705.9877 | 0 | 168696.6275 | 0 | 0 | 0 | 0 | 0 | 0 | 0 | 0 | 88926.9024 | 0 | 106291.992 | 0 | 10419.0542 | 1788103.467 | 1162267.2962 | 0 | 0 | 0.14223 | 0 | 0.264 | 0.083477 | 0.25145 | 0.070928 | 0.40199 | -0.12176 | 0.058757 | -0.10921 | 0.071307 | 0 | 0 | 0 | 0 | -0.25976 | 0
178 | SCE | SCE-13-L-003F | Adjust condenser water reset retrocommissioning | Adjust condenser water reset retrocommissioning | 0.51158 | 0.60284 | 64088.3114 | 0 | 125274.1608 | 106310.4225 | 1.4587 | 2.5665 | 43934.7417 | 24971.0034 | -61185.8494 | -42222.1111 | 66521.8456 | 0 | 172832.2681 | 0.37081 | 101012.9837 | 13.3813 | 0 | 85861.0374 | 11.3741 | 0 | 112236.6486 | 14.8681 | 0 | 101012.9837 | 13.3813 | 0 | 85861.0374 | 11.3741 | 0 | 676786.9718 | 0 | 575268.9341 | 0 | 8.9214 | 0 | 10.4958 | 0 | 59.7737 | 0 | 70.322 | 0 | 11.8347 | 0 | 13.9232 | 0 | 79.2924 | 0 | 93.2852 | 0 | 7.0672 | 6.0071 | 47.3503 | 40.2478 | 0.1924 | 81339.4191 | 26936.7957 | 108276.2148 | 7525.0335 | 8414.8747 | 0 | 65399.5109 | 0 | 0 | 0 | 0 | 0 | 0 | 0 | 0 | 26936.7957 | 0 | 49418.8906 | 0 | 17985.6762 | 513580.8521 | 436543.7304 | 0 | 0 | 0.14681 | 0 | 0.28697 | 0.10064 | 0.24353 | 0.057202 | 0.39591 | -0.14016 | 0.046166 | -0.096719 | 0.089607 | 0 | 0 | 0 | 0 | -0.2491 | 0
179 | SCE | SCE-13-L-003F | Day lighting controls | Day lighting controls | 0.68694 | 0.58003 | 380.8975 | 0 | 554.4855 | 656.6884 | 5.3603 | 2.1984 | 71.0591 | 173.262 | -173.588 | -275.7909 | 652.4673 | 0 | 1309.1557 | 0.29095 | 1121.4104 | 0 | 0 | 728.9168 | 0 | 0 | 1246.0116 | 0 | 0 | 1121.4104 | 0 | 0 | 728.9168 | 0 | 0 | 8971.2835 | 0 | 5831.3345 | 0 | 0.079054 | 0 | 0.12162 | 0 | 0.63243 | 0 | 0.97297 | 0 | 0.091642 | 0 | 0.14099 | 0 | 0.73314 | 0 | 1.1279 | 0 | 0.075475 | 0.049059 | 0.6038 | 0.39247 | 0.0011435 | 483.4264 | 186.9017 | 670.3281 | 44.7237 | 50.0123 | 0 | 388.6904 | 0 | 0 | 0 | 0 | 0 | 0 | 0 | 0 | 186.9017 | 0 | 2.9114 | 0 | -110.3942 | 6517.3679 | 4236.2893 | 0 | 0 | 0.089913 | 0 | 0.13089 | 0.016774 | 0.15502 | 0.040899 | 0.30903 | -0.040976 | 0.073139 | -0.065102 | 0.049014 | 0 | 0 | 0 | 0 | -0.21912 | 0
180 | SCE | SCE-13-L-003F | Exterior lighting controls - occupancy sensors | Exterior lighting controls - occupancy sensors | 0 | 0 | 0 | 0 | 0 | 0 | 0 | 0 | 0 | 0 | 0 | 0 | 0 | 0 | 0 | 0 | 0 | 0 | 0 | 0 | 0 | 0 | 0 | 0 | 0 | 0 | 0 | 0 | 0 | 0 | 0 | 0 | 0 | 0 | 0 | 0 | 0 | 0 | 0 | 0 | 0 | 0 | 0 | 0 | 0 | 0 | 0 | 0 | 0 | 0 | 0 | 0 | 0 | 0 | 0 | 0 | 0 | 0 | 0 | 0 | 0 | 0 | 0 | 0 | 0 | 0 | 0 | 0 | 0 | 0 | 0 | 0 | 0 | 0 | 0 | 0 | 0 | 0 | 0 | 0 | 0 | 0 | 0 | 0 | 0 | 0 | 0 | 0 | 0 | 0 | 0 | 0 | 0 | 0 | 0 | 0 | 0
181 | SCE | SCE-13-L-003F | Exterior LED Retrofit Kits | Exterior LED Retrofit Kits | 0 | 0 | 0 | 0 | 0 | 0 | 0 | 0 | 0 | 0 | 0 | 0 | 0 | 0 | 0 | 0 | 0 | 0 | 0 | 0 | 0 | 0 | 0 | 0 | 0 | 0 | 0 | 0 | 0 | 0 | 0 | 0 | 0 | 0 | 0 | 0 | 0 | 0 | 0 | 0 | 0 | 0 | 0 | 0 | 0 | 0 | 0 | 0 | 0 | 0 | 0 | 0 | 0 | 0 | 0 | 0 | 0 | 0 | 0 | 0 | 0 | 0 | 0 | 0 | 0 | 0 | 0 | 0 | 0 | 0 | 0 | 0 | 0 | 0 | 0 | 0 | 0 | 0 | 0 | 0 | 0 | 0 | 0 | 0 | 0 | 0 | 0 | 0 | 0 | 0 | 0 | 0 | 0 | 0 | 0 | 0 | 0
182 | SCE | SCE-13-L-003G | Constant air volume to variable air volume conversions [RET ONLY] | Constant air volume to variable air volume conversions [RET ONLY] | 0.21407 | 0.7122 | 84849.3663 | 0 | 396354.6324 | 119137.3673 | 0.2287 | 0.90468 | 371006.6624 | 93789.3973 | -311505.2661 | -34288.001 | 103218.9923 | 0 | 222356.3596 | 0.38159 | 379397.925 | 40.9981 | 0 | 246608.6603 | 26.6487 | 0 | 421553.25 | 45.5534 | 0 | 379397.925 | 40.9981 | 0 | 246608.6603 | 26.6487 | 0 | 1252013.1344 | 0 | 813808.5672 | 0 | 25.624 | 0 | 39.4216 | 0 | 84.5593 | 0 | 130.0912 | 0 | 33.9914 | 0 | 52.2945 | 0 | 112.1716 | 0 | 172.5717 | 0 | 26.544 | 17.2536 | 87.5951 | 56.9368 | 0.020526 | 25347.9701 | 101172.78 | 126520.7501 | 2947.666 | 0 | 1171.9879 | 21228.3161 | 0 | 0 | 0 | 0 | 0 | 0 | 0 | 0 | 101172.78 | 0 | 553452.7647 | 0 | 271368.0016 | 1068696.8875 | 694653.0024 | 0 | 0 | 0.12215 | 0 | 0.57058 | 0.53409 | 0.17151 | 0.13502 | 0.3201 | -0.44843 | -0.41194 | -0.04936 | -0.01287 | 0 | 0 | 0 | 0 | -0.19795 | 0
183 | SCE | SCE-13-L-003G | New Construction - Above Code Systems Design - Parking Lot Lighting (Lighting Zone 3) | New Construction - Above Code Systems Design - Parking Lot Lighting (Lighting Zone 3) | 1.6569 | 1.8856 | 119410.521 | 0 | 72068.1693 | 63327.3297 | 3.2809 | 4.3179 | 36395.3712 | 27654.5316 | 47342.3517 | 56083.1913 | 158067.2893 | 0 | 221394.6191 | 0.53936 | 171993.726 | 0 | 0 | 111795.926 | 0 | 0 | 191104.14 | 0 | 0 | 171993.726 | 0 | 0 | 111795.926 | 0 | 0 | 2579905.89 | 0 | 1676938.89 | 0 | 14.0092 | 0 | 21.5526 | 0 | 210.1374 | 0 | 323.2883 | 0 | 14.5179 | 0 | 22.3352 | 0 | 217.7683 | 0 | 335.0281 | 0 | 11.7471 | 7.6356 | 176.2072 | 114.5347 | 0.028886 | 35672.7981 | 29831.5793 | 65504.3774 | 4148.3202 | 0 | 1649.3664 | 29875.1116 | 0 | 0 | 0 | 0 | 0 | 0 | 0 | 0 | 29831.5793 | 0 | 42042.9108 | 0 | 7326.7992 | 1501068.1976 | 975694.3643 | 0 | 0 | 0.12239 | 0 | 0.073863 | 0.037302 | 0.064905 | 0.028343 | 0.22691 | 0.048522 | 0.085083 | 0.05748 | 0.094042 | 0 | 0 | 0 | 0 | -0.10452 | 0
184 | SCE | SCE-13-L-003G | Exterior LED fixture replacements (utilizing approved luminaries) | Exterior LED fixture replacements (utilizing approved luminaries) | 0 | 0 | 0 | 0 | 0 | 0 | 0 | 0 | 0 | 0 | 0 | 0 | 0 | 0 | 0 | 0 | 0 | 0 | 0 | 0 | 0 | 0 | 0 | 0 | 0 | 0 | 0 | 0 | 0 | 0 | 0 | 0 | 0 | 0 | 0 | 0 | 0 | 0 | 0 | 0 | 0 | 0 | 0 | 0 | 0 | 0 | 0 | 0 | 0 | 0 | 0 | 0 | 0 | 0 | 0 | 0 | 0 | 0 | 0 | 0 | 0 | 0 | 0 | 0 | 0 | 0 | 0 | 0 | 0 | 0 | 0 | 0 | 0 | 0 | 0 | 0 | 0 | 0 | 0 | 0 | 0 | 0 | 0 | 0 | 0 | 0 | 0 | 0 | 0 | 0 | 0 | 0 | 0 | 0 | 0 | 0 | 0
185 | SCE | SCE-13-L-003G | Exterior LED wall-mounted area luminaires | Exterior LED wall-mounted area luminaires | 0 | 0 | 0 | 0 | 0 | 0 | 0 | 0 | 0 | 0 | 0 | 0 | 0 | 0 | 0 | 0 | 0 | 0 | 0 | 0 | 0 | 0 | 0 | 0 | 0 | 0 | 0 | 0 | 0 | 0 | 0 | 0 | 0 | 0 | 0 | 0 | 0 | 0 | 0 | 0 | 0 | 0 | 0 | 0 | 0 | 0 | 0 | 0 | 0 | 0 | 0 | 0 | 0 | 0 | 0 | 0 | 0 | 0 | 0 | 0 | 0 | 0 | 0 | 0 | 0 | 0 | 0 | 0 | 0 | 0 | 0 | 0 | 0 | 0 | 0 | 0 | 0 | 0 | 0 | 0 | 0 | 0 | 0 | 0 | 0 | 0 | 0 | 0 | 0 | 0 | 0 | 0 | 0 | 0 | 0 | 0 | 0
186 | SCE | SCE-13-L-003G | New Construction - Above Code Comprehensive Design - Overall Building Performance | New Construction - Above Code Comprehensive Design - Overall Building Performance | 1.1394 | 1.0312 | 256851.6642 | 0 | 225433.6269 | 249073.9152 | 1.7273 | 1.4904 | 148701.5477 | 172341.836 | 31418.0373 | 7777.749 | 407465.6536 | 0 | 656539.5688 | 0.39122 | 425493 | 124.3872 | 0 | 276570.4601 | 80.8517 | 0 | 472770 | 138.208 | 0 | 425493 | 124.3872 | 0 | 276570.4601 | 80.8517 | 0 | 6807888 | 0 | 4425127.3623 | 0 | 28.9733 | 0 | 44.5743 | 0 | 463.5731 | 0 | 713.1893 | 0 | 33.2249 | 0 | 51.1153 | 0 | 531.599 | 0 | 817.8446 | 0 | 28.1976 | 18.3284 | 451.1612 | 293.2548 | 0.062134 | 76732.0792 | 185909.1023 | 262641.1815 | 8923.0239 | 0 | 3547.782 | 64261.2733 | 0 | 0 | 0 | 0 | 0 | 0 | 0 | 0 | 185909.1023 | 0 | 132375.6 | 0 | -32120.1027 | 3844021.3816 | 2498613.9897 | 0 | 0 | 0.1028 | 0 | 0.090223 | 0.059514 | 0.099685 | 0.068975 | 0.26276 | 0.012574 | 0.043284 | 0.0031128 | 0.033823 | 0 | 0 | 0 | 0 | -0.15996 | 0
187 | SCE | SCE-13-L-003G | Lighting controls - energy management system (EMS) | Lighting controls - energy management system (EMS) | 1.0392 | 0.97416 | 34365.1828 | 0 | 33069.2758 | 35276.7891 | 1.507 | 1.374 | 22802.9926 | 25010.5059 | 1295.907 | -911.6064 | 58865.0929 | 0 | 94141.882 | 0.36504 | 101172.78 | 1.7314 | 0 | 65762.3094 | 1.1254 | 0 | 112414.2 | 1.9238 | 0 | 101172.78 | 1.7314 | 0 | 65762.3094 | 1.1254 | 0 | 809382.24 | 0 | 526098.4753 | 0 | 7.1322 | 0 | 10.9726 | 0 | 57.0577 | 0 | 87.781 | 0 | 8.2679 | 0 | 12.7198 | 0 | 66.1429 | 0 | 101.7583 | 0 | 6.8093 | 4.426 | 54.4742 | 35.4082 | 0.0083131 | 10266.2832 | 26979.408 | 37245.6912 | 1193.8461 | 0 | 474.6715 | 8597.7656 | 0 | 0 | 0 | 0 | 0 | 0 | 0 | 0 | 26979.408 | 0 | 21240.5377 | 0 | -3443.3223 | 587991.8724 | 382194.7311 | 0 | 0 | 0.089915 | 0 | 0.086525 | 0.059663 | 0.092301 | 0.065439 | 0.24632 | 0.0033907 | 0.030252 | -0.0023852 | 0.024476 | 0 | 0 | 0 | 0 | -0.1564 | 0
188 | SCE | SCE-13-L-003G | Tie Into Central Plant | Tie Into Central Plant | 0.34655 | 1.0484 | 100215.5174 | 0 | 289176.9921 | 95591.0449 | 0.38658 | 1.5265 | 259238.5253 | 65652.5781 | -188961.4747 | 4624.4725 | 104508.7992 | 0 | 200099.8441 | 0.50083 | 265578.5475 | 30.3042 | 0 | 172626.0622 | 19.6978 | 0 | 295087.275 | 33.6714 | 0 | 265578.5475 | 30.3042 | 0 | 172626.0622 | 19.6978 | 0 | 1327892.7375 | 0 | 863130.311 | 0 | 17.9368 | 0 | 27.5951 | 0 | 89.6841 | 0 | 137.9755 | 0 | 23.794 | 0 | 36.6061 | 0 | 118.9699 | 0 | 183.0306 | 0 | 18.5808 | 12.0775 | 92.9039 | 60.3875 | 0.024243 | 29938.4668 | 70820.946 | 100759.4128 | 3481.486 | 0 | 1384.234 | 25072.7468 | 0 | 0 | 0 | 0 | 0 | 0 | 0 | 0 | 70820.946 | 0 | 386643.3443 | 0 | 189493.4465 | 1068027.5799 | 694217.9524 | 0 | 0 | 0.14436 | 0 | 0.41655 | 0.37343 | 0.1377 | 0.094571 | 0.28824 | -0.27219 | -0.22907 | 0.0066614 | 0.049787 | 0 | 0 | 0 | 0 | -0.14388 | 0
189 | SCE | SCE-13-L-003G | Day lighting controls | Day lighting controls | 1.6824 | 0.97433 | 137494.3124 | 0 | 81725.055 | 141117.1887 | 3.3824 | 1.3744 | 40649.8901 | 100042.0238 | 55769.2574 | -3622.8763 | 235460.3716 | 0 | 376577.5603 | 0.36512 | 404691.12 | 71.1379 | 0 | 263049.2376 | 46.2397 | 0 | 449656.8 | 79.0421 | 0 | 404691.12 | 71.1379 | 0 | 263049.2376 | 46.2397 | 0 | 3237528.96 | 0 | 2104393.9012 | 0 | 28.5288 | 0 | 43.8905 | 0 | 228.2307 | 0 | 351.1241 | 0 | 33.0715 | 0 | 50.8792 | 0 | 264.5716 | 0 | 407.0333 | 0 | 27.2371 | 17.7041 | 217.8969 | 141.633 | 0.033261 | 41075.1649 | 107917.632 | 148992.7969 | 4776.5509 | 0 | 1899.15 | 34399.464 | 0 | 0 | 0 | 0 | 0 | 0 | 0 | 0 | 107917.632 | 0 | 1050.6479 | 0 | -64120.193 | 2351967.4897 | 1528778.9244 | 0 | 0 | 0.089937 | 0 | 0.053458 | 0.02659 | 0.092307 | 0.065439 | 0.24633 | 0.03648 | 0.063348 | -0.0023698 | 0.024498 | 0 | 0 | 0 | 0 | -0.15639 | 0
190 | SCE | SCE-13-L-003G | >1450 Ton Water Cooled Centrifugal Chiller | >1450 Ton Water Cooled Centrifugal Chiller | 1.8118 | 1.8985 | 3400651.9611 | 0 | 1876971.5684 | 1791239.2714 | 3.9494 | 4.3861 | 861057.9811 | 775325.6842 | 1523680.3927 | 1609412.6896 | 3321056.9865 | 0 | 5112296.2579 | 0.66519 | 3136356.18 | 357.8786 | 0 | 1975904.3411 | 225.4635 | 0 | 3484840.2 | 397.6429 | 0 | 3136356.18 | 357.8786 | 0 | 1975904.3411 | 225.4635 | 0 | 62695760.0382 | 0 | 39498327.7777 | 0 | 200.056 | 0 | 317.5493 | 0 | 3999.1203 | 0 | 6347.8101 | 0 | 272.7891 | 0 | 432.9986 | 0 | 5453.0549 | 0 | 8655.6429 | 0 | 219.576 | 138.3329 | 4389.3242 | 2765.2742 | 0.82264 | 1015913.5873 | 836361.648 | 1852275.2353 | 118138.6111 | 0 | 46971.7486 | 850803.2277 | 0 | 0 | 0 | 0 | 0 | 0 | 0 | 0 | 836361.648 | 0 | 916779.6154 | 0 | 46642.4198 | 31540009.2046 | 19870205.2725 | 0 | 0 | 0.17114 | 0 | 0.094462 | 0.043334 | 0.090147 | 0.03902 | 0.25728 | 0.076682 | 0.12781 | 0.080996 | 0.13212 | 0 | 0 | 0 | 0 | -0.086141 | 0
191 | SCE | SCE-13-L-003G | Exterior LED Retrofit Kits | Exterior LED Retrofit Kits | 0 | 0 | 0 | 0 | 0 | 0 | 0 | 0 | 0 | 0 | 0 | 0 | 0 | 0 | 0 | 0 | 0 | 0 | 0 | 0 | 0 | 0 | 0 | 0 | 0 | 0 | 0 | 0 | 0 | 0 | 0 | 0 | 0 | 0 | 0 | 0 | 0 | 0 | 0 | 0 | 0 | 0 | 0 | 0 | 0 | 0 | 0 | 0 | 0 | 0 | 0 | 0 | 0 | 0 | 0 | 0 | 0 | 0 | 0 | 0 | 0 | 0 | 0 | 0 | 0 | 0 | 0 | 0 | 0 | 0 | 0 | 0 | 0 | 0 | 0 | 0 | 0 | 0 | 0 | 0 | 0 | 0 | 0 | 0 | 0 | 0 | 0 | 0 | 0 | 0 | 0 | 0 | 0 | 0 | 0 | 0 | 0
3 | SCE | SCE-13-PB | Non-Resource | Non-Resource | 0 | 0 | 0 | 0 | 18490560 | 18490560 | 0 | 0 | 0 | 0 | -18490560 | -18490560 | 0 | 0 | 18490560 | 0 | 0 | 0 | 0 | 0 | 0 | 0 | 0 | 0 | 0 | 0 | 0 | 0 | 0 | 0 | 0 | 0 | 0 | 0 | 0 | 0 | 0 | 0 | 0 | 0 | 0 | 0 | 0 | 0 | 0 | 0 | 0 | 0 | 0 | 0 | 0 | 0 | 0 | 0 | 0 | 1 | 18490560 | 0 | 18490560 | 0 | 0 | 0 | 18490560 | 0 | 0 | 0 | 0 | 0 | 0 | 0 | 0 | 0 | 0 | 0 | 0 | 0 | 0 | 0 | 0 | 0 | 0 | 0 | 0 | 0 | 0 | 0 | 0 | 0 | 0 | 0 | 0 | 0 | 0 | 0 | 0 | 0 | 0
192 | SCE | SCE-13-SW-001A | HEES Mail In Survey (2016 Carryover + 2017 Results) | HEES Mail In Survey (2016 Carryover + 2017 Results) | 0.56818 | 0.57685 | 1841621.0461 | 0 | 3241239.3118 | 3192542.8438 | 1.8009 | 1.8909 | 1022625.827 | 973929.3591 | -1399618.2657 | -1350921.7977 | 2566931.3907 | 0 | 5759474.2345 | 0.31976 | 11125854 | 5358.06 | 0 | 6675512.5326 | 3214.8361 | 0 | 11125854 | 5358.06 | 0 | 11125854 | 5358.06 | 0 | 6675512.5326 | 3214.8361 | 0 | 33377562 | 0 | 20026537.5979 | 0 | 890.6471 | 0 | 1484.4118 | 0 | 2671.9413 | 0 | 4453.2354 | 0 | 847.4196 | 0 | 1412.366 | 0 | 2542.2588 | 0 | 4237.098 | 0 | 753.1149 | 451.869 | 2259.3448 | 1355.6069 | 0.23515 | 2218613.4848 | 1050600 | 3269213.4848 | 89984.7815 | 10802.9737 | 200685.334 | 1917140.3956 | 0 | 0 | 0 | 0 | 0 | 0 | 1050600 | 0 | 0 | 0 | 525300 | 525300 | 0 | 28794964.1787 | 17276978.8505 | 0 | 0 | 0.10659 | 0 | 0.1876 | 0.05919 | 0.18479 | 0.056372 | 0.33336 | -0.081011 | 0.047404 | -0.078192 | 0.050222 | 0 | 0 | 0 | 0 | -0.22677 | 0
193 | SCE | SCE-13-SW-001A | Energy Pledge (2016 Results) | Energy Pledge (2016 Results) | 0.83008 | 0.83008 | 191871.0686 | 0 | 231148.3902 | 231148.3902 | 0 | 0 | 0 | 0 | -39277.3216 | -39277.3216 | 269425.9756 | 0 | 500574.3658 | 0.3833 | 1891080 | 1575.9 | 0 | 1985634 | 1654.695 | 0 | 1891080 | 1575.9 | 0 | 1891080 | 1575.9 | 0 | 1985634 | 1654.695 | 0 | 1891080 | 0 | 1985634 | 0 | 264.9234 | 0 | 252.308 | 0 | 264.9234 | 0 | 252.308 | 0 | 252.0653 | 0 | 240.0622 | 0 | 252.0653 | 0 | 240.0622 | 0 | 128.0082 | 134.4086 | 128.0082 | 134.4086 | 0.024499 | 231148.3902 | 0 | 231148.3902 | 9375.1514 | 1125.5183 | 20908.5955 | 199739.125 | 0 | 0 | 0 | 0 | 0 | 0 | 0 | 0 | 0 | 0 | 0 | 0 | 0 | 1753072.8463 | 1840726.4886 | 0 | 0 | 0.10424 | 0 | 0.12557 | 0 | 0.12557 | 0 | 0.27194 | -0.021338 | 0.10424 | -0.021338 | 0.10424 | 0 | 0 | 0 | 0 | -0.16771 | 0
194 | SCE | SCE-13-SW-001A | 10-10-10 Pilot | 10-10-10 Pilot | 0.83008 | 0.83008 | 138147.1694 | 0 | 166426.8409 | 166426.8409 | 0 | 0 | 0 | 0 | -28279.6715 | -28279.6715 | 193986.7024 | 0 | 360413.5434 | 0.3833 | 1361577.6 | 15128.64 | 0 | 1429656.48 | 15885.072 | 0 | 1361577.6 | 15128.64 | 0 | 1361577.6 | 15128.64 | 0 | 1429656.48 | 15885.072 | 0 | 1361577.6 | 0 | 1429656.48 | 0 | 190.7448 | 0 | 181.6617 | 0 | 190.7448 | 0 | 181.6617 | 0 | 181.487 | 0 | 172.8448 | 0 | 181.487 | 0 | 172.8448 | 0 | 92.1659 | 96.7742 | 92.1659 | 96.7742 | 0.017639 | 166426.8409 | 0 | 166426.8409 | 6750.109 | 810.3731 | 15054.1887 | 143812.17 | 0 | 0 | 0 | 0 | 0 | 0 | 0 | 0 | 0 | 0 | 0 | 0 | 0 | 1262212.4493 | 1325323.0718 | 0 | 0 | 0.10424 | 0 | 0.12557 | 0 | 0.12557 | 0 | 0.27194 | -0.021338 | 0.10424 | -0.021338 | 0.10424 | 0 | 0 | 0 | 0 | -0.16771 | 0
195 | SCE | SCE-13-SW-001A | Opower 2 (2017 Pre-Evaluated Results) | Opower 2 (2017 Pre-Evaluated Results) | 0.83008 | 0.83008 | 373082.6334 | 0 | 449455.2032 | 449455.2032 | 0 | 0 | 0 | 0 | -76372.5698 | -76372.5698 | 523883.8415 | 0 | 973339.0447 | 0.3833 | 3677100 | 630.36 | 0 | 3860955 | 661.878 | 0 | 3677100 | 630.36 | 0 | 3677100 | 630.36 | 0 | 3860955 | 661.878 | 0 | 3677100 | 0 | 3860955 | 0 | 515.1287 | 0 | 490.5988 | 0 | 515.1287 | 0 | 490.5988 | 0 | 490.127 | 0 | 466.7876 | 0 | 490.127 | 0 | 466.7876 | 0 | 248.9048 | 261.3501 | 248.9048 | 261.3501 | 0.047637 | 449455.2032 | 0 | 449455.2032 | 18229.4611 | 2188.5077 | 40655.6023 | 388381.632 | 0 | 0 | 0 | 0 | 0 | 0 | 0 | 0 | 0 | 0 | 0 | 0 | 0 | 3408752.7567 | 3579190.3946 | 0 | 0 | 0.10424 | 0 | 0.12557 | 0 | 0.12557 | 0 | 0.27194 | -0.021338 | 0.10424 | -0.021338 | 0.10424 | 0 | 0 | 0 | 0 | -0.16771 | 0
196 | SCE | SCE-13-SW-001A | Opower 3 (2017 Pre-Evaluated Results) | Opower 3 (2017 Pre-Evaluated Results) | 0.83008 | 0.83008 | 298466.1067 | 0 | 359564.1625 | 359564.1625 | 0 | 0 | 0 | 0 | -61098.0558 | -61098.0558 | 419107.0732 | 0 | 778671.2357 | 0.3833 | 2941680 | 420.24 | 0 | 3088764 | 441.252 | 0 | 2941680 | 420.24 | 0 | 2941680 | 420.24 | 0 | 3088764 | 441.252 | 0 | 2941680 | 0 | 3088764 | 0 | 412.103 | 0 | 392.479 | 0 | 412.103 | 0 | 392.479 | 0 | 392.1016 | 0 | 373.4301 | 0 | 392.1016 | 0 | 373.4301 | 0 | 199.1239 | 209.0801 | 199.1239 | 209.0801 | 0.038109 | 359564.1625 | 0 | 359564.1625 | 14583.5689 | 1750.8062 | 32524.4819 | 310705.3056 | 0 | 0 | 0 | 0 | 0 | 0 | 0 | 0 | 0 | 0 | 0 | 0 | 0 | 2727002.2054 | 2863352.3157 | 0 | 0 | 0.10424 | 0 | 0.12557 | 0 | 0.12557 | 0 | 0.27194 | -0.021338 | 0.10424 | -0.021338 | 0.10424 | 0 | 0 | 0 | 0 | -0.16771 | 0
197 | SCE | SCE-13-SW-001A | Opower 4 (2017 Pre-Evaluated Results) | Opower 4 (2017 Pre-Evaluated Results) | 0.83008 | 0.83008 | 298466.1067 | 0 | 359564.1625 | 359564.1625 | 0 | 0 | 0 | 0 | -61098.0558 | -61098.0558 | 419107.0732 | 0 | 778671.2357 | 0.3833 | 2941680 | 420.24 | 0 | 3088764 | 441.252 | 0 | 2941680 | 420.24 | 0 | 2941680 | 420.24 | 0 | 3088764 | 441.252 | 0 | 2941680 | 0 | 3088764 | 0 | 412.103 | 0 | 392.479 | 0 | 412.103 | 0 | 392.479 | 0 | 392.1016 | 0 | 373.4301 | 0 | 392.1016 | 0 | 373.4301 | 0 | 199.1239 | 209.0801 | 199.1239 | 209.0801 | 0.038109 | 359564.1625 | 0 | 359564.1625 | 14583.5689 | 1750.8062 | 32524.4819 | 310705.3056 | 0 | 0 | 0 | 0 | 0 | 0 | 0 | 0 | 0 | 0 | 0 | 0 | 0 | 2727002.2054 | 2863352.3157 | 0 | 0 | 0.10424 | 0 | 0.12557 | 0 | 0.12557 | 0 | 0.27194 | -0.021338 | 0.10424 | -0.021338 | 0.10424 | 0 | 0 | 0 | 0 | -0.16771 | 0
198 | SCE | SCE-13-SW-001A | Opower 5 (New Wave) (2017 Pre-Evaluated Results) | Opower 5 (New Wave) (2017 Pre-Evaluated Results) | 0.83008 | 0.83008 | 746165.2669 | 0 | 898910.4064 | 898910.4064 | 0 | 0 | 0 | 0 | -152745.1395 | -152745.1395 | 1047767.683 | 0 | 1946678.0893 | 0.3833 | 7354200 | 1260.72 | 0 | 7721910 | 1323.756 | 0 | 7354200 | 1260.72 | 0 | 7354200 | 1260.72 | 0 | 7721910 | 1323.756 | 0 | 7354200 | 0 | 7721910 | 0 | 1030.2575 | 0 | 981.1976 | 0 | 1030.2575 | 0 | 981.1976 | 0 | 980.254 | 0 | 933.5752 | 0 | 980.254 | 0 | 933.5752 | 0 | 497.8097 | 522.7002 | 497.8097 | 522.7002 | 0.095273 | 898910.4064 | 0 | 898910.4064 | 36458.9222 | 4377.0154 | 81311.2047 | 776763.264 | 0 | 0 | 0 | 0 | 0 | 0 | 0 | 0 | 0 | 0 | 0 | 0 | 0 | 6817505.5135 | 7158380.7891 | 0 | 0 | 0.10424 | 0 | 0.12557 | 0 | 0.12557 | 0 | 0.27194 | -0.021338 | 0.10424 | -0.021338 | 0.10424 | 0 | 0 | 0 | 0 | -0.16771 | 0
199 | SCE | SCE-13-SW-001A | Opower 6 (New Wave) (2017 Pre-Evaluated Results) | Opower 6 (New Wave) (2017 Pre-Evaluated Results) | 0.83008 | 0.83008 | 746165.2669 | 0 | 898910.4064 | 898910.4064 | 0 | 0 | 0 | 0 | -152745.1395 | -152745.1395 | 1047767.683 | 0 | 1946678.0893 | 0.3833 | 7354200 | 1260.72 | 0 | 7721910 | 1323.756 | 0 | 7354200 | 1260.72 | 0 | 7354200 | 1260.72 | 0 | 7721910 | 1323.756 | 0 | 7354200 | 0 | 7721910 | 0 | 1030.2575 | 0 | 981.1976 | 0 | 1030.2575 | 0 | 981.1976 | 0 | 980.254 | 0 | 933.5752 | 0 | 980.254 | 0 | 933.5752 | 0 | 497.8097 | 522.7002 | 497.8097 | 522.7002 | 0.095273 | 898910.4064 | 0 | 898910.4064 | 36458.9222 | 4377.0154 | 81311.2047 | 776763.264 | 0 | 0 | 0 | 0 | 0 | 0 | 0 | 0 | 0 | 0 | 0 | 0 | 0 | 6817505.5135 | 7158380.7891 | 0 | 0 | 0.10424 | 0 | 0.12557 | 0 | 0.12557 | 0 | 0.27194 | -0.021338 | 0.10424 | -0.021338 | 0.10424 | 0 | 0 | 0 | 0 | -0.16771 | 0
200 | SCE | SCE-13-SW-001A | Opower 2 (2015 -2016 Pre-Evaluated Unclaimed Results) | Opower 2 (2015 -2016 Pre-Evaluated Unclaimed Results) | 0.83008 | 0.83008 | 639570.2287 | 0 | 770494.634 | 770494.634 | 0 | 0 | 0 | 0 | -130924.4053 | -130924.4053 | 898086.5854 | 0 | 1668581.2194 | 0.3833 | 6303600 | 945.54 | 0 | 6618780 | 992.817 | 0 | 6303600 | 945.54 | 0 | 6303600 | 945.54 | 0 | 6618780 | 992.817 | 0 | 6303600 | 0 | 6618780 | 0 | 883.0778 | 0 | 841.0265 | 0 | 883.0778 | 0 | 841.0265 | 0 | 840.2177 | 0 | 800.2074 | 0 | 840.2177 | 0 | 800.2074 | 0 | 426.694 | 448.0287 | 426.694 | 448.0287 | 0.081663 | 770494.634 | 0 | 770494.634 | 31250.5048 | 3751.7275 | 69695.3183 | 665797.0835 | 0 | 0 | 0 | 0 | 0 | 0 | 0 | 0 | 0 | 0 | 0 | 0 | 0 | 5843576.1544 | 6135754.9621 | 0 | 0 | 0.10424 | 0 | 0.12557 | 0 | 0.12557 | 0 | 0.27194 | -0.021338 | 0.10424 | -0.021338 | 0.10424 | 0 | 0 | 0 | 0 | -0.16771 | 0
201 | SCE | SCE-13-SW-001A | Opower 3 (2015 -2016 Pre-Evaluated Unclaimed Results) | Opower 3 (2015 -2016 Pre-Evaluated Unclaimed Results) | 0.83008 | 0.83008 | 959355.3431 | 0 | 1155741.951 | 1155741.951 | 0 | 0 | 0 | 0 | -196386.6079 | -196386.6079 | 1347129.8781 | 0 | 2502871.8291 | 0.3833 | 9455400 | 1575.9 | 0 | 9928170 | 1654.695 | 0 | 9455400 | 1575.9 | 0 | 9455400 | 1575.9 | 0 | 9928170 | 1654.695 | 0 | 9455400 | 0 | 9928170 | 0 | 1324.6168 | 0 | 1261.5398 | 0 | 1324.6168 | 0 | 1261.5398 | 0 | 1260.3266 | 0 | 1200.311 | 0 | 1260.3266 | 0 | 1200.311 | 0 | 640.041 | 672.0431 | 640.041 | 672.0431 | 0.12249 | 1155741.951 | 0 | 1155741.951 | 46875.7572 | 5627.5913 | 104542.9774 | 998695.6252 | 0 | 0 | 0 | 0 | 0 | 0 | 0 | 0 | 0 | 0 | 0 | 0 | 0 | 8765364.2316 | 9203632.4432 | 0 | 0 | 0.10424 | 0 | 0.12557 | 0 | 0.12557 | 0 | 0.27194 | -0.021338 | 0.10424 | -0.021338 | 0.10424 | 0 | 0 | 0 | 0 | -0.16771 | 0
202 | SCE | SCE-13-SW-001A | Opower 4 (2015 -2016 Pre-Evaluated Unclaimed Results) | Opower 4 (2015 -2016 Pre-Evaluated Unclaimed Results) | 0.83008 | 0.83008 | 1598925.5718 | 0 | 1926236.5851 | 1926236.5851 | 0 | 0 | 0 | 0 | -327311.0132 | -327311.0132 | 2245216.4635 | 0 | 4171453.0486 | 0.3833 | 15759000 | 2101.2 | 0 | 16546950 | 2206.26 | 0 | 15759000 | 2101.2 | 0 | 15759000 | 2101.2 | 0 | 16546950 | 2206.26 | 0 | 15759000 | 0 | 16546950 | 0 | 2207.6946 | 0 | 2102.5663 | 0 | 2207.6946 | 0 | 2102.5663 | 0 | 2100.5443 | 0 | 2000.5184 | 0 | 2100.5443 | 0 | 2000.5184 | 0 | 1066.735 | 1120.0718 | 1066.735 | 1120.0718 | 0.20416 | 1926236.5851 | 0 | 1926236.5851 | 78126.2619 | 9379.3188 | 174238.2957 | 1664492.7086 | 0 | 0 | 0 | 0 | 0 | 0 | 0 | 0 | 0 | 0 | 0 | 0 | 0 | 14608940.386 | 15339387.4053 | 0 | 0 | 0.10424 | 0 | 0.12557 | 0 | 0.12557 | 0 | 0.27194 | -0.021338 | 0.10424 | -0.021338 | 0.10424 | 0 | 0 | 0 | 0 | -0.16771 | 0
203 | SCE | SCE-13-SW-001B | (Res) Direct Evap Cooler - CZ with High kW | (Res) Direct Evap Cooler - CZ with High kW | 0.57644 | 1.7323 | 1295413.0521 | 0 | 2247268.1659 | 747801.2945 | 0.70353 | 3.7894 | 1841316.0765 | 341849.205 | -951855.1138 | 547611.7577 | 799118.4166 | 0 | 1546919.711 | 0.83741 | 941984.7075 | 1834.584 | 0 | 565190.8357 | 1100.7504 | 0 | 941984.7075 | 1834.584 | 0 | 941984.7075 | 1834.584 | 0 | 565190.8357 | 1100.7504 | 0 | 14129770.6122 | 0 | 8477862.5357 | 0 | 53.1758 | 0 | 88.6263 | 0 | 797.6364 | 0 | 1329.3939 | 0 | 81.9521 | 0 | 136.5868 | 0 | 1229.2811 | 0 | 2048.8019 | 0 | 67.3117 | 40.387 | 1009.6761 | 605.8057 | 0.17452 | 405952.0895 | 368760.6 | 774712.6895 | 43249.1296 | 12813.3572 | 129699.8852 | 128512.1362 | 0 | 0 | 91677.5812 | 0 | 0 | 0 | 0 | 0 | 368760.6 | 0 | 3033879.5003 | 0 | 1465815.427 | 8221132.9444 | 4932679.8647 | 0 | 0 | 0.26262 | 0 | 0.45559 | 0.37329 | 0.1516 | 0.069303 | 0.31361 | -0.19297 | -0.11067 | 0.11102 | 0.19332 | 0 | 0 | 0 | 0 | -0.050988 | 0
204 | SCE | SCE-13-SW-001B | (Res) Direct Evap Cooler - CZ with Low kw | (Res) Direct Evap Cooler - CZ with Low kw | 0.17053 | 0.7441 | 8505.6957 | 0 | 49878.7184 | 11430.8499 | 0.18015 | 0.97038 | 47213.2327 | 8765.3642 | -41373.0227 | -2925.1542 | 5027.5743 | 0 | 16458.4242 | 0.5168 | 5926.4034 | 11.4253 | 0 | 3555.8421 | 6.8552 | 0 | 5926.4034 | 11.4253 | 0 | 5926.4034 | 11.4253 | 0 | 3555.8421 | 6.8552 | 0 | 88896.0503 | 0 | 53337.6313 | 0 | 0.33455 | 0 | 0.55758 | 0 | 5.0183 | 0 | 8.3638 | 0 | 0.51559 | 0 | 0.85932 | 0 | 7.7339 | 0 | 12.8898 | 0 | 0.42349 | 0.25409 | 6.3523 | 3.8114 | 0.0011459 | 2665.4857 | 9455.4 | 12120.8857 | 283.9742 | 84.1326 | 851.6108 | 843.812 | 0 | 0 | 601.956 | 0 | 0 | 0 | 0 | 0 | 9455.4 | 0 | 77791.7821 | 0 | 37585.0109 | 51722.4425 | 31033.4661 | 0 | 0 | 0.27408 | 0 | 1.6073 | 1.5214 | 0.36834 | 0.28245 | 0.53034 | -1.3332 | -1.2473 | -0.094258 | -0.0083674 | 0 | 0 | 0 | 0 | -0.25626 | 0
205 | SCE | SCE-13-SW-001B | With Damper Direct Evap Cooler - CZ with High kW | With Damper Direct Evap Cooler - CZ with High kW | 0.56703 | 1.5418 | 73211.8145 | 0 | 129114.8678 | 47485.8866 | 0.68956 | 2.983 | 106172.001 | 24543.0198 | -55903.0533 | 25725.9279 | 45163.131 | 0 | 92649.0176 | 0.79021 | 53237.3899 | 98.7853 | 0 | 31942.4346 | 59.2712 | 0 | 53237.3899 | 98.7853 | 0 | 53237.3899 | 98.7853 | 0 | 31942.4346 | 59.2712 | 0 | 798560.8482 | 0 | 479136.5184 | 0 | 3.0053 | 0 | 5.0088 | 0 | 45.0794 | 0 | 75.1323 | 0 | 4.6316 | 0 | 7.7194 | 0 | 69.4743 | 0 | 115.7905 | 0 | 3.8042 | 2.2825 | 57.0631 | 34.2378 | 0.0098634 | 22942.8668 | 26475.12 | 49417.9868 | 2444.2762 | 724.1622 | 7330.1438 | 7263.0167 | 0 | 0 | 5181.2679 | 0 | 0 | 0 | 0 | 0 | 26475.12 | 0 | 171027.2896 | 0 | 79503.695 | 464627.1392 | 278776.2891 | 0 | 0 | 0.26262 | 0 | 0.46315 | 0.38085 | 0.17034 | 0.088038 | 0.33234 | -0.20053 | -0.11823 | 0.092282 | 0.17458 | 0 | 0 | 0 | 0 | -0.069723 | 0
206 | SCE | SCE-13-SW-001B | With Damper Direct Evap Cooler - CZ with Low kw | With Damper Direct Evap Cooler - CZ with Low kw | 0.19018 | 0.68662 | 340.8212 | 0 | 1792.0752 | 496.3771 | 0.20224 | 0.87486 | 1685.2699 | 389.5717 | -1451.254 | -155.5559 | 201.4537 | 0 | 697.8308 | 0.4884 | 237.4696 | 0.38084 | 0 | 142.4817 | 0.22851 | 0 | 237.4696 | 0.38084 | 0 | 237.4696 | 0.38084 | 0 | 142.4817 | 0.22851 | 0 | 3562.0437 | 0 | 2137.2262 | 0 | 0.013405 | 0 | 0.022342 | 0 | 0.20108 | 0 | 0.33513 | 0 | 0.02066 | 0 | 0.034433 | 0 | 0.3099 | 0 | 0.51649 | 0 | 0.016969 | 0.010181 | 0.25453 | 0.15272 | 4.5917e-05 | 106.8054 | 420.24 | 527.0454 | 11.3788 | 3.3712 | 34.1238 | 33.8113 | 0 | 0 | 24.1202 | 0 | 0 | 0 | 0 | 0 | 420.24 | 0 | 2714.7189 | 0 | 1261.9634 | 2072.506 | 1243.5036 | 0 | 0 | 0.27408 | 0 | 1.4411 | 1.3553 | 0.39918 | 0.31329 | 0.56118 | -1.1671 | -1.0812 | -0.12509 | -0.039204 | 0 | 0 | 0 | 0 | -0.2871 | 0
207 | SCE | SCE-13-SW-001B | Window Evap Cooler - CZ with Low kw | Window Evap Cooler - CZ with Low kw | 0.23038 | 0.58554 | 7620.9729 | -1660.3291 | 25873.2744 | 10179.6692 | 0.25381 | 0.76503 | 23485.0401 | 7791.4349 | -19912.6306 | -4219.0253 | 4181.719 | -1997.2854 | 12364.1028 | 0.48209 | 3943.4611 | 0 | -221.5074 | 2957.5958 | 0 | -166.1305 | 3943.4611 | 0 | -221.5074 | 3943.4611 | 0 | -221.5074 | 2957.5958 | 0 | -166.1305 | 59151.9171 | -3322.6105 | 44363.9371 | -2491.9579 | 0.27826 | -0.97186 | 0.37102 | -1.2958 | 4.174 | -14.578 | 5.5653 | -19.4373 | 0.42885 | 0 | 0.5718 | 0 | 6.4327 | 0 | 8.577 | 0 | 0.28179 | 0.21134 | 4.2268 | 3.1701 | 0.0010267 | 2388.2343 | 8404.8 | 10793.0343 | 254.4366 | 75.3816 | 763.0302 | 756.0426 | 0 | 0 | 539.3433 | 0 | 0 | 0 | 0 | 0 | 8404.8 | 0 | 30416.551 | 0 | 15408.2254 | 34416.3955 | 25812.2962 | -1933.1965 | -1449.8973 | 0.29525 | 1.1451 | 1.0024 | 0.90984 | 0.39437 | 0.30185 | 0.479 | -0.70712 | -0.61459 | -0.099127 | -0.0066039 | 1.1451 | 1.1451 | 1.1451 | 1.1451 | -0.18375 | 1.1451
208 | SCE | SCE-13-SW-001B | Window Evap Cooler- CZ with High kW | Window Evap Cooler- CZ with High kW | 0.99143 | 1.8047 | 1447481.2696 | -66413.1629 | 1393008.3104 | 765264.0996 | 1.4702 | 4.4314 | 939401.6057 | 311657.3949 | -11940.2037 | 615804.0071 | 892926.7296 | -79891.415 | 1578299.4142 | 0.87504 | 842051.2774 | 1752.4008 | -8860.2948 | 631538.448 | 1314.3006 | -6645.221 | 842051.2774 | 1752.4008 | -8860.2948 | 842051.2774 | 1752.4008 | -8860.2948 | 631538.448 | 1314.3006 | -6645.221 | 12630769.1604 | -132904.4216 | 9473076.7197 | -99678.3146 | 59.418 | -38.8745 | 79.2241 | -51.8327 | 891.2707 | -583.1181 | 1188.361 | -777.4909 | 91.5724 | 0 | 122.0965 | 0 | 1373.5861 | 0 | 1831.4482 | 0 | 60.1708 | 45.1281 | 902.5614 | 676.9211 | 0.19501 | 453606.7047 | 336192 | 789798.7047 | 48326.1342 | 14317.514 | 144925.3226 | 143598.144 | 0 | 0 | 102439.5898 | 0 | 0 | 0 | 0 | 0 | 336192 | 0 | 1216662.0384 | 0 | 616329.0164 | 7348968.027 | 5511725.9327 | -77327.8597 | -57995.8938 | 0.26262 | 1.1451 | 0.25274 | 0.17044 | 0.13884 | 0.056544 | 0.28635 | 0.0098831 | 0.092182 | 0.12378 | 0.20607 | 1.1451 | 1.1451 | 1.1451 | 1.1451 | -0.023735 | 1.1451
209 | SCE | SCE-13-SW-001B | EF ≥ 2.0 40 Gallon Heat Pump Water Heater replacing 40 Gallon Electric Storage Water Heater, EF = 0.948 | EF ≥ 2.0 40 Gallon Heat Pump Water Heater replacing 40 Gallon Electric Storage Water Heater, EF = 0.948 | 0.91442 | 0.94658 | 9043.874 | 0 | 9890.2564 | 9554.2507 | 1.2817 | 1.3458 | 7056.1182 | 6720.1126 | -846.3824 | -510.3767 | 15801.2185 | 0 | 25355.4692 | 0.35668 | 24755.8131 | 5.5818 | 0 | 14853.4882 | 3.3491 | 0 | 24755.8131 | 5.5818 | 0 | 24755.8131 | 5.5818 | 0 | 14853.4882 | 3.3491 | 0 | 247558.131 | 0 | 148534.8816 | 0 | 1.8616 | 0 | 3.1027 | 0 | 18.6164 | 0 | 31.0274 | 0 | 1.7475 | 0 | 2.9124 | 0 | 17.4746 | 0 | 29.1243 | 0 | 1.6277 | 0.97664 | 16.2774 | 9.7664 | 0.0012184 | 2834.1381 | 7249.14 | 10083.2781 | 301.9421 | 89.4559 | 905.4945 | 897.2023 | 0 | 0 | 640.0433 | 0 | 0 | 0 | 0 | 0 | 7249.14 | 0 | 7249.14 | 0 | 0 | 168420.3341 | 101052.2025 | 0 | 0 | 0.089497 | 0 | 0.097873 | 0.069826 | 0.094548 | 0.066501 | 0.25091 | -0.0083757 | 0.019671 | -0.0050506 | 0.022996 | 0 | 0 | 0 | 0 | -0.16142 | 0
210 | SCE | SCE-13-SW-001B | Home Entertainment Center Smart Power Strip | Home Entertainment Center Smart Power Strip | 0.2858 | 0.42511 | 145.2757 | -22.4147 | 429.8872 | 289.0084 | 0.31965 | 0.5046 | 384.3612 | 243.4823 | -307.0261 | -166.1473 | 188.2817 | -30.1081 | 447.182 | 0.27475 | 350.5711 | 0.063233 | -6.607 | 210.3427 | 0.03794 | -3.9642 | 350.5711 | 0.063233 | -6.607 | 350.5711 | 0.063233 | -6.607 | 210.3427 | 0.03794 | -3.9642 | 2804.5687 | -52.8559 | 1682.7413 | -31.7135 | 0.026911 | -0.023191 | 0.044851 | -0.038651 | 0.21529 | -0.18552 | 0.35881 | -0.30921 | 0.025568 | 0 | 0.042613 | 0 | 0.20454 | 0 | 0.3409 | 0 | 0.023336 | 0.014002 | 0.18669 | 0.11201 | 1.9572e-05 | 45.526 | 262.65 | 308.176 | 4.8502 | 1.437 | 14.5454 | 14.4122 | 0 | 0 | 10.2813 | 0 | 0 | 0 | 0 | 0 | 262.65 | 0 | 494.0446 | 0 | 127.2671 | 2037.4349 | 1222.461 | -38.3982 | -23.0389 | 0.11884 | 0.9729 | 0.35166 | 0.31442 | 0.23642 | 0.19917 | 0.3658 | -0.23282 | -0.19558 | -0.11758 | -0.080335 | 0.9729 | 0.9729 | 0.9729 | 0.9729 | -0.24697 | 0.9729
211 | SCE | SCE-13-SW-001B | Home Office Occupancy Sensor Power Strip | Home Office Occupancy Sensor Power Strip | 0.11486 | 0.31049 | 86.5072 | -17.6099 | 599.8382 | 221.8952 | 0.1203 | 0.35371 | 572.7289 | 194.7859 | -530.941 | -152.998 | 147.9225 | -23.6543 | 346.1634 | 0.19903 | 275.4242 | 0.047729 | -5.1907 | 165.2545 | 0.028637 | -3.1144 | 275.4242 | 0.047729 | -5.1907 | 275.4242 | 0.047729 | -5.1907 | 165.2545 | 0.028637 | -3.1144 | 2203.3936 | -41.5259 | 1322.0362 | -24.9156 | 0.017346 | -0.01822 | 0.02891 | -0.030366 | 0.13877 | -0.14576 | 0.23128 | -0.24293 | 0.021434 | 0 | 0.035723 | 0 | 0.17147 | 0 | 0.28578 | 0 | 0.018689 | 0.011213 | 0.14951 | 0.089706 | 1.1655e-05 | 27.1093 | 210.12 | 237.2293 | 2.8882 | 0.85567 | 8.6613 | 8.582 | 0 | 0 | 6.1222 | 0 | 0 | 0 | 0 | 0 | 210.12 | 0 | 872.1031 | 0 | 364.0907 | 1600.6992 | 960.4196 | -30.1673 | -18.1004 | 0.090072 | 0.9729 | 0.62456 | 0.59633 | 0.23104 | 0.20281 | 0.36043 | -0.53449 | -0.50626 | -0.14097 | -0.11274 | 0.9729 | 0.9729 | 0.9729 | 0.9729 | -0.27036 | 0.9729
212 | SCE | SCE-13-SW-001B | Home Office Smart Power Strip | Home Office Smart Power Strip | 0.2812 | 0.41867 | 285.3377 | -44.0249 | 858.1406 | 576.3828 | 0.31391 | 0.49554 | 768.7224 | 486.9647 | -616.8278 | -335.07 | 369.8062 | -59.1356 | 887.0533 | 0.27204 | 688.5605 | 0.11932 | -12.9769 | 413.1363 | 0.071593 | -7.7861 | 688.5605 | 0.11932 | -12.9769 | 688.5605 | 0.11932 | -12.9769 | 413.1363 | 0.071593 | -7.7861 | 5508.4841 | -103.8148 | 3305.0905 | -62.2889 | 0.052856 | -0.045549 | 0.088093 | -0.075915 | 0.42285 | -0.36439 | 0.70474 | -0.60732 | 0.050218 | 0 | 0.083696 | 0 | 0.40174 | 0 | 0.66957 | 0 | 0.045835 | 0.027501 | 0.36668 | 0.22001 | 3.8442e-05 | 89.4181 | 525.3 | 614.7181 | 9.5264 | 2.8224 | 28.5687 | 28.3071 | 0 | 0 | 20.1936 | 0 | 0 | 0 | 0 | 0 | 525.3 | 0 | 988.0893 | 0 | 254.5341 | 4001.7481 | 2401.0489 | -75.4184 | -45.251 | 0.11884 | 0.9729 | 0.3574 | 0.32016 | 0.24005 | 0.20281 | 0.36944 | -0.23856 | -0.20132 | -0.12122 | -0.083975 | 0.9729 | 0.9729 | 0.9729 | 0.9729 | -0.25061 | 0.9729
213 | SCE | SCE-13-SW-001B | Variable Speed Drive on Pool Pump Controls replacing Two Speed Pool Pump - No Contractor Inc. | Variable Speed Drive on Pool Pump Controls replacing Two Speed Pool Pump - No Contractor Inc. | 0.61195 | 0.75568 | 867916.6191 | 0 | 1418284.004 | 1148521.1499 | 0.75715 | 0.99017 | 1146299.2772 | 876536.4232 | -550367.3849 | -280604.5308 | 1527001.8307 | 0 | 2675522.9806 | 0.32439 | 2392358.031 | 160.7418 | 0 | 1435414.8471 | 96.4451 | 0 | 2392358.031 | 160.7418 | 0 | 2392358.031 | 160.7418 | 0 | 1435414.8471 | 96.4451 | 0 | 23923580.31 | 0 | 14354148.4712 | 0 | 153.6628 | 0 | 256.1046 | 0 | 1536.6278 | 0 | 2561.0464 | 0 | 192.5015 | 0 | 320.8358 | 0 | 1925.015 | 0 | 3208.3583 | 0 | 165.5176 | 99.3106 | 1655.1758 | 993.1055 | 0.11693 | 271984.7267 | 945540 | 1217524.7267 | 28976.5788 | 8584.8492 | 86897.9093 | 86102.1267 | 0 | 0 | 61423.2628 | 0 | 0 | 0 | 0 | 0 | 945540 | 0 | 1351743.984 | 0 | 223412.196 | 16275843.4627 | 9765506.2716 | 0 | 0 | 0.088876 | 0 | 0.14523 | 0.11738 | 0.11761 | 0.089758 | 0.27398 | -0.056358 | -0.028507 | -0.028734 | -0.00088268 | 0 | 0 | 0 | 0 | -0.1851 | 0
214 | SCE | SCE-13-SW-001B | Commissioned Variable Speed Drive on Pool Pump Controls replacing Two Speed Pool Pump | Commissioned Variable Speed Drive on Pool Pump Controls replacing Two Speed Pool Pump | 0.82214 | 0.93947 | 3501217.534 | 0 | 4258654.7706 | 3726808.7853 | 1.1075 | 1.3315 | 3161455.2549 | 2629609.2695 | -757437.2366 | -225591.2513 | 6522515.7524 | 0 | 10249324.5377 | 0.3416 | 9620179.7826 | 2896.649 | 0 | 5772107.8695 | 1737.9894 | 0 | 15941804.4 | 5015.1442 | 0 | 15941804.4 | 5015.1442 | 0 | 9565082.64 | 3009.0865 | 0 | 96201797.8258 | 0 | 57721078.6955 | 0 | 617.9107 | 0 | 1029.8511 | 0 | 6179.1068 | 0 | 10298.5114 | 0 | 774.0894 | 0 | 1290.149 | 0 | 7740.8941 | 0 | 12901.4902 | 0 | 665.5814 | 399.3488 | 6655.8136 | 3993.4882 | 0.4717 | 1097199.5158 | 2836620 | 3933819.5158 | 116892.9174 | 34631.6959 | 350550.3604 | 347340.1351 | 0 | 0 | 247784.407 | 0 | 0 | 0 | 0 | 0 | 1891080 | 945540 | 0 | 945540 | -1040094 | 73729225.7181 | 42505914.1988 | 0 | 0 | 0.08237 | 0 | 0.10019 | 0.074377 | 0.087677 | 0.061865 | 0.24113 | -0.01782 | 0.0079933 | -0.0053073 | 0.020506 | 0 | 0 | 0 | 0 | -0.15876 | 0
215 | SCE | SCE-13-SW-001B | Smart / Connected Lighting | Smart / Connected Lighting | 0.96614 | 1.1471 | 21008.9075 | -3401.844 | 18224.103 | 15349.0634 | 1.5126 | 2.0087 | 11640.4037 | 8765.3642 | -617.0394 | 2258.0001 | 25279.4683 | -4257.4074 | 36371.1243 | 0.48409 | 34669.8 | 3.9713 | -687.0924 | 20801.8804 | 2.3828 | -412.2554 | 34669.8 | 3.9713 | -687.0924 | 34669.8 | 3.9713 | -687.0924 | 20801.8804 | 2.3828 | -412.2554 | 416037.6 | -8245.1088 | 249622.565 | -4947.0654 | 2.7754 | -2.4117 | 4.6256 | -4.0195 | 33.3047 | -28.9403 | 55.5077 | -48.2339 | 2.6407 | 0 | 4.4011 | 0 | 31.6882 | 0 | 52.8137 | 0 | 2.3468 | 1.4081 | 28.1618 | 16.8971 | 0.0028304 | 6583.6992 | 9455.4 | 16039.0992 | 701.411 | 207.806 | 2103.4626 | 2084.1998 | 0 | 0 | 1486.8198 | 0 | 0 | 0 | 0 | 0 | 9455.4 | 0 | 13836.402 | 0 | 2409.5512 | 265531.1019 | 159318.6643 | -5262.3437 | -3157.4063 | 0.13187 | 1.0774 | 0.11439 | 0.073064 | 0.096342 | 0.055018 | 0.22829 | 0.017479 | 0.058804 | 0.035525 | 0.076849 | 1.0774 | 1.0774 | 1.0774 | 1.0774 | -0.096424 | 1.0774
216 | SCE | SCE-13-SW-001B | Smart/Connected Refrigerator 1 - - Energy Star Side Mount Freezer, with Ice - Large (23 ft3 or greater) Refrigerator | Smart/Connected Refrigerator 1 - - Energy Star Side Mount Freezer, with Ice - Large (23 ft3 or greater) Refrigerator | 0.66068 | 0.68463 | 14448.5521 | -3180.5724 | 17055.004 | 16458.4722 | 0.89948 | 0.94446 | 12527.1664 | 11930.6346 | -5787.0243 | -5190.4925 | 17977.8203 | -3873.9049 | 30562.3877 | 0.36869 | 22174.9108 | 4.4397 | -562.0478 | 13304.9468 | 2.6638 | -337.2287 | 22174.9108 | 4.4397 | -562.0478 | 22174.9108 | 4.4397 | -562.0478 | 13304.9468 | 2.6638 | -337.2287 | 310448.7514 | -7868.6691 | 186269.2545 | -4721.2016 | 1.7022 | -1.9728 | 2.837 | -3.288 | 23.8309 | -27.619 | 39.7182 | -46.0317 | 1.6172 | 0 | 2.6954 | 0 | 22.6414 | 0 | 37.7356 | 0 | 1.4761 | 0.88567 | 20.6656 | 12.3994 | 0.0019466 | 4527.8376 | 12869.85 | 17397.6876 | 482.3846 | 142.9154 | 1446.624 | 1433.3762 | 0 | 0 | 1022.5374 | 0 | 0 | 0 | 0 | 0 | 12869.85 | 0 | 12869.85 | 0 | 0 | 186206.5253 | 111723.9174 | -4719.6116 | -2831.767 | 0.12932 | 1.1232 | 0.15265 | 0.11213 | 0.14731 | 0.10679 | 0.27355 | -0.023329 | 0.017198 | -0.01799 | 0.022537 | 1.1232 | 1.1232 | 1.1232 | 1.1232 | -0.14423 | 1.1232
217 | SCE | SCE-13-SW-001B | Smart/Connected Refrigerator 2- - ES Most Efficient Bottom Mount Freezer, with Ice - X-Large (greater than 22.5 ft3) Refrigerator | Smart/Connected Refrigerator 2- - ES Most Efficient Bottom Mount Freezer, with Ice - X-Large (greater than 22.5 ft3) Refrigerator | 0.41978 | 0.49004 | 7620.2692 | -1677.4565 | 14156.9762 | 12127.3074 | 0.50496 | 0.61019 | 11768.9624 | 9739.2936 | -8214.1635 | -6184.4947 | 9481.6304 | -2043.125 | 19565.8127 | 0.30373 | 11695.2058 | 2.3415 | -296.428 | 7017.1236 | 1.4049 | -177.8568 | 11695.2058 | 2.3415 | -296.428 | 11695.2058 | 2.3415 | -296.428 | 7017.1236 | 1.4049 | -177.8568 | 163732.8806 | -4149.9921 | 98239.7303 | -2489.9953 | 0.89776 | -1.0405 | 1.4963 | -1.7341 | 12.5686 | -14.5665 | 20.9476 | -24.2775 | 0.85294 | 0 | 1.4216 | 0 | 11.9412 | 0 | 19.902 | 0 | 0.77851 | 0.46711 | 10.8992 | 6.5395 | 0.0010266 | 2388.0138 | 10506 | 12894.0138 | 254.4131 | 75.3746 | 762.9598 | 755.9728 | 0 | 0 | 539.2935 | 0 | 0 | 0 | 0 | 0 | 10506 | 0 | 13279.584 | 0 | 1525.4712 | 98206.6465 | 58923.9891 | -2489.1567 | -1493.4941 | 0.12932 | 1.1232 | 0.24026 | 0.19973 | 0.20581 | 0.16529 | 0.33205 | -0.11093 | -0.070408 | -0.076489 | -0.035962 | 1.1232 | 1.1232 | 1.1232 | 1.1232 | -0.20273 | 1.1232
218 | SCE | SCE-13-SW-001B | Smart / Connected Plugs | Smart / Connected Plugs | 0.97297 | 1.2194 | 96110.3355 | 0 | 98780.7464 | 78815.1945 | 1.3998 | 1.9737 | 68662.0198 | 48696.468 | -2670.4109 | 17295.141 | 119620.4096 | 0 | 198435.6042 | 0.48434 | 222727.2 | 105.06 | 0 | 133636.32 | 63.036 | 0 | 222727.2 | 105.06 | 0 | 222727.2 | 105.06 | 0 | 133636.32 | 63.036 | 0 | 1781817.6 | 0 | 1069090.56 | 0 | 17.8298 | 0 | 29.7163 | 0 | 142.6381 | 0 | 237.7302 | 0 | 16.9644 | 0 | 28.274 | 0 | 135.7152 | 0 | 226.1919 | 0 | 15.0765 | 9.0459 | 120.6122 | 72.3673 | 0.012948 | 30118.7266 | 52530 | 82648.7266 | 3208.7745 | 950.659 | 9622.799 | 9534.6766 | 0 | 0 | 6801.8174 | 0 | 0 | 0 | 0 | 0 | 52530 | 0 | 84048 | 0 | 17334.9 | 1294436.9362 | 776662.1617 | 0 | 0 | 0.12375 | 0 | 0.12719 | 0.088407 | 0.10148 | 0.0627 | 0.2555 | -0.0034383 | 0.035341 | 0.022269 | 0.061048 | 0 | 0 | 0 | 0 | -0.13175 | 0
219 | SCE | SCE-13-SW-001B | Smart / Connected Thermostats | Smart / Connected Thermostats | 0.38559 | 0.75374 | 72082.7516 | 0 | 186939.6243 | 95633.7469 | 0.43859 | 0.98683 | 164350.5793 | 73044.7019 | -114856.8727 | -23550.9952 | 89715.3072 | 0 | 185349.0541 | 0.3889 | 167045.4 | 78.795 | 0 | 100227.24 | 47.277 | 0 | 167045.4 | 78.795 | 0 | 167045.4 | 78.795 | 0 | 100227.24 | 47.277 | 0 | 1336363.2 | 0 | 801817.92 | 0 | 13.3723 | 0 | 22.2872 | 0 | 106.9786 | 0 | 178.2976 | 0 | 12.7233 | 0 | 21.2055 | 0 | 101.7864 | 0 | 169.644 | 0 | 11.3074 | 6.7844 | 90.4591 | 54.2755 | 0.0097113 | 22589.0449 | 78795 | 101384.0449 | 2406.5809 | 712.9942 | 7217.0993 | 7151.0075 | 0 | 0 | 5101.3631 | 0 | 0 | 0 | 0 | 0 | 78795 | 0 | 236385 | 0 | 86674.5 | 970827.7021 | 582496.6213 | 0 | 0 | 0.12375 | 0 | 0.32093 | 0.28215 | 0.16418 | 0.1254 | 0.3182 | -0.19718 | -0.1584 | -0.040431 | -0.0016514 | 0 | 0 | 0 | 0 | -0.19445 | 0
220 | SCE | SCE-13-SW-001C | Air Conditioner - Efficient Fan Control | Air Conditioner - Efficient Fan Control | 0.5817 | 0.59445 | 81873.2844 | 0 | 140748.6342 | 137730.5595 | 1.2918 | 1.3564 | 63379.5679 | 60361.4933 | -58875.3498 | -55857.2751 | 52147.9916 | 0 | 189878.5511 | 0.43119 | 95708.073 | 95.2773 | 0 | 86137.268 | 85.7496 | 0 | 95708.073 | 95.2773 | 0 | 95708.073 | 95.2773 | 0 | 86137.268 | 85.7496 | 0 | 478540.3649 | 0 | 430686.3398 | 0 | 8.1042 | 0 | 9.0047 | 0 | 40.521 | 0 | 45.0233 | 0 | 12.4898 | 0 | 13.8776 | 0 | 62.4491 | 0 | 69.3878 | 0 | 6.839 | 6.1551 | 34.1952 | 30.7757 | 0.040463 | 77369.0663 | 65113.3311 | 142482.3974 | 13331.3983 | 2850.4322 | 5380.2947 | 27586.5977 | 0 | 0 | 28220.3434 | 0 | 0 | 0 | 0 | 0 | 65113.3311 | 0 | 65113.3311 | 0 | 0 | 384891.2592 | 346402.1424 | 0 | 0 | 0.23635 | 0 | 0.40632 | 0.18297 | 0.3976 | 0.17425 | 0.54814 | -0.16996 | 0.053388 | -0.16125 | 0.062101 | 0 | 0 | 0 | 0 | -0.31179 | 0
221 | SCE | SCE-13-SW-001C | Air Conditioner - Efficient Fan Control | Air Conditioner - Efficient Fan Control | 0.62459 | 0.63702 | 96605.524 | 0 | 154670.3869 | 151652.3123 | 1.5242 | 1.6004 | 63379.5679 | 60361.4933 | -58064.8629 | -55046.7882 | 70646.5708 | 0 | 222298.8831 | 0.43457 | 129658.8219 | 89.1862 | 0 | 116692.9428 | 80.2675 | 0 | 129658.8219 | 89.1862 | 0 | 129658.8219 | 89.1862 | 0 | 116692.9428 | 80.2675 | 0 | 648294.1095 | 0 | 583464.714 | 0 | 10.979 | 0 | 12.1989 | 0 | 54.895 | 0 | 60.9945 | 0 | 16.9204 | 0 | 18.8004 | 0 | 84.6018 | 0 | 94.002 | 0 | 9.2651 | 8.3386 | 46.3254 | 41.6928 | 0.047744 | 91290.819 | 65113.3311 | 156404.1501 | 15730.2437 | 3363.3376 | 6348.4223 | 32550.5169 | 0 | 0 | 33298.2985 | 0 | 0 | 0 | 0 | 0 | 65113.3311 | 0 | 65113.3311 | 0 | 0 | 521424.6372 | 469282.1859 | 0 | 0 | 0.20586 | 0 | 0.32959 | 0.13506 | 0.32316 | 0.12863 | 0.4737 | -0.12373 | 0.070802 | -0.1173 | 0.077233 | 0 | 0 | 0 | 0 | -0.26784 | 0
222 | SCE | SCE-13-SW-001C | Air Conditioner - Efficient Fan Control | Air Conditioner - Efficient Fan Control | 0.651 | 0.66315 | 107221.1092 | 0 | 164701.961 | 161683.8863 | 1.6917 | 1.7763 | 63379.5679 | 60361.4933 | -57480.8518 | -54462.7771 | 66525.8106 | 0 | 228209.6969 | 0.46984 | 122095.9224 | 101.9883 | 0 | 109886.3331 | 91.7895 | 0 | 122095.9224 | 101.9883 | 0 | 122095.9224 | 101.9883 | 0 | 109886.3331 | 91.7895 | 0 | 610479.6119 | 0 | 549431.6653 | 0 | 10.3386 | 0 | 11.4873 | 0 | 51.6931 | 0 | 57.4367 | 0 | 15.9334 | 0 | 17.7038 | 0 | 79.667 | 0 | 88.5189 | 0 | 8.7247 | 7.8522 | 43.6233 | 39.2609 | 0.052991 | 101322.393 | 65113.3311 | 166435.7241 | 17458.7757 | 3732.921 | 7046.0244 | 36127.3598 | 0 | 0 | 36957.312 | 0 | 0 | 0 | 0 | 0 | 65113.3311 | 0 | 65113.3311 | 0 | 0 | 491010.3385 | 441909.3163 | 0 | 0 | 0.24263 | 0 | 0.37271 | 0.14342 | 0.36588 | 0.13659 | 0.51642 | -0.13007 | 0.099209 | -0.12324 | 0.10604 | 0 | 0 | 0 | 0 | -0.27379 | 0
223 | SCE | SCE-13-SW-001C | Air Conditioner - Efficient Fan Control | Air Conditioner - Efficient Fan Control | 0.83181 | 0.84037 | 246406.8672 | 0 | 296230.4834 | 293212.4088 | 3.8878 | 4.0822 | 63379.5679 | 60361.4933 | -49823.6162 | -46805.5416 | 164851.2985 | 0 | 458063.7073 | 0.53793 | 302554.3195 | 102.1255 | 0 | 272298.8947 | 91.9129 | 0 | 302554.3195 | 102.1255 | 0 | 302554.3195 | 102.1255 | 0 | 272298.8947 | 91.9129 | 0 | 1512771.5974 | 0 | 1361494.4737 | 0 | 25.6191 | 0 | 28.4657 | 0 | 128.0957 | 0 | 142.3285 | 0 | 39.4831 | 0 | 43.8701 | 0 | 197.4153 | 0 | 219.3503 | 0 | 21.6197 | 19.4578 | 108.0987 | 97.2888 | 0.12178 | 232850.9155 | 65113.3311 | 297964.2466 | 40122.344 | 8578.6967 | 16192.6026 | 83024.9716 | 0 | 0 | 84932.3006 | 0 | 0 | 0 | 0 | 0 | 65113.3311 | 0 | 65113.3311 | 0 | 0 | 1216726.1274 | 1095053.5437 | 0 | 0 | 0.22502 | 0 | 0.27052 | 0.057878 | 0.26776 | 0.055122 | 0.4183 | -0.045499 | 0.16714 | -0.042743 | 0.1699 | 0 | 0 | 0 | 0 | -0.19328 | 0
224 | SCE | SCE-13-SW-001C | Duct Seal High to Low Maintenance | Duct Seal High to Low Maintenance | 0.32736 | 0.3385 | 348.8211 | 151.8751 | 1529.4768 | 1479.1755 | 0.474 | 0.4977 | 1056.3261 | 1006.0249 | -1028.7806 | -978.4793 | 222.1765 | 226.6278 | 1927.9798 | 0.2597 | 407.7642 | 0.43192 | 49.1573 | 366.9878 | 0.38873 | 44.2416 | 407.7642 | 0.43192 | 49.1573 | 407.7642 | 0.43192 | 49.1573 | 366.9878 | 0.38873 | 44.2416 | 2038.8208 | 245.7865 | 1834.9388 | 221.2079 | 0.034528 | 0.25881 | 0.038364 | 0.28757 | 0.17264 | 1.2941 | 0.19182 | 1.4379 | 0.053213 | 0 | 0.059125 | 0 | 0.26606 | 0 | 0.29563 | 0 | 0.029138 | 0.026224 | 0.14569 | 0.13112 | 0.00024745 | 473.1507 | 1085.2222 | 1558.3728 | 81.5282 | 17.4318 | 32.9032 | 168.7059 | 0 | 0 | 172.5816 | 0 | 0 | 0 | 434.0889 | 651.1333 | 0 | 0 | 1085.2222 | 0 | 0 | 1639.8289 | 1475.846 | 197.6868 | 177.9181 | 0.23635 | 0.85362 | 0.72199 | 0.49864 | 0.69824 | 0.47489 | 0.9101 | -0.48564 | -0.26228 | -0.46189 | -0.23854 | -1.7539 | -0.94728 | -1.6682 | -0.86152 | -0.67375 | -2.4333
225 | SCE | SCE-13-SW-001C | Duct Seal High to Low Maintenance | Duct Seal High to Low Maintenance | 0.41496 | 0.42733 | 511.446 | 209.6556 | 1737.7567 | 1687.4554 | 0.68265 | 0.71678 | 1056.3261 | 1006.0249 | -1016.6551 | -966.3538 | 374.0149 | 312.8478 | 2374.3181 | 0.30371 | 686.4357 | 0.62956 | 67.8591 | 617.7922 | 0.5666 | 61.0732 | 686.4357 | 0.62956 | 67.8591 | 686.4357 | 0.62956 | 67.8591 | 617.7922 | 0.5666 | 61.0732 | 3432.1786 | 339.2954 | 3088.9608 | 305.3658 | 0.058125 | 0.35728 | 0.064583 | 0.39698 | 0.29062 | 1.7864 | 0.32292 | 1.9849 | 0.089579 | 0 | 0.099532 | 0 | 0.4479 | 0 | 0.49766 | 0 | 0.049051 | 0.044146 | 0.24525 | 0.22073 | 0.00035638 | 681.4306 | 1085.2222 | 1766.6527 | 117.4167 | 25.1053 | 47.3871 | 242.9699 | 0 | 0 | 248.5516 | 0 | 0 | 0 | 434.0889 | 651.1333 | 0 | 0 | 1085.2222 | 0 | 0 | 2760.5102 | 2484.4592 | 272.8961 | 245.6065 | 0.20586 | 0.85362 | 0.49609 | 0.30156 | 0.48173 | 0.2872 | 0.67781 | -0.29023 | -0.095699 | -0.27587 | -0.081339 | -1.2035 | -0.39683 | -1.1439 | -0.33729 | -0.47196 | -1.957
226 | SCE | SCE-13-SW-001C | Duct Seal High to Low Maintenance | Duct Seal High to Low Maintenance | 0.49434 | 0.50721 | 777.0703 | 202.8918 | 1982.3761 | 1932.0749 | 0.92771 | 0.97409 | 1056.3261 | 1006.0249 | -1002.414 | -952.1128 | 482.1367 | 302.7548 | 2716.9664 | 0.36068 | 884.8735 | 0.76938 | 65.6698 | 796.3861 | 0.69244 | 59.1029 | 884.8735 | 0.76938 | 65.6698 | 884.8735 | 0.76938 | 65.6698 | 796.3861 | 0.69244 | 59.1029 | 4424.3673 | 328.3492 | 3981.9307 | 295.5143 | 0.074928 | 0.34575 | 0.083253 | 0.38417 | 0.37464 | 1.7288 | 0.41626 | 1.9208 | 0.11548 | 0 | 0.12831 | 0 | 0.57738 | 0 | 0.64153 | 0 | 0.063231 | 0.056908 | 0.31615 | 0.28454 | 0.00048431 | 926.05 | 1085.2222 | 2011.2722 | 159.5669 | 34.1175 | 64.3981 | 330.191 | 0 | 0 | 337.7764 | 0 | 0 | 0 | 434.0889 | 651.1333 | 0 | 0 | 1085.2222 | 0 | 0 | 3558.5301 | 3202.6772 | 264.0921 | 237.6829 | 0.24263 | 0.85362 | 0.49082 | 0.26154 | 0.47837 | 0.24908 | 0.6727 | -0.24819 | -0.018907 | -0.23574 | -0.006453 | -0.87318 | -0.066519 | -0.82937 | -0.022703 | -0.43007 | -1.5131
227 | SCE | SCE-13-SW-001C | Duct Seal High to Low Maintenance | Duct Seal High to Low Maintenance | 0.52559 | 0.5385 | 2083.9366 | 122.1997 | 4197.4191 | 4096.8166 | 1.0442 | 1.0965 | 2112.6523 | 2012.0498 | -1991.2828 | -1890.6803 | 1394.1968 | 182.3461 | 5673.3595 | 0.38886 | 2558.7924 | 1.3318 | 39.5523 | 2302.9132 | 1.1986 | 35.597 | 2558.7924 | 1.3318 | 39.5523 | 2558.7924 | 1.3318 | 39.5523 | 2302.9132 | 1.1986 | 35.597 | 12793.9622 | 197.7613 | 11514.5662 | 177.9852 | 0.21667 | 0.20824 | 0.24074 | 0.23138 | 1.0833 | 1.0412 | 1.2037 | 1.1569 | 0.33392 | 0 | 0.37102 | 0 | 1.6696 | 0 | 1.8551 | 0 | 0.18284 | 0.16456 | 0.91422 | 0.8228 | 0.0010903 | 2084.7668 | 2170.4444 | 4255.2112 | 359.2244 | 76.807 | 144.976 | 743.3413 | 0 | 0 | 760.4181 | 0 | 0 | 0 | 868.1777 | 1302.2666 | 0 | 0 | 2170.4444 | 0 | 0 | 10290.217 | 9261.1956 | 159.06 | 143.154 | 0.22502 | 0.85362 | 0.42812 | 0.21548 | 0.41786 | 0.20522 | 0.57866 | -0.2031 | 0.009535 | -0.19284 | 0.019796 | -0.77049 | 0.036172 | -0.73156 | 0.075098 | -0.35364 | -1.3416
228 | SCE | SCE-13-SW-001C | Refrigerant Charge Adjustment Maintenance | Refrigerant Charge Adjustment Maintenance | 0.3141 | 0.32496 | 6401.4643 | -22.2819 | 20309.6937 | 19630.6269 | 0.44734 | 0.4697 | 14260.4028 | 13581.336 | -13930.5113 | -13251.4445 | 4077.3191 | -33.249 | 23674.697 | 0.26945 | 7483.1713 | 7.9638 | -7.212 | 6734.8543 | 7.1674 | -6.4908 | 7483.1713 | 7.9638 | -7.212 | 7483.1713 | 7.9638 | -7.212 | 6734.8543 | 7.1674 | -6.4908 | 37415.8564 | -36.0598 | 33674.2717 | -32.4538 | 0.63365 | -0.037971 | 0.70405 | -0.04219 | 3.1682 | -0.18985 | 3.5203 | -0.21095 | 0.97655 | 0 | 1.0851 | 0 | 4.8827 | 0 | 5.4253 | 0 | 0.53473 | 0.48125 | 2.6736 | 2.4063 | 0.0031637 | 6049.2909 | 14650.4995 | 20699.7904 | 1042.3482 | 222.8681 | 420.6716 | 2156.926 | 0 | 0 | 2206.477 | 0 | 0 | 0 | 3798.2776 | 10852.2219 | 0 | 0 | 14650.4995 | 0 | 0 | 30093.6706 | 27084.3042 | -29.003 | -26.1027 | 0.23635 | 0.85362 | 0.74987 | 0.52652 | 0.7248 | 0.50145 | 0.87411 | -0.51352 | -0.29017 | -0.48844 | -0.26509 | 0.85362 | 0.85362 | 0.85362 | 0.85362 | -0.63776 | 0.85362
229 | SCE | SCE-13-SW-001C | Refrigerant Charge Adjustment Maintenance | Refrigerant Charge Adjustment Maintenance | 0.4393 | 0.45187 | 10746.8886 | -20.9112 | 24416.0566 | 23736.9898 | 0.75215 | 0.78976 | 14260.4028 | 13581.336 | -13690.0792 | -13011.0124 | 7859.0829 | -31.2037 | 31564.8691 | 0.33981 | 14423.9051 | 10.7747 | -6.7683 | 12981.5149 | 9.6973 | -6.0915 | 14423.9051 | 10.7747 | -6.7683 | 14423.9051 | 10.7747 | -6.7683 | 12981.5149 | 9.6973 | -6.0915 | 72119.5255 | -33.8416 | 64907.5747 | -30.4574 | 1.2214 | -0.035635 | 1.3571 | -0.039595 | 6.1068 | -0.17818 | 6.7853 | -0.19797 | 1.8823 | 0 | 2.0915 | 0 | 9.4115 | 0 | 10.4573 | 0 | 1.0307 | 0.92762 | 5.1535 | 4.6381 | 0.0053113 | 10155.6538 | 14650.4995 | 24806.1533 | 1749.9121 | 374.1547 | 706.2307 | 3621.0846 | 0 | 0 | 3704.2716 | 0 | 0 | 0 | 3798.2776 | 10852.2219 | 0 | 0 | 14650.4995 | 0 | 0 | 58005.9218 | 52205.331 | -27.2189 | -24.497 | 0.20586 | 0.85362 | 0.46769 | 0.27316 | 0.45469 | 0.26015 | 0.60463 | -0.26183 | -0.067302 | -0.24883 | -0.054294 | 0.85362 | 0.85362 | 0.85362 | 0.85362 | -0.39877 | 0.85362
230 | SCE | SCE-13-SW-001C | Refrigerant Charge Adjustment Maintenance | Refrigerant Charge Adjustment Maintenance | 0.55104 | 0.56388 | 32911.6544 | -57.8196 | 59621.8416 | 58263.708 | 1.1519 | 1.2095 | 28520.8056 | 27162.672 | -26768.0069 | -25409.8733 | 20420.1813 | -86.2784 | 78597.6109 | 0.418 | 37477.497 | 26.8753 | -18.7144 | 33729.7482 | 24.1878 | -16.843 | 37477.497 | 26.8753 | -18.7144 | 37477.497 | 26.8753 | -18.7144 | 33729.7482 | 24.1878 | -16.843 | 187387.4852 | -93.5722 | 168648.7411 | -84.215 | 3.1735 | -0.098532 | 3.5261 | -0.10948 | 15.8673 | -0.49266 | 17.6303 | -0.5474 | 4.8908 | 0 | 5.4342 | 0 | 24.4539 | 0 | 27.171 | 0 | 2.678 | 2.4102 | 13.3902 | 12.0512 | 0.016266 | 31101.0361 | 29300.999 | 60402.0351 | 5358.9932 | 1145.8248 | 2162.7861 | 11089.3386 | 0 | 0 | 11344.0934 | 0 | 0 | 0 | 7596.5553 | 21704.4437 | 0 | 0 | 29300.999 | 0 | 0 | 150716.2413 | 135644.6208 | -75.2604 | -67.7343 | 0.24263 | 0.85362 | 0.43954 | 0.21026 | 0.42953 | 0.20025 | 0.57944 | -0.19691 | 0.03237 | -0.1869 | 0.042383 | 0.85362 | 0.85362 | 0.85362 | 0.85362 | -0.33681 | 0.85362
231 | SCE | SCE-13-SW-001C | Refrigerant Charge Adjustment Maintenance | Refrigerant Charge Adjustment Maintenance | 0.65635 | 0.66842 | 98796.4962 | -79.3773 | 150402.8671 | 147686.5999 | 1.7306 | 1.8171 | 57041.6112 | 54325.344 | -51685.7482 | -48969.481 | 66096.9026 | -118.4467 | 213665.0558 | 0.46202 | 121308.7404 | 51.7781 | -25.692 | 109177.8693 | 46.6003 | -23.1228 | 121308.7404 | 51.7781 | -25.692 | 121308.7404 | 51.7781 | -25.692 | 109177.8693 | 46.6003 | -23.1228 | 606543.7021 | -128.4599 | 545889.3463 | -115.6139 | 10.272 | -0.13527 | 11.4133 | -0.1503 | 51.3598 | -0.67634 | 57.0664 | -0.75149 | 15.8307 | 0 | 17.5896 | 0 | 79.1534 | 0 | 87.9482 | 0 | 8.6684 | 7.8016 | 43.342 | 39.0078 | 0.048827 | 93361.256 | 58601.998 | 151963.254 | 16086.9989 | 3439.6167 | 6492.4018 | 33288.7488 | 0 | 0 | 34053.4897 | 0 | 0 | 0 | 15193.1106 | 43408.8874 | 0 | 0 | 58601.998 | 0 | 0 | 487844.6759 | 439060.22 | -103.3206 | -92.9886 | 0.22502 | 0.85362 | 0.34256 | 0.12992 | 0.33637 | 0.12373 | 0.48664 | -0.11754 | 0.095101 | -0.11135 | 0.10129 | 0.85362 | 0.85362 | 0.85362 | 0.85362 | -0.26162 | 0.85362
232 | SCE | SCE-13-SW-001C | Condenser Coil Cleaning Maintenance | Condenser Coil Cleaning Maintenance | 0.32596 | 0.33705 | 1600.3661 | -5.5711 | 4892.5663 | 4731.6024 | 0.4718 | 0.49539 | 3380.2436 | 3219.2796 | -3297.7714 | -3136.8074 | 1019.3298 | -8.3132 | 5742.6189 | 0.27771 | 1870.7928 | 1.9907 | -1.8032 | 1683.7136 | 1.7917 | -1.6229 | 1870.7928 | 1.9907 | -1.8032 | 1870.7928 | 1.9907 | -1.8032 | 1683.7136 | 1.7917 | -1.6229 | 9353.9641 | -9.016 | 8418.5679 | -8.1144 | 0.15841 | -0.0094939 | 0.17601 | -0.010549 | 0.79206 | -0.047469 | 0.88006 | -0.052744 | 0.24414 | 0 | 0.27126 | 0 | 1.2207 | 0 | 1.3563 | 0 | 0.13368 | 0.12031 | 0.66841 | 0.60157 | 0.00079093 | 1512.3227 | 3472.711 | 4985.0337 | 260.587 | 55.717 | 105.1679 | 539.2315 | 0 | 0 | 551.6193 | 0 | 0 | 0 | 1389.0844 | 2083.6266 | 0 | 0 | 3472.711 | 0 | 0 | 7523.4176 | 6771.0761 | -7.2516 | -6.5265 | 0.23635 | 0.85362 | 0.72257 | 0.49922 | 0.6988 | 0.47545 | 0.84811 | -0.48622 | -0.26286 | -0.46244 | -0.23909 | 0.85362 | 0.85362 | 0.85362 | 0.85362 | -0.61176 | 0.85362
233 | SCE | SCE-13-SW-001C | Condenser Coil Cleaning Maintenance | Condenser Coil Cleaning Maintenance | 0.45302 | 0.46568 | 1343.3611 | -2.6139 | 2959.5785 | 2879.0965 | 0.79328 | 0.83295 | 1690.1218 | 1609.6398 | -1618.8314 | -1538.3494 | 982.3854 | -3.9005 | 3857.5815 | 0.34756 | 1802.9881 | 1.3468 | -0.84604 | 1622.6894 | 1.2121 | -0.76144 | 1802.9881 | 1.3468 | -0.84604 | 1802.9881 | 1.3468 | -0.84604 | 1622.6894 | 1.2121 | -0.76144 | 9014.9407 | -4.2302 | 8113.4468 | -3.8072 | 0.15267 | -0.0044544 | 0.16963 | -0.0049493 | 0.76335 | -0.022272 | 0.84817 | -0.024747 | 0.23529 | 0 | 0.26143 | 0 | 1.1764 | 0 | 1.3072 | 0 | 0.12884 | 0.11595 | 0.64418 | 0.57977 | 0.00066391 | 1269.4567 | 1736.3555 | 3005.8122 | 218.739 | 46.7693 | 88.2788 | 452.6356 | 0 | 0 | 463.034 | 0 | 0 | 0 | 694.5422 | 1041.8133 | 0 | 0 | 1736.3555 | 0 | 0 | 7250.7402 | 6525.6664 | -3.4024 | -3.0621 | 0.20586 | 0.85362 | 0.45353 | 0.259 | 0.4412 | 0.24666 | 0.59114 | -0.24767 | -0.053138 | -0.23534 | -0.040805 | 0.85362 | 0.85362 | 0.85362 | 0.85362 | -0.38528 | 0.85362
234 | SCE | SCE-13-SW-001C | Condenser Coil Cleaning Maintenance | Condenser Coil Cleaning Maintenance | 0.56505 | 0.57785 | 4113.9568 | -7.2275 | 7267.8731 | 7106.9091 | 1.2149 | 1.2757 | 3380.2436 | 3219.2796 | -3161.1438 | -3000.1798 | 2552.5227 | -10.7848 | 9648.647 | 0.42563 | 4684.6871 | 3.3594 | -2.3393 | 4216.2185 | 3.0235 | -2.1054 | 4684.6871 | 3.3594 | -2.3393 | 4684.6871 | 3.3594 | -2.3393 | 4216.2185 | 3.0235 | -2.1054 | 23423.4356 | -11.6965 | 21081.0926 | -10.5269 | 0.39668 | -0.012316 | 0.44076 | -0.013685 | 1.9834 | -0.061582 | 2.2038 | -0.068425 | 0.61135 | 0 | 0.67927 | 0 | 3.0567 | 0 | 3.3964 | 0 | 0.33476 | 0.30128 | 1.6738 | 1.5064 | 0.0020332 | 3887.6295 | 3472.711 | 7360.3405 | 669.8741 | 143.2281 | 270.3483 | 1386.1673 | 0 | 0 | 1418.0117 | 0 | 0 | 0 | 1389.0844 | 2083.6266 | 0 | 0 | 3472.711 | 0 | 0 | 18839.5302 | 16955.5776 | -9.4075 | -8.4668 | 0.24263 | 0.85362 | 0.42864 | 0.19936 | 0.41915 | 0.18987 | 0.56905 | -0.18601 | 0.043273 | -0.17652 | 0.052766 | 0.85362 | 0.85362 | 0.85362 | 0.85362 | -0.32642 | 0.85362
235 | SCE | SCE-13-SW-001C | Condenser Coil Cleaning Maintenance | Condenser Coil Cleaning Maintenance | 0.66952 | 0.68142 | 6174.781 | -4.9623 | 9215.3221 | 9054.3581 | 1.8253 | 1.9165 | 3380.2436 | 3219.2796 | -3045.5034 | -2884.5394 | 4131.0564 | -7.4047 | 13178.0099 | 0.46819 | 7581.7963 | 3.2361 | -1.6061 | 6823.6168 | 2.9125 | -1.4455 | 7581.7963 | 3.2361 | -1.6061 | 7581.7963 | 3.2361 | -1.6061 | 6823.6168 | 2.9125 | -1.4455 | 37908.9814 | -8.0306 | 34118.0841 | -7.2276 | 0.642 | -0.0084563 | 0.71333 | -0.0093959 | 3.21 | -0.042281 | 3.5667 | -0.046979 | 0.98942 | 0 | 1.0994 | 0 | 4.9471 | 0 | 5.4968 | 0 | 0.54178 | 0.4876 | 2.7089 | 2.438 | 0.0030517 | 5835.0785 | 3472.711 | 9307.7895 | 1005.4374 | 214.976 | 405.7751 | 2080.5468 | 0 | 0 | 2128.3431 | 0 | 0 | 0 | 1389.0844 | 2083.6266 | 0 | 0 | 3472.711 | 0 | 0 | 30490.2922 | 27441.2637 | -6.4591 | -5.8132 | 0.22502 | 0.85362 | 0.33582 | 0.12318 | 0.32995 | 0.11732 | 0.48023 | -0.1108 | 0.10184 | -0.10494 | 0.1077 | 0.85362 | 0.85362 | 0.85362 | 0.85362 | -0.25521 | 0.85362
236 | SCE | SCE-13-SW-001C | Duct Seal Med to Low Maintenance | Duct Seal Med to Low Maintenance | 0.17038 | 0.17747 | 3.0057 | 1.2847 | 25.1809 | 24.1748 | 0.20308 | 0.21323 | 21.1265 | 20.1205 | -20.8905 | -19.8845 | 1.9144 | 1.917 | 28.0063 | 0.15319 | 3.5135 | 0.0036741 | 0.41582 | 3.1622 | 0.0033067 | 0.37424 | 3.5135 | 0.0036741 | 0.41582 | 3.5135 | 0.0036741 | 0.41582 | 3.1622 | 0.0033067 | 0.37424 | 17.5677 | 2.0791 | 15.8109 | 1.8712 | 0.00029751 | 0.0021893 | 0.00033057 | 0.0024326 | 0.0014876 | 0.010947 | 0.0016529 | 0.012163 | 0.00045851 | 0 | 0.00050946 | 0 | 0.0022926 | 0 | 0.0025473 | 0 | 0.00025107 | 0.00022596 | 0.0012553 | 0.0011298 | 2.1204e-06 | 4.0543 | 21.7044 | 25.7588 | 0.6986 | 0.14937 | 0.28194 | 1.4456 | 0 | 0 | 1.4788 | 0 | 0 | 0 | 8.6818 | 13.0227 | 0 | 0 | 21.7044 | 0 | 0 | 14.1297 | 12.7168 | 1.6722 | 1.505 | 0.23635 | 0.85362 | 1.3872 | 1.1638 | 1.3318 | 1.1084 | 1.5428 | -1.1508 | -0.92749 | -1.0954 | -0.87207 | -4.1564 | -3.3498 | -3.9563 | -3.1496 | -1.3065 | -4.7186
237 | SCE | SCE-13-SW-001C | Duct Seal Med to Low Maintenance | Duct Seal Med to Low Maintenance | 0.23079 | 0.23972 | 4.4423 | 1.7936 | 27.0193 | 26.0133 | 0.29517 | 0.30993 | 21.1265 | 20.1205 | -20.7835 | -19.7774 | 3.2486 | 2.6764 | 31.9383 | 0.19525 | 5.9622 | 0.0055694 | 0.58053 | 5.366 | 0.0050124 | 0.52248 | 5.9622 | 0.0055694 | 0.58053 | 5.9622 | 0.0055694 | 0.58053 | 5.366 | 0.0050124 | 0.52248 | 29.8109 | 2.9026 | 26.8298 | 2.6124 | 0.00050485 | 0.0030565 | 0.00056095 | 0.0033961 | 0.0025243 | 0.015282 | 0.0028047 | 0.01698 | 0.00077806 | 0 | 0.00086451 | 0 | 0.0038903 | 0 | 0.0043226 | 0 | 0.00042604 | 0.00038344 | 0.0021302 | 0.0019172 | 3.0819e-06 | 5.8928 | 21.7044 | 27.5972 | 1.0154 | 0.2171 | 0.40979 | 2.1011 | 0 | 0 | 2.1494 | 0 | 0 | 0 | 8.6818 | 13.0227 | 0 | 0 | 21.7044 | 0 | 0 | 23.977 | 21.5793 | 2.3346 | 2.1011 | 0.20586 | 0.85362 | 0.89196 | 0.69743 | 0.85875 | 0.66422 | 1.0543 | -0.6861 | -0.49157 | -0.65289 | -0.45836 | -2.845 | -2.0384 | -2.7073 | -1.9007 | -0.84849 | -3.5184
238 | SCE | SCE-13-SW-001C | Duct Seal Med to Low Maintenance | Duct Seal Med to Low Maintenance | 0.28654 | 0.29685 | 6.5733 | 1.728 | 28.9712 | 27.9652 | 0.39293 | 0.41258 | 21.1265 | 20.1205 | -20.6698 | -19.6638 | 4.0785 | 2.5785 | 34.6221 | 0.23977 | 7.4852 | 0.0067336 | 0.55931 | 6.7367 | 0.0060602 | 0.50338 | 7.4852 | 0.0067336 | 0.55931 | 7.4852 | 0.0067336 | 0.55931 | 6.7367 | 0.0060602 | 0.50338 | 37.4262 | 2.7965 | 33.6836 | 2.5169 | 0.00063382 | 0.0029447 | 0.00070425 | 0.0032719 | 0.0031691 | 0.014724 | 0.0035212 | 0.01636 | 0.00097682 | 0 | 0.0010854 | 0 | 0.0048841 | 0 | 0.0054268 | 0 | 0.00053488 | 0.00048139 | 0.0026744 | 0.0024069 | 4.1027e-06 | 7.8447 | 21.7044 | 29.5491 | 1.3517 | 0.28901 | 0.54552 | 2.7971 | 0 | 0 | 2.8613 | 0 | 0 | 0 | 8.6818 | 13.0227 | 0 | 0 | 21.7044 | 0 | 0 | 30.102 | 27.0918 | 2.2493 | 2.0243 | 0.24263 | 0.85362 | 0.84677 | 0.61749 | 0.81736 | 0.58808 | 1.0119 | -0.60414 | -0.37485 | -0.57473 | -0.34545 | -2.1255 | -1.3188 | -2.022 | -1.2154 | -0.7693 | -2.7066
239 | SCE | SCE-13-SW-001C | Duct Seal Med to Low Maintenance | Duct Seal Med to Low Maintenance | 0.31614 | 0.32706 | 9.0063 | 0.51789 | 30.1267 | 29.1207 | 0.45082 | 0.47336 | 21.1265 | 20.1205 | -20.6026 | -19.5965 | 6.0254 | 0.7728 | 35.9189 | 0.26516 | 11.0585 | 0.0057578 | 0.16763 | 9.9527 | 0.005182 | 0.15086 | 11.0585 | 0.0057578 | 0.16763 | 11.0585 | 0.0057578 | 0.16763 | 9.9527 | 0.005182 | 0.15086 | 55.2925 | 0.83813 | 49.7633 | 0.75432 | 0.00093639 | 0.00088255 | 0.0010404 | 0.00098061 | 0.004682 | 0.0044128 | 0.0052022 | 0.0049031 | 0.0014431 | 0 | 0.0016035 | 0 | 0.0072156 | 0 | 0.0080174 | 0 | 0.00079021 | 0.00071119 | 0.0039511 | 0.003556 | 4.707e-06 | 9.0002 | 21.7044 | 30.7047 | 1.5508 | 0.33159 | 0.62588 | 3.2091 | 0 | 0 | 3.2828 | 0 | 0 | 0 | 8.6818 | 13.0227 | 0 | 0 | 21.7044 | 0 | 0 | 44.4719 | 40.0247 | 0.67411 | 0.6067 | 0.22502 | 0.85362 | 0.71177 | 0.49913 | 0.68801 | 0.47537 | 0.84862 | -0.48676 | -0.27412 | -0.46299 | -0.25035 | -1.8465 | -1.0399 | -1.7564 | -0.94972 | -0.6236 | -2.3657
240 | SCE | SCE-13-SW-001C | Air Flow Adjustment Maintenance | Air Flow Adjustment Maintenance | 0.20315 | 0.21127 | 400.0915 | -1.3928 | 1962.5699 | 1887.118 | 0.25163 | 0.26421 | 1584.4892 | 1509.0373 | -1563.8711 | -1488.4193 | 254.8324 | -2.0783 | 2139.8721 | 0.18632 | 467.6982 | 0.49768 | -0.4508 | 420.9284 | 0.44791 | -0.40572 | 467.6982 | 0.49768 | -0.4508 | 467.6982 | 0.49768 | -0.4508 | 420.9284 | 0.44791 | -0.40572 | 2338.491 | -2.254 | 2104.642 | -2.0286 | 0.039603 | -0.0023735 | 0.044003 | -0.0026372 | 0.19801 | -0.011867 | 0.22002 | -0.013186 | 0.061034 | 0 | 0.067816 | 0 | 0.30517 | 0 | 0.33908 | 0 | 0.03342 | 0.030078 | 0.1671 | 0.15039 | 0.00019773 | 378.0807 | 1627.8333 | 2005.914 | 65.1468 | 13.9293 | 26.292 | 134.8079 | 0 | 0 | 137.9048 | 0 | 0 | 0 | 651.1333 | 976.7 | 0 | 0 | 1627.8333 | 0 | 0 | 1880.8544 | 1692.769 | -1.8129 | -1.6316 | 0.23635 | 0.85362 | 1.1594 | 0.93603 | 1.1148 | 0.89146 | 1.2641 | -0.92303 | -0.69968 | -0.87846 | -0.65511 | 0.85362 | 0.85362 | 0.85362 | 0.85362 | -1.0278 | 0.85362
241 | SCE | SCE-13-SW-001C | Air Flow Adjustment Maintenance | Air Flow Adjustment Maintenance | 0.30208 | 0.31271 | 671.6805 | -1.307 | 2219.2176 | 2143.7657 | 0.42308 | 0.44424 | 1584.4892 | 1509.0373 | -1548.844 | -1473.3921 | 491.1927 | -1.9502 | 2633.0081 | 0.2546 | 901.4941 | 0.67327 | -0.42302 | 811.3447 | 0.60594 | -0.38072 | 901.4941 | 0.67327 | -0.42302 | 901.4941 | 0.67327 | -0.42302 | 811.3447 | 0.60594 | -0.38072 | 4507.4703 | -2.1151 | 4056.7234 | -1.9036 | 0.076335 | -0.0022272 | 0.084817 | -0.0024747 | 0.38168 | -0.011136 | 0.42408 | -0.012373 | 0.11764 | 0 | 0.13072 | 0 | 0.58822 | 0 | 0.65358 | 0 | 0.064418 | 0.057977 | 0.32209 | 0.28988 | 0.00033196 | 634.7284 | 1627.8333 | 2262.5616 | 109.3695 | 23.3847 | 44.1394 | 226.3178 | 0 | 0 | 231.517 | 0 | 0 | 0 | 651.1333 | 976.7 | 0 | 0 | 1627.8333 | 0 | 0 | 3625.3701 | 3262.8332 | -1.7012 | -1.5311 | 0.20586 | 0.85362 | 0.68015 | 0.48562 | 0.65703 | 0.46249 | 0.80697 | -0.47429 | -0.27976 | -0.45117 | -0.25663 | 0.85362 | 0.85362 | 0.85362 | 0.85362 | -0.60111 | 0.85362
242 | SCE | SCE-13-SW-001C | Air Flow Adjustment Maintenance | Air Flow Adjustment Maintenance | 0.40161 | 0.41383 | 1028.4892 | -1.8072 | 2556.3966 | 2480.9447 | 0.64796 | 0.68036 | 1584.4892 | 1509.0373 | -1529.7146 | -1454.2627 | 638.1307 | -2.6967 | 3116.3787 | 0.32945 | 1171.1718 | 0.83974 | -0.58493 | 1054.0546 | 0.75577 | -0.52644 | 1171.1718 | 0.83974 | -0.58493 | 1171.1718 | 0.83974 | -0.58493 | 1054.0546 | 0.75577 | -0.52644 | 5855.8589 | -2.9247 | 5270.2732 | -2.6322 | 0.09917 | -0.0030797 | 0.11019 | -0.0034219 | 0.49585 | -0.015398 | 0.55095 | -0.017109 | 0.15284 | 0 | 0.16982 | 0 | 0.76418 | 0 | 0.84909 | 0 | 0.083689 | 0.07532 | 0.41844 | 0.3766 | 0.0005083 | 971.9074 | 1627.8333 | 2599.7407 | 167.4685 | 35.807 | 67.5871 | 346.5418 | 0 | 0 | 354.5029 | 0 | 0 | 0 | 651.1333 | 976.7 | 0 | 0 | 1627.8333 | 0 | 0 | 4709.8825 | 4238.8944 | -2.3523 | -2.1171 | 0.24263 | 0.85362 | 0.60308 | 0.3738 | 0.58528 | 0.356 | 0.73519 | -0.36045 | -0.13117 | -0.34265 | -0.11337 | 0.85362 | 0.85362 | 0.85362 | 0.85362 | -0.49256 | 0.85362
243 | SCE | SCE-13-SW-001C | Air Flow Adjustment Maintenance | Air Flow Adjustment Maintenance | 0.50684 | 0.51973 | 1543.6953 | -1.2406 | 3043.2588 | 2967.807 | 0.97347 | 1.0221 | 1584.4892 | 1509.0373 | -1500.8041 | -1425.3523 | 1032.7641 | -1.8512 | 3998.7199 | 0.38574 | 1895.4491 | 0.80892 | -0.40153 | 1705.9042 | 0.72803 | -0.36138 | 1895.4491 | 0.80892 | -0.40153 | 1895.4491 | 0.80892 | -0.40153 | 1705.9042 | 0.72803 | -0.36138 | 9477.2453 | -2.0077 | 8529.521 | -1.8069 | 0.1605 | -0.0021141 | 0.17833 | -0.002349 | 0.8025 | -0.01057 | 0.89166 | -0.011745 | 0.24735 | 0 | 0.27484 | 0 | 1.2368 | 0 | 1.3742 | 0 | 0.13544 | 0.1219 | 0.67722 | 0.6095 | 0.00076292 | 1458.7696 | 1627.8333 | 3086.6029 | 251.3594 | 53.744 | 101.4438 | 520.1367 | 0 | 0 | 532.0858 | 0 | 0 | 0 | 651.1333 | 976.7 | 0 | 0 | 1627.8333 | 0 | 0 | 7622.5731 | 6860.3159 | -1.6148 | -1.4533 | 0.22502 | 0.85362 | 0.4436 | 0.23096 | 0.4326 | 0.21997 | 0.58288 | -0.21859 | -0.0059464 | -0.20759 | 0.0050519 | 0.85362 | 0.85362 | 0.85362 | 0.85362 | -0.35786 | 0.85362
244 | SCE | SCE-13-SW-001C | Evaporator Coil Cleaning Maintenance | Evaporator Coil Cleaning Maintenance | 0.10125 | 0.1058 | 400.0915 | -1.3928 | 3937.8997 | 3768.3846 | 0.112 | 0.1176 | 3559.8191 | 3390.3039 | -3539.201 | -3369.6858 | 254.8324 | -2.0783 | 4021.1387 | 0.099151 | 467.6982 | 0.49768 | -0.4508 | 420.9284 | 0.44791 | -0.40572 | 467.6982 | 0.49768 | -0.4508 | 467.6982 | 0.49768 | -0.4508 | 420.9284 | 0.44791 | -0.40572 | 2338.491 | -2.254 | 2104.642 | -2.0286 | 0.039603 | -0.0023735 | 0.044003 | -0.0026372 | 0.19801 | -0.011867 | 0.22002 | -0.013186 | 0.061034 | 0 | 0.067816 | 0 | 0.30517 | 0 | 0.33908 | 0 | 0.03342 | 0.030078 | 0.1671 | 0.15039 | 0.00019773 | 378.0807 | 3657.1988 | 4035.2794 | 65.1468 | 13.9293 | 26.292 | 134.8079 | 0 | 0 | 137.9048 | 0 | 0 | 0 | 1462.8795 | 2194.3193 | 0 | 0 | 3657.1988 | 0 | 0 | 1880.8544 | 1692.769 | -1.8129 | -1.6316 | 0.23635 | 0.85362 | 2.3263 | 2.103 | 2.2262 | 2.0028 | 2.3755 | -2.09 | -1.8666 | -1.9898 | -1.7665 | 0.85362 | 0.85362 | 0.85362 | 0.85362 | -2.1391 | 0.85362
245 | SCE | SCE-13-SW-001C | Evaporator Coil Cleaning Maintenance | Evaporator Coil Cleaning Maintenance | 0.15982 | 0.16655 | 671.6805 | -1.307 | 4194.5474 | 4025.0322 | 0.18832 | 0.19773 | 3559.8191 | 3390.3039 | -3524.1738 | -3354.6587 | 491.1927 | -1.9502 | 4514.2747 | 0.1485 | 901.4941 | 0.67327 | -0.42302 | 811.3447 | 0.60594 | -0.38072 | 901.4941 | 0.67327 | -0.42302 | 901.4941 | 0.67327 | -0.42302 | 811.3447 | 0.60594 | -0.38072 | 4507.4703 | -2.1151 | 4056.7234 | -1.9036 | 0.076335 | -0.0022272 | 0.084817 | -0.0024747 | 0.38168 | -0.011136 | 0.42408 | -0.012373 | 0.11764 | 0 | 0.13072 | 0 | 0.58822 | 0 | 0.65358 | 0 | 0.064418 | 0.057977 | 0.32209 | 0.28988 | 0.00033196 | 634.7284 | 3657.1988 | 4291.9271 | 109.3695 | 23.3847 | 44.1394 | 226.3178 | 0 | 0 | 231.517 | 0 | 0 | 0 | 1462.8795 | 2194.3193 | 0 | 0 | 3657.1988 | 0 | 0 | 3625.3701 | 3262.8332 | -1.7012 | -1.5311 | 0.20586 | 0.85362 | 1.2856 | 1.091 | 1.2336 | 1.0391 | 1.3835 | -1.0797 | -0.88516 | -1.0277 | -0.83321 | 0.85362 | 0.85362 | 0.85362 | 0.85362 | -1.1777 | 0.85362
246 | SCE | SCE-13-SW-001C | Evaporator Coil Cleaning Maintenance | Evaporator Coil Cleaning Maintenance | 0.22655 | 0.23536 | 1028.4892 | -1.8072 | 4531.7264 | 4362.2112 | 0.28841 | 0.30283 | 3559.8191 | 3390.3039 | -3505.0444 | -3335.5292 | 638.1307 | -2.6967 | 4997.6452 | 0.20543 | 1171.1718 | 0.83974 | -0.58493 | 1054.0546 | 0.75577 | -0.52644 | 1171.1718 | 0.83974 | -0.58493 | 1171.1718 | 0.83974 | -0.58493 | 1054.0546 | 0.75577 | -0.52644 | 5855.8589 | -2.9247 | 5270.2732 | -2.6322 | 0.09917 | -0.0030797 | 0.11019 | -0.0034219 | 0.49585 | -0.015398 | 0.55095 | -0.017109 | 0.15284 | 0 | 0.16982 | 0 | 0.76418 | 0 | 0.84909 | 0 | 0.083689 | 0.07532 | 0.41844 | 0.3766 | 0.0005083 | 971.9074 | 3657.1988 | 4629.1061 | 167.4685 | 35.807 | 67.5871 | 346.5418 | 0 | 0 | 354.5029 | 0 | 0 | 0 | 1462.8795 | 2194.3193 | 0 | 0 | 3657.1988 | 0 | 0 | 4709.8825 | 4238.8944 | -2.3523 | -2.1171 | 0.24263 | 0.85362 | 1.0691 | 0.8398 | 1.0291 | 0.79981 | 1.179 | -0.82645 | -0.59717 | -0.78646 | -0.55718 | 0.85362 | 0.85362 | 0.85362 | 0.85362 | -0.93637 | 0.85362
247 | SCE | SCE-13-SW-001C | Evaporator Coil Cleaning Maintenance | Evaporator Coil Cleaning Maintenance | 0.30735 | 0.31809 | 1543.6953 | -1.2406 | 5018.5887 | 4849.0735 | 0.4333 | 0.45496 | 3559.8191 | 3390.3039 | -3476.134 | -3306.6188 | 1032.7641 | -1.8512 | 5879.9864 | 0.26232 | 1895.4491 | 0.80892 | -0.40153 | 1705.9042 | 0.72803 | -0.36138 | 1895.4491 | 0.80892 | -0.40153 | 1895.4491 | 0.80892 | -0.40153 | 1705.9042 | 0.72803 | -0.36138 | 9477.2453 | -2.0077 | 8529.521 | -1.8069 | 0.1605 | -0.0021141 | 0.17833 | -0.002349 | 0.8025 | -0.01057 | 0.89166 | -0.011745 | 0.24735 | 0 | 0.27484 | 0 | 1.2368 | 0 | 1.3742 | 0 | 0.13544 | 0.1219 | 0.67722 | 0.6095 | 0.00076292 | 1458.7696 | 3657.1988 | 5115.9684 | 251.3594 | 53.744 | 101.4438 | 520.1367 | 0 | 0 | 532.0858 | 0 | 0 | 0 | 1462.8795 | 2194.3193 | 0 | 0 | 3657.1988 | 0 | 0 | 7622.5731 | 6860.3159 | -1.6148 | -1.4533 | 0.22502 | 0.85362 | 0.73154 | 0.5189 | 0.70683 | 0.49419 | 0.8571 | -0.50652 | -0.29388 | -0.48181 | -0.26917 | 0.85362 | 0.85362 | 0.85362 | 0.85362 | -0.63208 | 0.85362
248 | SCE | SCE-13-SW-001C | <=24 kBtu/hr High Efficiency Package Terminal Heat Pump (Dwelling Area) DX Equipment | <=24 kBtu/hr High Efficiency Package Terminal Heat Pump (Dwelling Area) DX Equipment | 0.9236 | 0.92992 | 8024.8225 | 0 | 8688.6805 | 8629.6068 | 7.2601 | 7.67 | 1105.3397 | 1046.2659 | -663.858 | -604.7842 | 5050.954 | 0 | 13680.5607 | 0.58659 | 5953.963 | 2.9235 | 0 | 3572.3778 | 1.7541 | 0 | 5953.963 | 2.9235 | 0 | 5953.963 | 2.9235 | 0 | 3572.3778 | 1.7541 | 0 | 89309.445 | 0 | 53585.667 | 0 | 0.33611 | 0 | 0.56018 | 0 | 5.0416 | 0 | 8.4026 | 0 | 0.51799 | 0 | 0.86332 | 0 | 7.7699 | 0 | 12.9498 | 0 | 0.42545 | 0.25527 | 6.3818 | 3.8291 | 0.003966 | 7583.3409 | 1128.6311 | 8711.9719 | 1306.679 | 279.3856 | 527.3504 | 2703.9046 | 0 | 0 | 2766.0213 | 0 | 0 | 0 | 0 | 0 | 1128.6311 | 0 | 1140.7856 | 0 | 6.685 | 51962.9681 | 31177.7809 | 0 | 0 | 0.25739 | 0 | 0.27868 | 0.035453 | 0.27679 | 0.033558 | 0.43879 | -0.021293 | 0.22194 | -0.019398 | 0.22383 | 0 | 0 | 0 | 0 | -0.1814 | 0
249 | SCE | SCE-13-SW-001C | <=24 kBtu/hr High Efficiency Package Terminal Heat Pump (Common Area) DX Equipment | <=24 kBtu/hr High Efficiency Package Terminal Heat Pump (Common Area) DX Equipment | 0.91424 | 0.92094 | 7427.6608 | 0 | 8124.3714 | 8065.2976 | 6.7198 | 7.0992 | 1105.3397 | 1046.2659 | -696.7106 | -637.6368 | 4675.0907 | 0 | 12740.3883 | 0.583 | 5510.9029 | 2.762 | 0 | 3306.5417 | 1.6572 | 0 | 5510.9029 | 2.762 | 0 | 5510.9029 | 2.762 | 0 | 3306.5417 | 1.6572 | 0 | 82663.5434 | 0 | 49598.1261 | 0 | 0.31109 | 0 | 0.51849 | 0 | 4.6664 | 0 | 7.7774 | 0 | 0.47945 | 0 | 0.79908 | 0 | 7.1917 | 0 | 11.9861 | 0 | 0.39379 | 0.23628 | 5.9069 | 3.5442 | 0.0036709 | 7019.0317 | 1128.6311 | 8147.6628 | 1209.4434 | 258.5953 | 488.108 | 2502.6954 | 0 | 0 | 2560.1897 | 0 | 0 | 0 | 0 | 0 | 1128.6311 | 0 | 1140.7856 | 0 | 6.685 | 48096.1793 | 28857.7076 | 0 | 0 | 0.25739 | 0 | 0.28153 | 0.038303 | 0.27949 | 0.036256 | 0.44149 | -0.024143 | 0.21909 | -0.022096 | 0.22113 | 0 | 0 | 0 | 0 | -0.1841 | 0
250 | SCE | SCE-13-SW-001C | Window Evap Cooler | Window Evap Cooler | 0.45605 | 0.46758 | 9372.1215 | -997.3805 | 18363.4541 | 17910.7429 | 0.88091 | 0.92495 | 9506.9352 | 9054.224 | -9988.713 | -9536.0018 | 5781.5033 | -1199.7943 | 22492.4519 | 0.37234 | 4543.4132 | 8.1066 | -110.8852 | 4089.0719 | 7.2959 | -99.7967 | 4543.4132 | 8.1066 | -110.8852 | 4543.4132 | 8.1066 | -110.8852 | 4089.0719 | 7.2959 | -99.7967 | 68151.1973 | -1663.278 | 61336.0792 | -1496.9503 | 0.38472 | -0.58381 | 0.42747 | -0.64868 | 5.7708 | -8.7572 | 6.412 | -9.7302 | 0.59291 | 0 | 0.65879 | 0 | 8.8937 | 0 | 9.8819 | 0 | 0.32466 | 0.29219 | 4.8699 | 4.3829 | 0.0046319 | 8856.5189 | 9766.9997 | 18623.5185 | 1526.0593 | 326.292 | 615.888 | 3157.867 | 0 | 0 | 3230.4126 | 0 | 0 | 0 | 4340.8887 | 5426.1109 | 0 | 0 | 9766.9997 | 0 | 0 | 39652.4522 | 35687.2079 | -967.7461 | -870.9715 | 0.26262 | 1.1451 | 0.51457 | 0.2664 | 0.50188 | 0.25371 | 0.63027 | -0.25195 | -0.0037776 | -0.23926 | 0.0089079 | 1.1451 | 1.1451 | 1.1451 | 1.1451 | -0.36765 | 1.1451
251 | SCE | SCE-13-SW-001C | Window Evap Cooler | Window Evap Cooler | -0.12898 | -0.13469 | 2480.2344 | -5234.857 | 21357.6559 | 20452.2335 | -0.14487 | -0.15212 | 19013.8704 | 18108.448 | -24112.2786 | -23206.8562 | 2777.2014 | -6297.2477 | 16932.1872 | -0.16269 | 2182.4728 | 11.4599 | -581.9927 | 1964.2255 | 10.314 | -523.7935 | 2182.4728 | 11.4599 | -581.9927 | 2182.4728 | 11.4599 | -581.9927 | 1964.2255 | 10.314 | -523.7935 | 32737.0913 | -8729.8911 | 29463.383 | -7856.9022 | 0.1848 | -3.0642 | 0.20534 | -3.4047 | 2.7721 | -45.9629 | 3.0801 | -51.0699 | 0.28481 | 0 | 0.31646 | 0 | 4.2722 | 0 | 4.7468 | 0 | 0.15595 | 0.14036 | 2.3393 | 2.1054 | 0.0012258 | 2343.7855 | 19533.9993 | 21877.7849 | 403.8557 | 86.3498 | 162.9884 | 835.6966 | 0 | 0 | 854.8951 | 0 | 0 | 0 | 8681.7775 | 10852.2219 | 0 | 0 | 19533.9993 | 0 | 0 | 19047.4416 | 17142.6979 | -5079.3178 | -4571.3862 | 0.14468 | 1.1451 | 1.2459 | 1.1092 | 1.1931 | 1.0563 | 0.98772 | -1.1012 | -0.96447 | -1.0484 | -0.91165 | 1.1451 | 1.1451 | 1.1451 | 1.1451 | -0.84304 | 1.1451
252 | SCE | SCE-13-SW-001C | Commercial Energy Star Clothes Washer | Commercial Energy Star Clothes Washer | 0.41541 | 0.74755 | 377.6885 | 134.6508 | 1233.3359 | 685.3582 | 0.68386 | 2.5464 | 749.1827 | 201.205 | -720.9966 | -173.0189 | 620.3155 | 171.0369 | 1476.7106 | 0.34695 | 905.6484 | 0.16208 | 29.393 | 543.389 | 0.097251 | 17.6358 | 905.6484 | 0.16208 | 29.393 | 905.6484 | 0.16208 | 29.393 | 543.389 | 0.097251 | 17.6358 | 9962.132 | 323.3226 | 5977.2793 | 193.9936 | 0.059322 | 0.10317 | 0.09887 | 0.17195 | 0.65254 | 1.1349 | 1.0876 | 1.8914 | 0.065261 | 0 | 0.10877 | 0 | 0.71788 | 0 | 1.1965 | 0 | 0.060012 | 0.036007 | 0.66013 | 0.39608 | 0.00025321 | 484.1532 | 217.0444 | 701.1977 | 83.424 | 17.8372 | 33.6683 | 172.6289 | 0 | 0 | 176.5947 | 0 | 0 | 0 | 0 | 0 | 217.0444 | 0 | 1184.151 | 0 | 531.9086 | 6563.0722 | 3937.8434 | 213.0056 | 127.8033 | 0.095913 | 1.0536 | 0.23089 | 0.14025 | 0.1283 | 0.037667 | 0.27645 | -0.13497 | -0.044338 | -0.03239 | 0.058246 | -1.4827 | -0.48705 | -0.3558 | 0.63982 | -0.18054 | -1.9831
253 | SCE | SCE-13-SW-001C | Commercial Leased Energy Star Clothes Washer | Commercial Leased Energy Star Clothes Washer | 0.41541 | 0.74755 | 377.6885 | 134.6508 | 1233.3359 | 685.3582 | 0.68386 | 2.5464 | 749.1827 | 201.205 | -720.9966 | -173.0189 | 620.3155 | 171.0369 | 1476.7106 | 0.34695 | 905.6484 | 0.16208 | 29.393 | 543.389 | 0.097251 | 17.6358 | 905.6484 | 0.16208 | 29.393 | 905.6484 | 0.16208 | 29.393 | 543.389 | 0.097251 | 17.6358 | 9962.132 | 323.3226 | 5977.2793 | 193.9936 | 0.059322 | 0.10317 | 0.09887 | 0.17195 | 0.65254 | 1.1349 | 1.0876 | 1.8914 | 0.065261 | 0 | 0.10877 | 0 | 0.71788 | 0 | 1.1965 | 0 | 0.060012 | 0.036007 | 0.66013 | 0.39608 | 0.00025321 | 484.1532 | 217.0444 | 701.1977 | 83.424 | 17.8372 | 33.6683 | 172.6289 | 0 | 0 | 176.5947 | 0 | 0 | 0 | 0 | 0 | 217.0444 | 0 | 1184.151 | 0 | 531.9086 | 6563.0722 | 3937.8434 | 213.0056 | 127.8033 | 0.095913 | 1.0536 | 0.23089 | 0.14025 | 0.1283 | 0.037667 | 0.27645 | -0.13497 | -0.044338 | -0.03239 | 0.058246 | -1.4827 | -0.48705 | -0.3558 | 0.63982 | -0.18054 | -1.9831
254 | SCE | SCE-13-SW-001C | MEF ≥ 2.0 and WF ≤ 6.0 Energy Star Clothes Washer | MEF ≥ 2.0 and WF ≤ 6.0 Energy Star Clothes Washer | 0.80588 | 0.77483 | 78.8942 | 37.5367 | 144.476 | 150.2665 | 3.3797 | 2.8933 | 34.4505 | 40.241 | -28.0451 | -33.8356 | 96.2585 | 47.6801 | 294.2052 | 0.39575 | 234.2259 | 0.12149 | 13.6565 | 84.3213 | 0.043735 | 4.9163 | 234.2259 | 0.12149 | 13.6565 | 234.2259 | 0.12149 | 13.6565 | 84.3213 | 0.043735 | 4.9163 | 2576.4848 | 150.2216 | 927.5345 | 54.0798 | 0.010683 | 0.028761 | 0.029675 | 0.079891 | 0.11751 | 0.31637 | 0.32642 | 0.8788 | 0.011155 | 0 | 0.030986 | 0 | 0.12271 | 0 | 0.34085 | 0 | 0.016116 | 0.0058019 | 0.17728 | 0.063821 | 5.7542e-05 | 110.0255 | 43.4089 | 153.4344 | 18.9584 | 4.0536 | 7.6512 | 39.2305 | 0 | 0 | 40.1318 | 0 | 0 | 0 | 0 | 0 | 43.4089 | 0 | 20.0289 | 0 | -7.2478 | 1697.3933 | 611.0616 | 98.9663 | 35.6279 | 0.12911 | 1.0536 | 0.16021 | 0.038202 | 0.16663 | 0.044623 | 0.32624 | -0.031099 | 0.090908 | -0.03752 | 0.084487 | -0.25378 | 0.74184 | -0.30618 | 0.68944 | -0.19713 | -1.6087
255 | SCE | SCE-13-SW-001C | Tier 2 Advanced Power Strip replacing Standard Power Strip | Tier 2 Advanced Power Strip replacing Standard Power Strip | 0.49671 | 0.50817 | 9946.841 | -1080.4302 | 17850.2295 | 17447.8196 | 1.0492 | 1.1017 | 8450.6091 | 8048.1991 | -8983.8187 | -8581.4088 | 13538.3982 | -1612.2161 | 29374.0017 | 0.30185 | 24847.2472 | 5.1631 | -349.702 | 22362.5224 | 4.6467 | -314.7318 | 24847.2472 | 5.1631 | -349.702 | 24847.2472 | 5.1631 | -349.702 | 22362.5224 | 4.6467 | -314.7318 | 124236.2358 | -1748.51 | 111812.6122 | -1573.659 | 2.861 | -1.8412 | 3.1789 | -2.0458 | 14.3051 | -9.2059 | 15.8945 | -10.2288 | 2.7182 | 0 | 3.0202 | 0 | 13.591 | 0 | 15.1012 | 0 | 1.654 | 1.4886 | 8.27 | 7.443 | 0.0049159 | 9399.6205 | 8681.7775 | 18081.3979 | 1619.6406 | 346.301 | 653.6557 | 3351.5145 | 0 | 0 | 3428.5087 | 0 | 0 | 0 | 2170.4444 | 6511.3331 | 0 | 0 | 8681.7775 | 0 | 0 | 99923.5273 | 89931.1746 | -1406.3311 | -1265.698 | 0.11061 | 0.85362 | 0.19849 | 0.093968 | 0.19401 | 0.089493 | 0.32663 | -0.087883 | 0.016638 | -0.083408 | 0.021112 | 0.85362 | 0.85362 | 0.85362 | 0.85362 | -0.21602 | 0.85362
256 | SCE | SCE-13-SW-001C | Variable Speed Drive on Pool Pump Control replacing Single Speed Pool Pump for Spa or Wading Pool | Variable Speed Drive on Pool Pump Control replacing Single Speed Pool Pump for Spa or Wading Pool | 0.79174 | 0.6995 | 830378.2319 | 0 | 1048800.0769 | 1187105.3402 | 3.1441 | 2.0635 | 264104.692 | 402409.9552 | -218421.845 | -356727.1083 | 1509836.4647 | 0 | 2696941.8049 | 0.3079 | 2285045.5638 | 329.6124 | 0 | 1371027.3655 | 197.7674 | 0 | 3134238.8753 | 329.6124 | 0 | 3134238.8753 | 329.6124 | 0 | 1880543.3625 | 197.7674 | 0 | 22850455.6378 | 0 | 13710273.6551 | 0 | 146.77 | 0 | 244.6167 | 0 | 1467.7003 | 0 | 2446.1671 | 0 | 183.8666 | 0 | 306.4443 | 0 | 1838.6659 | 0 | 3064.443 | 0 | 158.0931 | 94.8558 | 1580.9307 | 948.5584 | 0.41039 | 784695.3849 | 434088.8741 | 1218784.2591 | 135210.197 | 28909.7585 | 54568.2222 | 279789.8042 | 0 | 0 | 286217.403 | 0 | 0 | 0 | 0 | 0 | 434088.8741 | 0 | 0 | 0 | -238748.886 | 17098457.225 | 9762256.7616 | 0 | 0 | 0.08506 | 0 | 0.10743 | 0.027054 | 0.1216 | 0.041221 | 0.27626 | -0.022374 | 0.058006 | -0.036541 | 0.043839 | 0 | 0 | 0 | 0 | -0.1912 | 0
257 | SCE | SCE-13-SW-001C | Programmable Variable Speed Drive on Pool Pump Control replacing Single Speed Pool Pump | Programmable Variable Speed Drive on Pool Pump Control replacing Single Speed Pool Pump | 0.63781 | 0.52733 | 84595.3936 | 0 | 132633.2954 | 160423.411 | 1.6055 | 1.0511 | 52691.8754 | 80481.991 | -48037.9017 | -75828.0174 | 175973.8895 | 0 | 336397.3006 | 0.25147 | 231238.2196 | 19.4819 | 0 | 138742.9345 | 11.6891 | 0 | 700721.8878 | 59.0361 | 0 | 700721.8878 | 59.0361 | 0 | 420433.1411 | 35.4217 | 0 | 2312382.1964 | 0 | 1387429.3454 | 0 | 14.8526 | 0 | 24.7543 | 0 | 148.5259 | 0 | 247.5431 | 0 | 18.6066 | 0 | 31.011 | 0 | 186.0662 | 0 | 310.1104 | 0 | 15.9984 | 9.5991 | 159.9844 | 95.9906 | 0.041809 | 79941.42 | 86817.7748 | 166759.1948 | 13774.6384 | 2945.2029 | 5559.1778 | 28503.7923 | 0 | 0 | 29158.6086 | 0 | 0 | 0 | 0 | 0 | 86817.7748 | 0 | 0 | 0 | -47749.7772 | 1973809.6895 | 1184285.8372 | 0 | 0 | 0.071432 | 0 | 0.11199 | 0.044493 | 0.13546 | 0.067958 | 0.28405 | -0.040563 | 0.026939 | -0.064028 | 0.0034733 | 0 | 0 | 0 | 0 | -0.21262 | 0
258 | SCE | SCE-13-SW-001C | 45.8 Watt Pool Light (Dusk to Dawn) LED replacing 300 Watt Incandescent | 45.8 Watt Pool Light (Dusk to Dawn) LED replacing 300 Watt Incandescent | 0.74386 | 0.96033 | 31331.8365 | 0 | 42120.3445 | 32626.2057 | 2.5041 | 10.3814 | 12512.2135 | 3018.0747 | -10788.508 | -1294.3692 | 52861.0971 | 0 | 85487.3028 | 0.36651 | 48331.2816 | 0 | 0 | 43498.1546 | 0 | 0 | 48331.2816 | 0 | 0 | 48331.2816 | 0 | 0 | 43498.1546 | 0 | 0 | 579975.3793 | 0 | 521977.8552 | 0 | 5.2119 | 0 | 5.791 | 0 | 62.5428 | 0 | 69.492 | 0 | 4.6902 | 0 | 5.2113 | 0 | 56.2822 | 0 | 62.5358 | 0 | 3.0789 | 2.771 | 36.9462 | 33.2516 | 0.015485 | 29608.131 | 3255.6666 | 32863.7976 | 5101.752 | 1090.8232 | 2058.9685 | 10557.0306 | 0 | 0 | 10799.5568 | 0 | 0 | 0 | 0 | 0 | 3255.6666 | 0 | 14454.2913 | 0 | 9518.8313 | 370162.4602 | 333146.223 | 0 | 0 | 0.094048 | 0 | 0.12643 | 0.037558 | 0.097934 | 0.0090593 | 0.25661 | -0.032384 | 0.056491 | -0.0038853 | 0.084989 | 0 | 0 | 0 | 0 | -0.16256 | 0
259 | SCE | SCE-13-SW-001C | 52.4 Watt Pool Light (Dusk to Dawn) LED replacing 400 Watt Incandescent | 52.4 Watt Pool Light (Dusk to Dawn) LED replacing 400 Watt Incandescent | 0.78056 | 0.98481 | 42844.0062 | 0 | 54888.6134 | 43505.0391 | 2.9749 | 14.1958 | 14401.649 | 3018.0747 | -12044.6072 | -661.0329 | 72283.7032 | 0 | 115788.7423 | 0.37002 | 66089.5102 | 0 | 0 | 59480.5607 | 0 | 0 | 66089.5102 | 0 | 0 | 66089.5102 | 0 | 0 | 59480.5607 | 0 | 0 | 793074.1222 | 0 | 713766.7289 | 0 | 7.1269 | 0 | 7.9188 | 0 | 85.5227 | 0 | 95.0252 | 0 | 6.4135 | 0 | 7.1261 | 0 | 76.9618 | 0 | 85.5131 | 0 | 4.2101 | 3.7891 | 50.5213 | 45.4691 | 0.021174 | 40486.9644 | 3255.6666 | 43742.631 | 6976.2745 | 1491.6213 | 2815.4896 | 14435.971 | 0 | 0 | 14767.608 | 0 | 0 | 0 | 0 | 0 | 3255.6666 | 0 | 16718.933 | 0 | 11443.7768 | 506170.2249 | 455553.2145 | 0 | 0 | 0.094048 | 0 | 0.12049 | 0.031614 | 0.095499 | 0.0066251 | 0.25417 | -0.02644 | 0.062435 | -0.0014511 | 0.087423 | 0 | 0 | 0 | 0 | -0.16012 | 0
260 | SCE | SCE-13-SW-001C | 67.4 Watt Pool Light (Dusk to Dawn) LED replacing 500 Watt Incandescent | 67.4 Watt Pool Light (Dusk to Dawn) LED replacing 500 Watt Incandescent | 0.83567 | 0.99841 | 53320.8201 | 0 | 63805.7618 | 53405.4763 | 3.9737 | 17.6672 | 13418.3602 | 3018.0747 | -10484.9417 | -84.6562 | 89959.5225 | 0 | 143364.9988 | 0.37192 | 82250.639 | 0 | 0 | 74025.577 | 0 | 0 | 82250.639 | 0 | 0 | 82250.639 | 0 | 0 | 74025.577 | 0 | 0 | 987007.6676 | 0 | 888306.9244 | 0 | 8.8697 | 0 | 9.8552 | 0 | 106.4359 | 0 | 118.2621 | 0 | 7.9818 | 0 | 8.8687 | 0 | 95.7816 | 0 | 106.424 | 0 | 5.2396 | 4.7157 | 62.8754 | 56.5879 | 0.026352 | 50387.4016 | 3255.6666 | 53643.0682 | 8682.2105 | 1856.3734 | 3503.9723 | 17966.056 | 0 | 0 | 18378.7894 | 0 | 0 | 0 | 0 | 0 | 3255.6666 | 0 | 15540.3817 | 0 | 10442.0082 | 629946.0279 | 566951.4401 | 0 | 0 | 0.094048 | 0 | 0.11254 | 0.023668 | 0.094198 | 0.0053233 | 0.25287 | -0.018494 | 0.070381 | -0.00014932 | 0.088725 | 0 | 0 | 0 | 0 | -0.15882 | 0
261 | SCE | SCE-13-SW-001C | Cold Vending Machine Control | Cold Vending Machine Control | 0.53607 | 0.66056 | 1414.7171 | 0 | 2639.0536 | 2141.707 | 1.0864 | 1.7578 | 1302.1664 | 804.8199 | -1224.3365 | -726.99 | 2579.0381 | 0 | 4720.7451 | 0.29968 | 7100.0271 | 0 | 0 | 4260.0163 | 0 | 0 | 7100.0271 | 0 | 0 | 7100.0271 | 0 | 0 | 4260.0163 | 0 | 0 | 35500.1354 | 0 | 21300.0817 | 0 | 0.44716 | 0 | 0.74526 | 0 | 2.2358 | 0 | 3.7263 | 0 | 0.55253 | 0 | 0.92089 | 0 | 2.7627 | 0 | 4.6044 | 0 | 0.48177 | 0.28906 | 2.4088 | 1.4453 | 0.00069918 | 1336.8871 | 868.1777 | 2205.0649 | 230.3579 | 49.2536 | 92.968 | 476.6785 | 0 | 0 | 487.6292 | 0 | 0 | 0 | 0 | 0 | 868.1777 | 0 | 1689.9948 | 0 | 451.9994 | 28552.8512 | 17131.711 | 0 | 0 | 0.082579 | 0 | 0.15404 | 0.076009 | 0.12501 | 0.046978 | 0.27556 | -0.071466 | 0.0065697 | -0.042435 | 0.0356 | 0 | 0 | 0 | 0 | -0.19298 | 0
262 | SCE | SCE-13-SW-001C | 23 Watt Interior Fixture (Common Area) CFL replacing CFL Fixture Base Case, Total Watts = 3.53 x Msr Watts | 23 Watt Interior Fixture (Common Area) CFL replacing CFL Fixture Base Case, Total Watts = 3.53 x Msr Watts | 0 | 0 | 0 | 0 | 0 | 0 | 0 | 0 | 0 | 0 | 0 | 0 | 0 | 0 | 0 | 0 | 0 | 0 | 0 | 0 | 0 | 0 | 0 | 0 | 0 | 0 | 0 | 0 | 0 | 0 | 0 | 0 | 0 | 0 | 0 | 0 | 0 | 0 | 0 | 0 | 0 | 0 | 0 | 0 | 0 | 0 | 0 | 0 | 0 | 0 | 0 | 0 | 0 | 0 | 0 | 0 | 0 | 0 | 0 | 0 | 0 | 0 | 0 | 0 | 0 | 0 | 0 | 0 | 0 | 0 | 0 | 0 | 0 | 0 | 0 | 0 | 0 | 0 | 0 | 0 | 0 | 0 | 0 | 0 | 0 | 0 | 0 | 0 | 0 | 0 | 0 | 0 | 0 | 0 | 0 | 0 | 0
263 | SCE | SCE-13-SW-001C | 23 Watt Interior Fixture (Dwelling Area) CFL replacing CFL Fixture Base Case, Total Watts = 3.53 x Msr Watts | 23 Watt Interior Fixture (Dwelling Area) CFL replacing CFL Fixture Base Case, Total Watts = 3.53 x Msr Watts | 0 | 0 | 0 | 0 | 0 | 0 | 0 | 0 | 0 | 0 | 0 | 0 | 0 | 0 | 0 | 0 | 0 | 0 | 0 | 0 | 0 | 0 | 0 | 0 | 0 | 0 | 0 | 0 | 0 | 0 | 0 | 0 | 0 | 0 | 0 | 0 | 0 | 0 | 0 | 0 | 0 | 0 | 0 | 0 | 0 | 0 | 0 | 0 | 0 | 0 | 0 | 0 | 0 | 0 | 0 | 0 | 0 | 0 | 0 | 0 | 0 | 0 | 0 | 0 | 0 | 0 | 0 | 0 | 0 | 0 | 0 | 0 | 0 | 0 | 0 | 0 | 0 | 0 | 0 | 0 | 0 | 0 | 0 | 0 | 0 | 0 | 0 | 0 | 0 | 0 | 0 | 0 | 0 | 0 | 0 | 0 | 0
264 | SCE | SCE-13-SW-001C | 26 Watt Interior Fixture (Common Area) CFL replacing CFL Fixture Base Case, Total Watts = 3.53 x Msr Watts | 26 Watt Interior Fixture (Common Area) CFL replacing CFL Fixture Base Case, Total Watts = 3.53 x Msr Watts | 0 | 0 | 0 | 0 | 0 | 0 | 0 | 0 | 0 | 0 | 0 | 0 | 0 | 0 | 0 | 0 | 0 | 0 | 0 | 0 | 0 | 0 | 0 | 0 | 0 | 0 | 0 | 0 | 0 | 0 | 0 | 0 | 0 | 0 | 0 | 0 | 0 | 0 | 0 | 0 | 0 | 0 | 0 | 0 | 0 | 0 | 0 | 0 | 0 | 0 | 0 | 0 | 0 | 0 | 0 | 0 | 0 | 0 | 0 | 0 | 0 | 0 | 0 | 0 | 0 | 0 | 0 | 0 | 0 | 0 | 0 | 0 | 0 | 0 | 0 | 0 | 0 | 0 | 0 | 0 | 0 | 0 | 0 | 0 | 0 | 0 | 0 | 0 | 0 | 0 | 0 | 0 | 0 | 0 | 0 | 0 | 0
265 | SCE | SCE-13-SW-001C | 26 Watt Interior Fixture (Dwelling Area) CFL replacing CFL Fixture Base Case, Total Watts = 3.53 x Msr Watts | 26 Watt Interior Fixture (Dwelling Area) CFL replacing CFL Fixture Base Case, Total Watts = 3.53 x Msr Watts | 0 | 0 | 0 | 0 | 0 | 0 | 0 | 0 | 0 | 0 | 0 | 0 | 0 | 0 | 0 | 0 | 0 | 0 | 0 | 0 | 0 | 0 | 0 | 0 | 0 | 0 | 0 | 0 | 0 | 0 | 0 | 0 | 0 | 0 | 0 | 0 | 0 | 0 | 0 | 0 | 0 | 0 | 0 | 0 | 0 | 0 | 0 | 0 | 0 | 0 | 0 | 0 | 0 | 0 | 0 | 0 | 0 | 0 | 0 | 0 | 0 | 0 | 0 | 0 | 0 | 0 | 0 | 0 | 0 | 0 | 0 | 0 | 0 | 0 | 0 | 0 | 0 | 0 | 0 | 0 | 0 | 0 | 0 | 0 | 0 | 0 | 0 | 0 | 0 | 0 | 0 | 0 | 0 | 0 | 0 | 0 | 0
266 | SCE | SCE-13-SW-001C | 36 Watt Interior Fixture (Common Area) CFL replacing CFL Fixture Base Case, Total Watts = 3.53 x Msr Watts | 36 Watt Interior Fixture (Common Area) CFL replacing CFL Fixture Base Case, Total Watts = 3.53 x Msr Watts | 0 | 0 | 0 | 0 | 0 | 0 | 0 | 0 | 0 | 0 | 0 | 0 | 0 | 0 | 0 | 0 | 0 | 0 | 0 | 0 | 0 | 0 | 0 | 0 | 0 | 0 | 0 | 0 | 0 | 0 | 0 | 0 | 0 | 0 | 0 | 0 | 0 | 0 | 0 | 0 | 0 | 0 | 0 | 0 | 0 | 0 | 0 | 0 | 0 | 0 | 0 | 0 | 0 | 0 | 0 | 0 | 0 | 0 | 0 | 0 | 0 | 0 | 0 | 0 | 0 | 0 | 0 | 0 | 0 | 0 | 0 | 0 | 0 | 0 | 0 | 0 | 0 | 0 | 0 | 0 | 0 | 0 | 0 | 0 | 0 | 0 | 0 | 0 | 0 | 0 | 0 | 0 | 0 | 0 | 0 | 0 | 0
267 | SCE | SCE-13-SW-001C | 36 Watt Interior Fixture (Dwelling Area) CFL replacing CFL Fixture Base Case, Total Watts = 3.53 x Msr Watts | 36 Watt Interior Fixture (Dwelling Area) CFL replacing CFL Fixture Base Case, Total Watts = 3.53 x Msr Watts | 0 | 0 | 0 | 0 | 0 | 0 | 0 | 0 | 0 | 0 | 0 | 0 | 0 | 0 | 0 | 0 | 0 | 0 | 0 | 0 | 0 | 0 | 0 | 0 | 0 | 0 | 0 | 0 | 0 | 0 | 0 | 0 | 0 | 0 | 0 | 0 | 0 | 0 | 0 | 0 | 0 | 0 | 0 | 0 | 0 | 0 | 0 | 0 | 0 | 0 | 0 | 0 | 0 | 0 | 0 | 0 | 0 | 0 | 0 | 0 | 0 | 0 | 0 | 0 | 0 | 0 | 0 | 0 | 0 | 0 | 0 | 0 | 0 | 0 | 0 | 0 | 0 | 0 | 0 | 0 | 0 | 0 | 0 | 0 | 0 | 0 | 0 | 0 | 0 | 0 | 0 | 0 | 0 | 0 | 0 | 0 | 0
268 | SCE | SCE-13-SW-001C | 39 Watt Interior Fixture (Common Area) CFL replacing CFL Fixture Base Case, Total Watts = 3.53 x Msr Watts | 39 Watt Interior Fixture (Common Area) CFL replacing CFL Fixture Base Case, Total Watts = 3.53 x Msr Watts | 0 | 0 | 0 | 0 | 0 | 0 | 0 | 0 | 0 | 0 | 0 | 0 | 0 | 0 | 0 | 0 | 0 | 0 | 0 | 0 | 0 | 0 | 0 | 0 | 0 | 0 | 0 | 0 | 0 | 0 | 0 | 0 | 0 | 0 | 0 | 0 | 0 | 0 | 0 | 0 | 0 | 0 | 0 | 0 | 0 | 0 | 0 | 0 | 0 | 0 | 0 | 0 | 0 | 0 | 0 | 0 | 0 | 0 | 0 | 0 | 0 | 0 | 0 | 0 | 0 | 0 | 0 | 0 | 0 | 0 | 0 | 0 | 0 | 0 | 0 | 0 | 0 | 0 | 0 | 0 | 0 | 0 | 0 | 0 | 0 | 0 | 0 | 0 | 0 | 0 | 0 | 0 | 0 | 0 | 0 | 0 | 0
269 | SCE | SCE-13-SW-001C | 39 Watt Interior Fixture (Dwelling Area) CFL replacing CFL Fixture Base Case, Total Watts = 3.53 x Msr Watts | 39 Watt Interior Fixture (Dwelling Area) CFL replacing CFL Fixture Base Case, Total Watts = 3.53 x Msr Watts | 0 | 0 | 0 | 0 | 0 | 0 | 0 | 0 | 0 | 0 | 0 | 0 | 0 | 0 | 0 | 0 | 0 | 0 | 0 | 0 | 0 | 0 | 0 | 0 | 0 | 0 | 0 | 0 | 0 | 0 | 0 | 0 | 0 | 0 | 0 | 0 | 0 | 0 | 0 | 0 | 0 | 0 | 0 | 0 | 0 | 0 | 0 | 0 | 0 | 0 | 0 | 0 | 0 | 0 | 0 | 0 | 0 | 0 | 0 | 0 | 0 | 0 | 0 | 0 | 0 | 0 | 0 | 0 | 0 | 0 | 0 | 0 | 0 | 0 | 0 | 0 | 0 | 0 | 0 | 0 | 0 | 0 | 0 | 0 | 0 | 0 | 0 | 0 | 0 | 0 | 0 | 0 | 0 | 0 | 0 | 0 | 0
270 | SCE | SCE-13-SW-001C | 46 Watt Interior Fixture (Common Area) CFL replacing CFL Fixture Base Case, Total Watts = 3.53 x Msr Watts | 46 Watt Interior Fixture (Common Area) CFL replacing CFL Fixture Base Case, Total Watts = 3.53 x Msr Watts | 0 | 0 | 0 | 0 | 0 | 0 | 0 | 0 | 0 | 0 | 0 | 0 | 0 | 0 | 0 | 0 | 0 | 0 | 0 | 0 | 0 | 0 | 0 | 0 | 0 | 0 | 0 | 0 | 0 | 0 | 0 | 0 | 0 | 0 | 0 | 0 | 0 | 0 | 0 | 0 | 0 | 0 | 0 | 0 | 0 | 0 | 0 | 0 | 0 | 0 | 0 | 0 | 0 | 0 | 0 | 0 | 0 | 0 | 0 | 0 | 0 | 0 | 0 | 0 | 0 | 0 | 0 | 0 | 0 | 0 | 0 | 0 | 0 | 0 | 0 | 0 | 0 | 0 | 0 | 0 | 0 | 0 | 0 | 0 | 0 | 0 | 0 | 0 | 0 | 0 | 0 | 0 | 0 | 0 | 0 | 0 | 0
271 | SCE | SCE-13-SW-001C | 46 Watt Interior Fixture (Dwelling Area) CFL replacing CFL Fixture Base Case, Total Watts = 3.53 x Msr Watts | 46 Watt Interior Fixture (Dwelling Area) CFL replacing CFL Fixture Base Case, Total Watts = 3.53 x Msr Watts | 0 | 0 | 0 | 0 | 0 | 0 | 0 | 0 | 0 | 0 | 0 | 0 | 0 | 0 | 0 | 0 | 0 | 0 | 0 | 0 | 0 | 0 | 0 | 0 | 0 | 0 | 0 | 0 | 0 | 0 | 0 | 0 | 0 | 0 | 0 | 0 | 0 | 0 | 0 | 0 | 0 | 0 | 0 | 0 | 0 | 0 | 0 | 0 | 0 | 0 | 0 | 0 | 0 | 0 | 0 | 0 | 0 | 0 | 0 | 0 | 0 | 0 | 0 | 0 | 0 | 0 | 0 | 0 | 0 | 0 | 0 | 0 | 0 | 0 | 0 | 0 | 0 | 0 | 0 | 0 | 0 | 0 | 0 | 0 | 0 | 0 | 0 | 0 | 0 | 0 | 0 | 0 | 0 | 0 | 0 | 0 | 0
272 | SCE | SCE-13-SW-001C | 52 Watt Interior Fixture (Common Area) CFL replacing CFL Fixture Base Case, Total Watts = 3.53 x Msr Watts | 52 Watt Interior Fixture (Common Area) CFL replacing CFL Fixture Base Case, Total Watts = 3.53 x Msr Watts | 0 | 0 | 0 | 0 | 0 | 0 | 0 | 0 | 0 | 0 | 0 | 0 | 0 | 0 | 0 | 0 | 0 | 0 | 0 | 0 | 0 | 0 | 0 | 0 | 0 | 0 | 0 | 0 | 0 | 0 | 0 | 0 | 0 | 0 | 0 | 0 | 0 | 0 | 0 | 0 | 0 | 0 | 0 | 0 | 0 | 0 | 0 | 0 | 0 | 0 | 0 | 0 | 0 | 0 | 0 | 0 | 0 | 0 | 0 | 0 | 0 | 0 | 0 | 0 | 0 | 0 | 0 | 0 | 0 | 0 | 0 | 0 | 0 | 0 | 0 | 0 | 0 | 0 | 0 | 0 | 0 | 0 | 0 | 0 | 0 | 0 | 0 | 0 | 0 | 0 | 0 | 0 | 0 | 0 | 0 | 0 | 0
273 | SCE | SCE-13-SW-001C | 52 Watt Interior Fixture (Dwelling Area) CFL replacing CFL Fixture Base Case, Total Watts = 3.53 x Msr Watts | 52 Watt Interior Fixture (Dwelling Area) CFL replacing CFL Fixture Base Case, Total Watts = 3.53 x Msr Watts | 0 | 0 | 0 | 0 | 0 | 0 | 0 | 0 | 0 | 0 | 0 | 0 | 0 | 0 | 0 | 0 | 0 | 0 | 0 | 0 | 0 | 0 | 0 | 0 | 0 | 0 | 0 | 0 | 0 | 0 | 0 | 0 | 0 | 0 | 0 | 0 | 0 | 0 | 0 | 0 | 0 | 0 | 0 | 0 | 0 | 0 | 0 | 0 | 0 | 0 | 0 | 0 | 0 | 0 | 0 | 0 | 0 | 0 | 0 | 0 | 0 | 0 | 0 | 0 | 0 | 0 | 0 | 0 | 0 | 0 | 0 | 0 | 0 | 0 | 0 | 0 | 0 | 0 | 0 | 0 | 0 | 0 | 0 | 0 | 0 | 0 | 0 | 0 | 0 | 0 | 0 | 0 | 0 | 0 | 0 | 0 | 0
274 | SCE | SCE-13-SW-001C | 54 Watt Interior Fixture (Dwelling Area) CFL replacing CFL Fixture Base Case, Total Watts = 3.53 x Msr Watts | 54 Watt Interior Fixture (Dwelling Area) CFL replacing CFL Fixture Base Case, Total Watts = 3.53 x Msr Watts | 0 | 0 | 0 | 0 | 0 | 0 | 0 | 0 | 0 | 0 | 0 | 0 | 0 | 0 | 0 | 0 | 0 | 0 | 0 | 0 | 0 | 0 | 0 | 0 | 0 | 0 | 0 | 0 | 0 | 0 | 0 | 0 | 0 | 0 | 0 | 0 | 0 | 0 | 0 | 0 | 0 | 0 | 0 | 0 | 0 | 0 | 0 | 0 | 0 | 0 | 0 | 0 | 0 | 0 | 0 | 0 | 0 | 0 | 0 | 0 | 0 | 0 | 0 | 0 | 0 | 0 | 0 | 0 | 0 | 0 | 0 | 0 | 0 | 0 | 0 | 0 | 0 | 0 | 0 | 0 | 0 | 0 | 0 | 0 | 0 | 0 | 0 | 0 | 0 | 0 | 0 | 0 | 0 | 0 | 0 | 0 | 0
275 | SCE | SCE-13-SW-001C | 18 Watt Exterior Fixture (Common Area) CFL replacing Exterior CFL Base Case, Total Watts = 2.84 x Msr Watts | 18 Watt Exterior Fixture (Common Area) CFL replacing Exterior CFL Base Case, Total Watts = 2.84 x Msr Watts | 0 | 0 | 0 | 0 | 0 | 0 | 0 | 0 | 0 | 0 | 0 | 0 | 0 | 0 | 0 | 0 | 0 | 0 | 0 | 0 | 0 | 0 | 0 | 0 | 0 | 0 | 0 | 0 | 0 | 0 | 0 | 0 | 0 | 0 | 0 | 0 | 0 | 0 | 0 | 0 | 0 | 0 | 0 | 0 | 0 | 0 | 0 | 0 | 0 | 0 | 0 | 0 | 0 | 0 | 0 | 0 | 0 | 0 | 0 | 0 | 0 | 0 | 0 | 0 | 0 | 0 | 0 | 0 | 0 | 0 | 0 | 0 | 0 | 0 | 0 | 0 | 0 | 0 | 0 | 0 | 0 | 0 | 0 | 0 | 0 | 0 | 0 | 0 | 0 | 0 | 0 | 0 | 0 | 0 | 0 | 0 | 0
276 | SCE | SCE-13-SW-001C | 18 Watt Exterior Fixture (Dwelling Area) CFL replacing Exterior CFL Base Case, Total Watts = 2.84 x Msr Watts | 18 Watt Exterior Fixture (Dwelling Area) CFL replacing Exterior CFL Base Case, Total Watts = 2.84 x Msr Watts | 0 | 0 | 0 | 0 | 0 | 0 | 0 | 0 | 0 | 0 | 0 | 0 | 0 | 0 | 0 | 0 | 0 | 0 | 0 | 0 | 0 | 0 | 0 | 0 | 0 | 0 | 0 | 0 | 0 | 0 | 0 | 0 | 0 | 0 | 0 | 0 | 0 | 0 | 0 | 0 | 0 | 0 | 0 | 0 | 0 | 0 | 0 | 0 | 0 | 0 | 0 | 0 | 0 | 0 | 0 | 0 | 0 | 0 | 0 | 0 | 0 | 0 | 0 | 0 | 0 | 0 | 0 | 0 | 0 | 0 | 0 | 0 | 0 | 0 | 0 | 0 | 0 | 0 | 0 | 0 | 0 | 0 | 0 | 0 | 0 | 0 | 0 | 0 | 0 | 0 | 0 | 0 | 0 | 0 | 0 | 0 | 0
277 | SCE | SCE-13-SW-001C | 23 Watt Exterior Fixture (Common Area) CFL replacing Exterior CFL Base Case, Total Watts = 2.84 x Msr Watts | 23 Watt Exterior Fixture (Common Area) CFL replacing Exterior CFL Base Case, Total Watts = 2.84 x Msr Watts | 0 | 0 | 0 | 0 | 0 | 0 | 0 | 0 | 0 | 0 | 0 | 0 | 0 | 0 | 0 | 0 | 0 | 0 | 0 | 0 | 0 | 0 | 0 | 0 | 0 | 0 | 0 | 0 | 0 | 0 | 0 | 0 | 0 | 0 | 0 | 0 | 0 | 0 | 0 | 0 | 0 | 0 | 0 | 0 | 0 | 0 | 0 | 0 | 0 | 0 | 0 | 0 | 0 | 0 | 0 | 0 | 0 | 0 | 0 | 0 | 0 | 0 | 0 | 0 | 0 | 0 | 0 | 0 | 0 | 0 | 0 | 0 | 0 | 0 | 0 | 0 | 0 | 0 | 0 | 0 | 0 | 0 | 0 | 0 | 0 | 0 | 0 | 0 | 0 | 0 | 0 | 0 | 0 | 0 | 0 | 0 | 0
278 | SCE | SCE-13-SW-001C | 23 Watt Exterior Fixture (Dwelling Area) CFL replacing Exterior CFL Base Case, Total Watts = 2.84 x Msr Watts | 23 Watt Exterior Fixture (Dwelling Area) CFL replacing Exterior CFL Base Case, Total Watts = 2.84 x Msr Watts | 0 | 0 | 0 | 0 | 0 | 0 | 0 | 0 | 0 | 0 | 0 | 0 | 0 | 0 | 0 | 0 | 0 | 0 | 0 | 0 | 0 | 0 | 0 | 0 | 0 | 0 | 0 | 0 | 0 | 0 | 0 | 0 | 0 | 0 | 0 | 0 | 0 | 0 | 0 | 0 | 0 | 0 | 0 | 0 | 0 | 0 | 0 | 0 | 0 | 0 | 0 | 0 | 0 | 0 | 0 | 0 | 0 | 0 | 0 | 0 | 0 | 0 | 0 | 0 | 0 | 0 | 0 | 0 | 0 | 0 | 0 | 0 | 0 | 0 | 0 | 0 | 0 | 0 | 0 | 0 | 0 | 0 | 0 | 0 | 0 | 0 | 0 | 0 | 0 | 0 | 0 | 0 | 0 | 0 | 0 | 0 | 0
279 | SCE | SCE-13-SW-001C | 26 Watt Exterior Fixture (Common Area) CFL replacing Exterior CFL Base Case, Total Watts = 2.84 x Msr Watts | 26 Watt Exterior Fixture (Common Area) CFL replacing Exterior CFL Base Case, Total Watts = 2.84 x Msr Watts | 0 | 0 | 0 | 0 | 0 | 0 | 0 | 0 | 0 | 0 | 0 | 0 | 0 | 0 | 0 | 0 | 0 | 0 | 0 | 0 | 0 | 0 | 0 | 0 | 0 | 0 | 0 | 0 | 0 | 0 | 0 | 0 | 0 | 0 | 0 | 0 | 0 | 0 | 0 | 0 | 0 | 0 | 0 | 0 | 0 | 0 | 0 | 0 | 0 | 0 | 0 | 0 | 0 | 0 | 0 | 0 | 0 | 0 | 0 | 0 | 0 | 0 | 0 | 0 | 0 | 0 | 0 | 0 | 0 | 0 | 0 | 0 | 0 | 0 | 0 | 0 | 0 | 0 | 0 | 0 | 0 | 0 | 0 | 0 | 0 | 0 | 0 | 0 | 0 | 0 | 0 | 0 | 0 | 0 | 0 | 0 | 0
280 | SCE | SCE-13-SW-001C | 26 Watt Exterior Fixture (Dwelling Area) CFL replacing Exterior CFL Base Case, Total Watts = 2.84 x Msr Watts | 26 Watt Exterior Fixture (Dwelling Area) CFL replacing Exterior CFL Base Case, Total Watts = 2.84 x Msr Watts | 0 | 0 | 0 | 0 | 0 | 0 | 0 | 0 | 0 | 0 | 0 | 0 | 0 | 0 | 0 | 0 | 0 | 0 | 0 | 0 | 0 | 0 | 0 | 0 | 0 | 0 | 0 | 0 | 0 | 0 | 0 | 0 | 0 | 0 | 0 | 0 | 0 | 0 | 0 | 0 | 0 | 0 | 0 | 0 | 0 | 0 | 0 | 0 | 0 | 0 | 0 | 0 | 0 | 0 | 0 | 0 | 0 | 0 | 0 | 0 | 0 | 0 | 0 | 0 | 0 | 0 | 0 | 0 | 0 | 0 | 0 | 0 | 0 | 0 | 0 | 0 | 0 | 0 | 0 | 0 | 0 | 0 | 0 | 0 | 0 | 0 | 0 | 0 | 0 | 0 | 0 | 0 | 0 | 0 | 0 | 0 | 0
281 | SCE | SCE-13-SW-001C | 36 Watt Exterior Fixture (Common Area) CFL replacing Exterior CFL Base Case, Total Watts = 2.84 x Msr Watts | 36 Watt Exterior Fixture (Common Area) CFL replacing Exterior CFL Base Case, Total Watts = 2.84 x Msr Watts | 0 | 0 | 0 | 0 | 0 | 0 | 0 | 0 | 0 | 0 | 0 | 0 | 0 | 0 | 0 | 0 | 0 | 0 | 0 | 0 | 0 | 0 | 0 | 0 | 0 | 0 | 0 | 0 | 0 | 0 | 0 | 0 | 0 | 0 | 0 | 0 | 0 | 0 | 0 | 0 | 0 | 0 | 0 | 0 | 0 | 0 | 0 | 0 | 0 | 0 | 0 | 0 | 0 | 0 | 0 | 0 | 0 | 0 | 0 | 0 | 0 | 0 | 0 | 0 | 0 | 0 | 0 | 0 | 0 | 0 | 0 | 0 | 0 | 0 | 0 | 0 | 0 | 0 | 0 | 0 | 0 | 0 | 0 | 0 | 0 | 0 | 0 | 0 | 0 | 0 | 0 | 0 | 0 | 0 | 0 | 0 | 0
282 | SCE | SCE-13-SW-001C | 36 Watt Exterior Fixture (Dwelling Area) CFL replacing Exterior CFL Base Case, Total Watts = 2.84 x Msr Watts | 36 Watt Exterior Fixture (Dwelling Area) CFL replacing Exterior CFL Base Case, Total Watts = 2.84 x Msr Watts | 0 | 0 | 0 | 0 | 0 | 0 | 0 | 0 | 0 | 0 | 0 | 0 | 0 | 0 | 0 | 0 | 0 | 0 | 0 | 0 | 0 | 0 | 0 | 0 | 0 | 0 | 0 | 0 | 0 | 0 | 0 | 0 | 0 | 0 | 0 | 0 | 0 | 0 | 0 | 0 | 0 | 0 | 0 | 0 | 0 | 0 | 0 | 0 | 0 | 0 | 0 | 0 | 0 | 0 | 0 | 0 | 0 | 0 | 0 | 0 | 0 | 0 | 0 | 0 | 0 | 0 | 0 | 0 | 0 | 0 | 0 | 0 | 0 | 0 | 0 | 0 | 0 | 0 | 0 | 0 | 0 | 0 | 0 | 0 | 0 | 0 | 0 | 0 | 0 | 0 | 0 | 0 | 0 | 0 | 0 | 0 | 0
283 | SCE | SCE-13-SW-001C | 15-16 Watt Interior Fixture (Common Area) LED replacing Base Case, Total Watts = 2.96 x Msr Watts | 15-16 Watt Interior Fixture (Common Area) LED replacing Base Case, Total Watts = 2.96 x Msr Watts | 0.75808 | 0.84252 | 2383.7951 | -282.4772 | 2771.9115 | 2494.0978 | 4.0468 | 8.7031 | 519.2597 | 241.446 | -670.5936 | -392.7798 | 2806.256 | -335.8816 | 4964.4722 | 0.42327 | 2539.6906 | 0.025024 | -35.7438 | 1904.7679 | 0.018768 | -26.8078 | 2539.6906 | 0.025024 | -35.7438 | 2539.6906 | 0.025024 | -35.7438 | 1904.7679 | 0.018768 | -26.8078 | 40635.0492 | -571.9007 | 30476.2869 | -428.9255 | 0.25413 | -0.15683 | 0.33885 | -0.2091 | 4.0661 | -2.5092 | 5.4215 | -3.3456 | 0.2418 | 0 | 0.3224 | 0 | 3.8688 | 0 | 5.1584 | 0 | 0.17191 | 0.12893 | 2.7506 | 2.063 | 0.0011781 | 2252.6518 | 260.4533 | 2513.1051 | 388.1525 | 82.9922 | 156.6509 | 803.2021 | 0 | 0 | 821.6541 | 0 | 0 | 0 | 0 | 0 | 260.4533 | 0 | 642.6686 | 0 | 267.5507 | 22944.2667 | 17208.2 | -322.9193 | -242.1895 | 0.13853 | 1.1663 | 0.16108 | 0.030175 | 0.14494 | 0.014031 | 0.28849 | -0.022554 | 0.10835 | -0.0064099 | 0.1245 | 1.1663 | 1.1663 | 1.1663 | 1.1663 | -0.14997 | 1.1663
284 | SCE | SCE-13-SW-001C | 15-16 Watt Interior Fixture (Dwelling Area) LED replacing Base Case, Total Watts = 2.96 x Msr Watts | 15-16 Watt Interior Fixture (Dwelling Area) LED replacing Base Case, Total Watts = 2.96 x Msr Watts | 0.2579 | 0.42079 | 104.9848 | -12.4406 | 358.839 | 219.9321 | 0.35645 | 0.76658 | 259.6299 | 120.723 | -266.2948 | -127.3879 | 123.5904 | -14.7926 | 328.7299 | 0.28152 | 111.8506 | 0.012512 | -1.5742 | 83.8879 | 0.0093841 | -1.1806 | 111.8506 | 0.012512 | -1.5742 | 111.8506 | 0.012512 | -1.5742 | 83.8879 | 0.0093841 | -1.1806 | 1789.6094 | -25.1871 | 1342.207 | -18.8903 | 0.011192 | -0.0069068 | 0.014923 | -0.009209 | 0.17908 | -0.11051 | 0.23877 | -0.14734 | 0.010649 | 0 | 0.014199 | 0 | 0.17039 | 0 | 0.22718 | 0 | 0.0075712 | 0.0056784 | 0.12114 | 0.090855 | 5.1885e-05 | 99.2091 | 130.2267 | 229.4358 | 17.0946 | 3.6551 | 6.8991 | 35.3738 | 0 | 0 | 36.1865 | 0 | 0 | 0 | 0 | 0 | 130.2267 | 0 | 321.3343 | 0 | 133.7753 | 1010.4891 | 757.8668 | -14.2217 | -10.6663 | 0.13853 | 1.1663 | 0.47349 | 0.34258 | 0.2902 | 0.15929 | 0.43376 | -0.33496 | -0.20405 | -0.15167 | -0.020766 | 1.1663 | 1.1663 | 1.1663 | 1.1663 | -0.29523 | 1.1663
285 | SCE | SCE-13-SW-001C | 16-17 Watt Interior Fixture (Common Area) LED replacing Base Case, Total Watts = 2.96 x Msr Watts | 16-17 Watt Interior Fixture (Common Area) LED replacing Base Case, Total Watts = 2.96 x Msr Watts | 0.76706 | 0.84764 | 847.5716 | -100.4363 | 974.0294 | 881.4248 | 4.3165 | 9.2833 | 173.0866 | 80.482 | -226.8942 | -134.2896 | 997.7799 | -119.4246 | 1759.7802 | 0.42456 | 903.0011 | 0.0088975 | -12.7089 | 677.2508 | 0.0066731 | -9.5317 | 903.0011 | 0.0088975 | -12.7089 | 903.0011 | 0.0088975 | -12.7089 | 677.2508 | 0.0066731 | -9.5317 | 14448.0175 | -203.3425 | 10836.0131 | -152.5069 | 0.090359 | -0.05576 | 0.12048 | -0.074347 | 1.4457 | -0.89217 | 1.9277 | -1.1896 | 0.085973 | 0 | 0.11463 | 0 | 1.3756 | 0 | 1.8341 | 0 | 0.061125 | 0.045843 | 0.97799 | 0.7335 | 0.00041888 | 800.9429 | 86.8178 | 887.7606 | 138.0098 | 29.5083 | 55.6981 | 285.583 | 0 | 0 | 292.1437 | 0 | 0 | 0 | 0 | 0 | 86.8178 | 0 | 214.2229 | 0 | 89.1836 | 8157.9615 | 6118.4711 | -114.8158 | -86.1118 | 0.13853 | 1.1663 | 0.15919 | 0.028289 | 0.14406 | 0.013154 | 0.28762 | -0.020668 | 0.11024 | -0.005533 | 0.12537 | 1.1663 | 1.1663 | 1.1663 | 1.1663 | -0.14909 | 1.1663
286 | SCE | SCE-13-SW-001C | 16-17 Watt Interior Fixture (Dwelling Area) LED replacing Base Case, Total Watts = 2.96 x Msr Watts | 16-17 Watt Interior Fixture (Dwelling Area) LED replacing Base Case, Total Watts = 2.96 x Msr Watts | 0.27011 | 0.43573 | 37.3279 | -4.4233 | 121.8176 | 75.5153 | 0.38021 | 0.81769 | 86.5433 | 40.241 | -88.913 | -42.6107 | 43.9433 | -5.2596 | 114.199 | 0.28813 | 39.7691 | 0.0044487 | -0.55971 | 29.8268 | 0.0033366 | -0.41978 | 39.7691 | 0.0044487 | -0.55971 | 39.7691 | 0.0044487 | -0.55971 | 29.8268 | 0.0033366 | -0.41978 | 636.3056 | -8.9554 | 477.2292 | -6.7166 | 0.0039795 | -0.0024557 | 0.005306 | -0.0032743 | 0.063672 | -0.039292 | 0.084896 | -0.052389 | 0.0037864 | 0 | 0.0050485 | 0 | 0.060582 | 0 | 0.080775 | 0 | 0.002692 | 0.002019 | 0.043072 | 0.032304 | 1.8448e-05 | 35.2743 | 43.4089 | 78.6832 | 6.0781 | 1.2996 | 2.453 | 12.5774 | 0 | 0 | 12.8663 | 0 | 0 | 0 | 0 | 0 | 43.4089 | 0 | 107.1114 | 0 | 44.5918 | 359.285 | 269.4638 | -5.0566 | -3.7925 | 0.13853 | 1.1663 | 0.45207 | 0.32117 | 0.28024 | 0.14934 | 0.4238 | -0.31355 | -0.18264 | -0.14172 | -0.010811 | 1.1663 | 1.1663 | 1.1663 | 1.1663 | -0.28527 | 1.1663
287 | SCE | SCE-13-SW-001C | 17-18 Watt Interior Fixture (Common Area) LED replacing Base Case, Total Watts = 2.96 x Msr Watts | 17-18 Watt Interior Fixture (Common Area) LED replacing Base Case, Total Watts = 2.96 x Msr Watts | 0.77516 | 0.85222 | 900.5448 | -106.7136 | 1024.0884 | 931.4838 | 4.5863 | 9.8635 | 173.0866 | 80.482 | -230.2572 | -137.6526 | 1060.1412 | -126.8886 | 1864.7363 | 0.42571 | 959.4387 | 0.0094536 | -13.5032 | 719.579 | 0.0070902 | -10.1274 | 959.4387 | 0.0094536 | -13.5032 | 959.4387 | 0.0094536 | -13.5032 | 719.579 | 0.0070902 | -10.1274 | 15351.0186 | -216.0514 | 11513.2639 | -162.0385 | 0.096006 | -0.059245 | 0.12801 | -0.078994 | 1.5361 | -0.94793 | 2.0481 | -1.2639 | 0.091347 | 0 | 0.1218 | 0 | 1.4615 | 0 | 1.9487 | 0 | 0.064945 | 0.048709 | 1.0391 | 0.77934 | 0.00044507 | 851.0018 | 86.8178 | 937.8196 | 146.6354 | 31.3526 | 59.1792 | 303.4319 | 0 | 0 | 310.4026 | 0 | 0 | 0 | 0 | 0 | 86.8178 | 0 | 214.2229 | 0 | 89.1836 | 8667.8341 | 6500.8756 | -121.9917 | -91.4938 | 0.13853 | 1.1663 | 0.15753 | 0.026625 | 0.14329 | 0.01238 | 0.28684 | -0.019004 | 0.1119 | -0.0047592 | 0.12615 | 1.1663 | 1.1663 | 1.1663 | 1.1663 | -0.14832 | 1.1663
288 | SCE | SCE-13-SW-001C | 17-18 Watt Interior Fixture (Dwelling Area) LED replacing Base Case, Total Watts = 2.96 x Msr Watts | 17-18 Watt Interior Fixture (Dwelling Area) LED replacing Base Case, Total Watts = 2.96 x Msr Watts | 0.28189 | 0.44983 | 39.6609 | -4.6998 | 124.0223 | 77.72 | 0.40397 | 0.86879 | 86.5433 | 40.241 | -89.0611 | -42.7588 | 46.6897 | -5.5883 | 118.8214 | 0.29423 | 42.2547 | 0.0047268 | -0.5947 | 31.691 | 0.0035451 | -0.44602 | 42.2547 | 0.0047268 | -0.5947 | 42.2547 | 0.0047268 | -0.5947 | 31.691 | 0.0035451 | -0.44602 | 676.0747 | -9.5151 | 507.056 | -7.1363 | 0.0042282 | -0.0026092 | 0.0056376 | -0.003479 | 0.067651 | -0.041748 | 0.090202 | -0.055663 | 0.004023 | 0 | 0.005364 | 0 | 0.064368 | 0 | 0.085824 | 0 | 0.0028602 | 0.0021452 | 0.045764 | 0.034323 | 1.9601e-05 | 37.479 | 43.4089 | 80.8879 | 6.458 | 1.3808 | 2.6063 | 13.3635 | 0 | 0 | 13.6705 | 0 | 0 | 0 | 0 | 0 | 43.4089 | 0 | 107.1114 | 0 | 44.5918 | 381.7403 | 286.3053 | -5.3726 | -4.0295 | 0.13853 | 1.1663 | 0.43318 | 0.30228 | 0.27146 | 0.14055 | 0.41502 | -0.29466 | -0.16375 | -0.13293 | -0.0020261 | 1.1663 | 1.1663 | 1.1663 | 1.1663 | -0.27649 | 1.1663
289 | SCE | SCE-13-SW-001C | 18-19 Watt Interior Fixture (Common Area) LED replacing Base Case, Total Watts = 2.96 x Msr Watts | 18-19 Watt Interior Fixture (Common Area) LED replacing Base Case, Total Watts = 2.96 x Msr Watts | 0.78251 | 0.85633 | 190.7036 | -22.5982 | 214.8295 | 196.3085 | 4.8561 | 10.4437 | 34.6173 | 16.0964 | -46.724 | -28.2031 | 224.5005 | -26.8705 | 393.9385 | 0.42673 | 203.1752 | 0.0020019 | -2.8595 | 152.3814 | 0.0015014 | -2.1446 | 203.1752 | 0.0020019 | -2.8595 | 203.1752 | 0.0020019 | -2.8595 | 152.3814 | 0.0015014 | -2.1446 | 3250.8039 | -45.7521 | 2438.103 | -34.314 | 0.020331 | -0.012546 | 0.027108 | -0.016728 | 0.32529 | -0.20074 | 0.43372 | -0.26765 | 0.019344 | 0 | 0.025792 | 0 | 0.3095 | 0 | 0.41267 | 0 | 0.013753 | 0.010315 | 0.22005 | 0.16504 | 9.4249e-05 | 180.2121 | 17.3636 | 197.5757 | 31.0522 | 6.6394 | 12.5321 | 64.2562 | 0 | 0 | 65.7323 | 0 | 0 | 0 | 0 | 0 | 17.3636 | 0 | 42.8446 | 0 | 17.8367 | 1835.5413 | 1376.656 | -25.8335 | -19.3752 | 0.13853 | 1.1663 | 0.15605 | 0.025146 | 0.1426 | 0.011692 | 0.28616 | -0.017525 | 0.11338 | -0.0040714 | 0.12683 | 1.1663 | 1.1663 | 1.1663 | 1.1663 | -0.14763 | 1.1663
290 | SCE | SCE-13-SW-001C | 18-19 Watt Interior Fixture (Dwelling Area) LED replacing Base Case, Total Watts = 2.96 x Msr Watts | 18-19 Watt Interior Fixture (Dwelling Area) LED replacing Base Case, Total Watts = 2.96 x Msr Watts | 0.29326 | 0.46316 | 8.3988 | -0.99525 | 25.2454 | 15.9849 | 0.42774 | 0.9199 | 17.3087 | 8.0482 | -17.8419 | -8.5814 | 9.8872 | -1.1834 | 24.6888 | 0.29987 | 8.948 | 0.001001 | -0.12594 | 6.711 | 0.00075072 | -0.094452 | 8.948 | 0.001001 | -0.12594 | 8.948 | 0.001001 | -0.12594 | 6.711 | 0.00075072 | -0.094452 | 143.1687 | -2.015 | 107.3766 | -1.5112 | 0.00089539 | -0.00055254 | 0.0011938 | -0.00073672 | 0.014326 | -0.0088407 | 0.019102 | -0.011788 | 0.00085193 | 0 | 0.0011359 | 0 | 0.013631 | 0 | 0.018174 | 0 | 0.0006057 | 0.00045427 | 0.0096912 | 0.0072684 | 4.1508e-06 | 7.9367 | 8.6818 | 16.6185 | 1.3676 | 0.29241 | 0.55193 | 2.8299 | 0 | 0 | 2.8949 | 0 | 0 | 0 | 0 | 0 | 8.6818 | 0 | 21.4223 | 0 | 8.9184 | 80.8391 | 60.6293 | -1.1377 | -0.8533 | 0.13853 | 1.1663 | 0.41639 | 0.28548 | 0.26365 | 0.13274 | 0.40721 | -0.27786 | -0.14696 | -0.12512 | 0.0057824 | 1.1663 | 1.1663 | 1.1663 | 1.1663 | -0.26868 | 1.1663
291 | SCE | SCE-13-SW-001C | 19-20 Watt Interior Fixture (Common Area) LED replacing Base Case, Total Watts = 2.96 x Msr Watts | 19-20 Watt Interior Fixture (Common Area) LED replacing Base Case, Total Watts = 2.96 x Msr Watts | 0.7892 | 0.86004 | 201.2983 | -23.8536 | 224.8412 | 206.3203 | 5.1259 | 11.0239 | 34.6173 | 16.0964 | -47.3966 | -28.8757 | 236.9727 | -28.3633 | 414.9297 | 0.42765 | 214.4628 | 0.0021132 | -3.0184 | 160.8471 | 0.0015849 | -2.2638 | 214.4628 | 0.0021132 | -3.0184 | 214.4628 | 0.0021132 | -3.0184 | 160.8471 | 0.0015849 | -2.2638 | 3431.4042 | -48.2938 | 2573.5531 | -36.2204 | 0.02146 | -0.013243 | 0.028614 | -0.017657 | 0.34336 | -0.21189 | 0.45782 | -0.28252 | 0.020419 | 0 | 0.027225 | 0 | 0.3267 | 0 | 0.4356 | 0 | 0.014517 | 0.010888 | 0.23227 | 0.17421 | 9.9485e-05 | 190.2239 | 17.3636 | 207.5875 | 32.7773 | 7.0082 | 13.2283 | 67.826 | 0 | 0 | 69.3841 | 0 | 0 | 0 | 0 | 0 | 17.3636 | 0 | 42.8446 | 0 | 17.8367 | 1937.5159 | 1453.1369 | -27.2687 | -20.4516 | 0.13853 | 1.1663 | 0.15473 | 0.023822 | 0.14198 | 0.011077 | 0.28554 | -0.016201 | 0.1147 | -0.003456 | 0.12745 | 1.1663 | 1.1663 | 1.1663 | 1.1663 | -0.14701 | 1.1663
292 | SCE | SCE-13-SW-001C | 19-20 Watt Interior Fixture (Dwelling Area) LED replacing Base Case, Total Watts = 2.96 x Msr Watts | 19-20 Watt Interior Fixture (Dwelling Area) LED replacing Base Case, Total Watts = 2.96 x Msr Watts | 0.30424 | 0.47576 | 8.8654 | -1.0505 | 25.6863 | 16.4259 | 0.4515 | 0.97101 | 17.3087 | 8.0482 | -17.8715 | -8.611 | 10.4365 | -1.2492 | 25.6132 | 0.30511 | 9.4452 | 0.0010566 | -0.13293 | 7.0839 | 0.00079243 | -0.099699 | 9.4452 | 0.0010566 | -0.13293 | 9.4452 | 0.0010566 | -0.13293 | 7.0839 | 0.00079243 | -0.099699 | 151.1226 | -2.1269 | 113.3419 | -1.5952 | 0.00094513 | -0.00058324 | 0.0012602 | -0.00077765 | 0.015122 | -0.0093318 | 0.020163 | -0.012442 | 0.00089926 | 0 | 0.001199 | 0 | 0.014388 | 0 | 0.019184 | 0 | 0.00063935 | 0.00047951 | 0.01023 | 0.0076722 | 4.3814e-06 | 8.3777 | 8.6818 | 17.0594 | 1.4435 | 0.30865 | 0.58259 | 2.9871 | 0 | 0 | 3.0557 | 0 | 0 | 0 | 0 | 0 | 8.6818 | 0 | 21.4223 | 0 | 8.9184 | 85.3302 | 63.9976 | -1.2009 | -0.90071 | 0.13853 | 1.1663 | 0.40136 | 0.27046 | 0.25666 | 0.12576 | 0.40022 | -0.26284 | -0.13193 | -0.11814 | 0.012769 | 1.1663 | 1.1663 | 1.1663 | 1.1663 | -0.26169 | 1.1663
293 | SCE | SCE-13-SW-001C | 20-21 Watt Interior Fixture (Common Area) LED replacing Base Case, Total Watts = 2.96 x Msr Watts | 20-21 Watt Interior Fixture (Common Area) LED replacing Base Case, Total Watts = 2.96 x Msr Watts | 0.79125 | 0.84764 | 211.8929 | -25.1091 | 236.0603 | 220.3562 | 5.2139 | 9.2833 | 35.8245 | 20.1205 | -49.2764 | -33.5724 | 249.445 | -29.8561 | 439.945 | 0.42456 | 225.7503 | 0.0022244 | -3.1772 | 169.3127 | 0.0016683 | -2.3829 | 225.7503 | 0.0022244 | -3.1772 | 225.7503 | 0.0022244 | -3.1772 | 169.3127 | 0.0016683 | -2.3829 | 3612.0044 | -50.8356 | 2709.0033 | -38.1267 | 0.02259 | -0.01394 | 0.03012 | -0.018587 | 0.36144 | -0.22304 | 0.48191 | -0.29739 | 0.021493 | 0 | 0.028658 | 0 | 0.34389 | 0 | 0.45852 | 0 | 0.015281 | 0.011461 | 0.2445 | 0.18337 | 0.00010472 | 200.2357 | 21.7044 | 221.9402 | 34.5024 | 7.3771 | 13.9245 | 71.3957 | 0 | 0 | 73.0359 | 0 | 0 | 0 | 0 | 0 | 21.7044 | 0 | 42.8446 | 0 | 14.7981 | 2039.4904 | 1529.6178 | -28.7039 | -21.528 | 0.13853 | 1.1663 | 0.15433 | 0.023421 | 0.14406 | 0.013154 | 0.28762 | -0.0158 | 0.11511 | -0.005533 | 0.12537 | 1.1663 | 1.1663 | 1.1663 | 1.1663 | -0.14909 | 1.1663
294 | SCE | SCE-13-SW-001C | 20-21 Watt Interior Fixture (Dwelling Area) LED replacing Base Case, Total Watts = 2.96 x Msr Watts | 20-21 Watt Interior Fixture (Dwelling Area) LED replacing Base Case, Total Watts = 2.96 x Msr Watts | 0.30774 | 0.43573 | 9.332 | -1.1058 | 26.7309 | 18.8788 | 0.45925 | 0.81769 | 17.9123 | 10.0602 | -18.5047 | -10.6527 | 10.9858 | -1.3149 | 28.5498 | 0.28813 | 9.9423 | 0.0011122 | -0.13993 | 7.4567 | 0.00083414 | -0.10495 | 9.9423 | 0.0011122 | -0.13993 | 9.9423 | 0.0011122 | -0.13993 | 7.4567 | 0.00083414 | -0.10495 | 159.0764 | -2.2389 | 119.3073 | -1.6791 | 0.00099487 | -0.00061394 | 0.0013265 | -0.00081858 | 0.015918 | -0.009823 | 0.021224 | -0.013097 | 0.00094659 | 0 | 0.0012621 | 0 | 0.015145 | 0 | 0.020194 | 0 | 0.000673 | 0.00050475 | 0.010768 | 0.008076 | 4.612e-06 | 8.8186 | 10.8522 | 19.6708 | 1.5195 | 0.32489 | 0.61325 | 3.1443 | 0 | 0 | 3.2166 | 0 | 0 | 0 | 0 | 0 | 10.8522 | 0 | 21.4223 | 0 | 7.399 | 89.8213 | 67.3659 | -1.2642 | -0.94811 | 0.13853 | 1.1663 | 0.3968 | 0.2659 | 0.28024 | 0.14934 | 0.4238 | -0.25827 | -0.12737 | -0.14172 | -0.010811 | 1.1663 | 1.1663 | 1.1663 | 1.1663 | -0.28527 | 1.1663
295 | SCE | SCE-13-SW-001C | 21-22 Watt Interior Fixture (Common Area) LED replacing Base Case, Total Watts = 2.96 x Msr Watts | 21-22 Watt Interior Fixture (Common Area) LED replacing Base Case, Total Watts = 2.96 x Msr Watts | 0.79701 | 0.85135 | 222.4875 | -26.3645 | 246.072 | 230.368 | 5.4745 | 9.7474 | 35.8245 | 20.1205 | -49.949 | -34.245 | 261.9172 | -31.3489 | 460.9363 | 0.42549 | 237.0378 | 0.0023356 | -3.3361 | 177.7783 | 0.0017517 | -2.5021 | 237.0378 | 0.0023356 | -3.3361 | 237.0378 | 0.0023356 | -3.3361 | 177.7783 | 0.0017517 | -2.5021 | 3792.6046 | -53.3774 | 2844.4535 | -40.033 | 0.023719 | -0.014637 | 0.031626 | -0.019516 | 0.37951 | -0.23419 | 0.50601 | -0.31226 | 0.022568 | 0 | 0.030091 | 0 | 0.36109 | 0 | 0.48145 | 0 | 0.016045 | 0.012034 | 0.25672 | 0.19254 | 0.00010996 | 210.2475 | 21.7044 | 231.9519 | 36.2276 | 7.7459 | 14.6207 | 74.9655 | 0 | 0 | 76.6877 | 0 | 0 | 0 | 0 | 0 | 21.7044 | 0 | 42.8446 | 0 | 14.7981 | 2141.4649 | 1606.0987 | -30.1391 | -22.6044 | 0.13853 | 1.1663 | 0.15321 | 0.022305 | 0.14343 | 0.012528 | 0.28699 | -0.014684 | 0.11622 | -0.0049066 | 0.126 | 1.1663 | 1.1663 | 1.1663 | 1.1663 | -0.14846 | 1.1663
296 | SCE | SCE-13-SW-001C | 21-22 Watt Interior Fixture (Dwelling Area) LED replacing Base Case, Total Watts = 2.96 x Msr Watts | 21-22 Watt Interior Fixture (Dwelling Area) LED replacing Base Case, Total Watts = 2.96 x Msr Watts | 0.31788 | 0.44708 | 9.7986 | -1.1611 | 27.1718 | 19.3198 | 0.48221 | 0.85857 | 17.9123 | 10.0602 | -18.5343 | -10.6823 | 11.5351 | -1.3806 | 29.4742 | 0.29305 | 10.4394 | 0.0011678 | -0.14692 | 7.8295 | 0.00087585 | -0.11019 | 10.4394 | 0.0011678 | -0.14692 | 10.4394 | 0.0011678 | -0.14692 | 7.8295 | 0.00087585 | -0.11019 | 167.0302 | -2.3508 | 125.2727 | -1.7631 | 0.0010446 | -0.00064463 | 0.0013928 | -0.00085951 | 0.016714 | -0.010314 | 0.022285 | -0.013752 | 0.00099392 | 0 | 0.0013252 | 0 | 0.015903 | 0 | 0.021204 | 0 | 0.00070665 | 0.00052999 | 0.011306 | 0.0084798 | 4.8426e-06 | 9.2595 | 10.8522 | 20.1117 | 1.5955 | 0.34114 | 0.64391 | 3.3016 | 0 | 0 | 3.3774 | 0 | 0 | 0 | 0 | 0 | 10.8522 | 0 | 21.4223 | 0 | 7.399 | 94.3123 | 70.7342 | -1.3274 | -0.99552 | 0.13853 | 1.1663 | 0.38414 | 0.25323 | 0.27313 | 0.14223 | 0.41669 | -0.24561 | -0.11471 | -0.13461 | -0.0036993 | 1.1663 | 1.1663 | 1.1663 | 1.1663 | -0.27816 | 1.1663
297 | SCE | SCE-13-SW-001C | 22-23 Watt Interior Fixture (Common Area) LED replacing Base Case, Total Watts = 2.96 x Msr Watts | 22-23 Watt Interior Fixture (Common Area) LED replacing Base Case, Total Watts = 2.96 x Msr Watts | 0.80232 | 0.85474 | 233.0822 | -27.62 | 256.0838 | 240.3798 | 5.7352 | 10.2116 | 35.8245 | 20.1205 | -50.6216 | -34.9176 | 274.3895 | -32.8418 | 481.9275 | 0.42633 | 248.3253 | 0.0024468 | -3.4949 | 186.244 | 0.0018351 | -2.6212 | 248.3253 | 0.0024468 | -3.4949 | 248.3253 | 0.0024468 | -3.4949 | 186.244 | 0.0018351 | -2.6212 | 3973.2048 | -55.9192 | 2979.9036 | -41.9394 | 0.024849 | -0.015334 | 0.033132 | -0.020445 | 0.39758 | -0.24535 | 0.53011 | -0.32713 | 0.023643 | 0 | 0.031524 | 0 | 0.37828 | 0 | 0.50438 | 0 | 0.016809 | 0.012607 | 0.26895 | 0.20171 | 0.00011519 | 220.2593 | 21.7044 | 241.9637 | 37.9527 | 8.1148 | 15.317 | 78.5353 | 0 | 0 | 80.3395 | 0 | 0 | 0 | 0 | 0 | 21.7044 | 0 | 42.8446 | 0 | 14.7981 | 2243.4394 | 1682.5796 | -31.5743 | -23.6807 | 0.13853 | 1.1663 | 0.1522 | 0.021291 | 0.14286 | 0.011958 | 0.28642 | -0.01367 | 0.11724 | -0.0043371 | 0.12657 | 1.1663 | 1.1663 | 1.1663 | 1.1663 | -0.1479 | 1.1663
298 | SCE | SCE-13-SW-001C | 22-23 Watt Interior Fixture (Dwelling Area) LED replacing Base Case, Total Watts = 2.96 x Msr Watts | 22-23 Watt Interior Fixture (Dwelling Area) LED replacing Base Case, Total Watts = 2.96 x Msr Watts | 0.3277 | 0.45792 | 10.2652 | -1.2164 | 27.6127 | 19.7607 | 0.50517 | 0.89946 | 17.9123 | 10.0602 | -18.564 | -10.7119 | 12.0844 | -1.4464 | 30.3987 | 0.29767 | 10.9365 | 0.0012234 | -0.15392 | 8.2024 | 0.00091755 | -0.11544 | 10.9365 | 0.0012234 | -0.15392 | 10.9365 | 0.0012234 | -0.15392 | 8.2024 | 0.00091755 | -0.11544 | 174.984 | -2.4627 | 131.238 | -1.8471 | 0.0010944 | -0.00067533 | 0.0014591 | -0.00090044 | 0.01751 | -0.010805 | 0.023346 | -0.014407 | 0.0010412 | 0 | 0.0013883 | 0 | 0.01666 | 0 | 0.022213 | 0 | 0.0007403 | 0.00055522 | 0.011845 | 0.0088836 | 5.0732e-06 | 9.7004 | 10.8522 | 20.5527 | 1.6715 | 0.35738 | 0.67458 | 3.4588 | 0 | 0 | 3.5382 | 0 | 0 | 0 | 0 | 0 | 10.8522 | 0 | 21.4223 | 0 | 7.399 | 98.8034 | 74.1025 | -1.3906 | -1.0429 | 0.13853 | 1.1663 | 0.37263 | 0.24172 | 0.26667 | 0.13576 | 0.41022 | -0.2341 | -0.1032 | -0.12814 | 0.0027655 | 1.1663 | 1.1663 | 1.1663 | 1.1663 | -0.2717 | 1.1663
299 | SCE | SCE-13-SW-001C | 23-24 Watt Interior Fixture (Common Area) LED replacing Base Case, Total Watts = 2.96 x Msr Watts | 23-24 Watt Interior Fixture (Common Area) LED replacing Base Case, Total Watts = 2.96 x Msr Watts | 0.76966 | 0.85786 | 243.6768 | -28.8754 | 279.0854 | 250.3916 | 4.4004 | 10.6757 | 48.8143 | 20.1205 | -64.284 | -35.5902 | 286.8617 | -34.3346 | 502.9187 | 0.42711 | 259.6128 | 0.002558 | -3.6538 | 194.7096 | 0.0019185 | -2.7404 | 259.6128 | 0.002558 | -3.6538 | 259.6128 | 0.002558 | -3.6538 | 194.7096 | 0.0019185 | -2.7404 | 4153.805 | -58.461 | 3115.3538 | -43.8457 | 0.025978 | -0.016031 | 0.034638 | -0.021375 | 0.41565 | -0.2565 | 0.5542 | -0.342 | 0.024717 | 0 | 0.032956 | 0 | 0.39548 | 0 | 0.5273 | 0 | 0.017573 | 0.01318 | 0.28117 | 0.21088 | 0.00012043 | 230.2711 | 21.7044 | 251.9755 | 39.6778 | 8.4837 | 16.0132 | 82.1051 | 0 | 0 | 83.9913 | 0 | 0 | 0 | 0 | 0 | 21.7044 | 0 | 61.5278 | 0 | 27.8763 | 2345.4139 | 1759.0604 | -33.0095 | -24.7571 | 0.13853 | 1.1663 | 0.15866 | 0.02775 | 0.14234 | 0.011438 | 0.2859 | -0.020129 | 0.11078 | -0.0038172 | 0.12709 | 1.1663 | 1.1663 | 1.1663 | 1.1663 | -0.14738 | 1.1663
300 | SCE | SCE-13-SW-001C | 23-24 Watt Interior Fixture (Dwelling Area) LED replacing Base Case, Total Watts = 2.96 x Msr Watts | 23-24 Watt Interior Fixture (Dwelling Area) LED replacing Base Case, Total Watts = 2.96 x Msr Watts | 0.27382 | 0.46828 | 10.7318 | -1.2717 | 34.5485 | 20.2016 | 0.38759 | 0.94034 | 24.4072 | 10.0602 | -25.0885 | -10.7415 | 12.6337 | -1.5121 | 31.3232 | 0.30202 | 11.4336 | 0.001279 | -0.16092 | 8.5752 | 0.00095926 | -0.12069 | 11.4336 | 0.001279 | -0.16092 | 11.4336 | 0.001279 | -0.16092 | 8.5752 | 0.00095926 | -0.12069 | 182.9378 | -2.5747 | 137.2034 | -1.931 | 0.0011441 | -0.00070603 | 0.0015255 | -0.00094137 | 0.018306 | -0.011296 | 0.024408 | -0.015062 | 0.0010886 | 0 | 0.0014514 | 0 | 0.017417 | 0 | 0.023223 | 0 | 0.00077395 | 0.00058046 | 0.012383 | 0.0092874 | 5.3038e-06 | 10.1414 | 10.8522 | 20.9936 | 1.7475 | 0.37363 | 0.70524 | 3.616 | 0 | 0 | 3.6991 | 0 | 0 | 0 | 0 | 0 | 10.8522 | 0 | 30.7639 | 0 | 13.9382 | 103.2944 | 77.4708 | -1.4538 | -1.0903 | 0.13853 | 1.1663 | 0.44596 | 0.31505 | 0.26076 | 0.12986 | 0.40432 | -0.30743 | -0.17652 | -0.12224 | 0.0086682 | 1.1663 | 1.1663 | 1.1663 | 1.1663 | -0.2658 | 1.1663
301 | SCE | SCE-13-SW-001C | 24-25 Watt Interior Fixture (Common Area) LED replacing Base Case, Total Watts = 2.96 x Msr Watts | 24-25 Watt Interior Fixture (Common Area) LED replacing Base Case, Total Watts = 2.96 x Msr Watts | 0.77531 | 0.86074 | 254.2715 | -30.1309 | 289.0972 | 260.4034 | 4.5917 | 11.1399 | 48.8143 | 20.1205 | -64.9566 | -36.2628 | 299.334 | -35.8274 | 523.91 | 0.42782 | 270.9003 | 0.0026692 | -3.8127 | 203.1752 | 0.0020019 | -2.8595 | 270.9003 | 0.0026692 | -3.8127 | 270.9003 | 0.0026692 | -3.8127 | 203.1752 | 0.0020019 | -2.8595 | 4334.4052 | -61.0027 | 3250.8039 | -45.7521 | 0.027108 | -0.016728 | 0.036144 | -0.022304 | 0.43372 | -0.26765 | 0.5783 | -0.35687 | 0.025792 | 0 | 0.034389 | 0 | 0.41267 | 0 | 0.55023 | 0 | 0.018337 | 0.013753 | 0.2934 | 0.22005 | 0.00012567 | 240.2829 | 21.7044 | 261.9873 | 41.4029 | 8.8525 | 16.7094 | 85.6749 | 0 | 0 | 87.6431 | 0 | 0 | 0 | 0 | 0 | 21.7044 | 0 | 61.5278 | 0 | 27.8763 | 2447.3884 | 1835.5413 | -34.4447 | -25.8335 | 0.13853 | 1.1663 | 0.1575 | 0.026594 | 0.14187 | 0.010962 | 0.28543 | -0.018973 | 0.11193 | -0.0033406 | 0.12757 | 1.1663 | 1.1663 | 1.1663 | 1.1663 | -0.1469 | 1.1663
302 | SCE | SCE-13-SW-001C | 24-25 Watt Interior Fixture (Dwelling Area) LED replacing Base Case, Total Watts = 2.96 x Msr Watts | 24-25 Watt Interior Fixture (Dwelling Area) LED replacing Base Case, Total Watts = 2.96 x Msr Watts | 0.28212 | 0.47821 | 11.1984 | -1.327 | 34.9895 | 20.6426 | 0.40445 | 0.98123 | 24.4072 | 10.0602 | -25.1181 | -10.7712 | 13.183 | -1.5779 | 32.2477 | 0.30611 | 11.9307 | 0.0013346 | -0.16791 | 8.948 | 0.001001 | -0.12594 | 11.9307 | 0.0013346 | -0.16791 | 11.9307 | 0.0013346 | -0.16791 | 8.948 | 0.001001 | -0.12594 | 190.8917 | -2.6866 | 143.1687 | -2.015 | 0.0011938 | -0.00073672 | 0.0015918 | -0.0009823 | 0.019102 | -0.011788 | 0.025469 | -0.015717 | 0.0011359 | 0 | 0.0015145 | 0 | 0.018174 | 0 | 0.024233 | 0 | 0.0008076 | 0.0006057 | 0.012922 | 0.0096912 | 5.5344e-06 | 10.5823 | 10.8522 | 21.4345 | 1.8234 | 0.38987 | 0.7359 | 3.7732 | 0 | 0 | 3.8599 | 0 | 0 | 0 | 0 | 0 | 10.8522 | 0 | 30.7639 | 0 | 13.9382 | 107.7855 | 80.8391 | -1.517 | -1.1377 | 0.13853 | 1.1663 | 0.43283 | 0.30192 | 0.25535 | 0.12445 | 0.39891 | -0.2943 | -0.1634 | -0.11683 | 0.014079 | 1.1663 | 1.1663 | 1.1663 | 1.1663 | -0.26038 | 1.1663
303 | SCE | SCE-13-SW-001C | 25-26 Watt Interior Fixture (Common Area) LED replacing Base Case, Total Watts = 2.96 x Msr Watts | 25-26 Watt Interior Fixture (Common Area) LED replacing Base Case, Total Watts = 2.96 x Msr Watts | 0.78058 | 0.86341 | 264.8661 | -31.3864 | 299.109 | 270.4151 | 4.783 | 11.6041 | 48.8143 | 20.1205 | -65.6292 | -36.9354 | 311.8062 | -37.3202 | 544.9012 | 0.42848 | 282.1878 | 0.0027805 | -3.9715 | 211.6409 | 0.0020853 | -2.9786 | 282.1878 | 0.0027805 | -3.9715 | 282.1878 | 0.0027805 | -3.9715 | 211.6409 | 0.0020853 | -2.9786 | 4515.0055 | -63.5445 | 3386.2541 | -47.6584 | 0.028237 | -0.017425 | 0.03765 | -0.023233 | 0.45179 | -0.2788 | 0.60239 | -0.37174 | 0.026867 | 0 | 0.035822 | 0 | 0.42987 | 0 | 0.57316 | 0 | 0.019101 | 0.014326 | 0.30562 | 0.22922 | 0.0001309 | 250.2946 | 21.7044 | 271.9991 | 43.1281 | 9.2214 | 17.4057 | 89.2447 | 0 | 0 | 91.2949 | 0 | 0 | 0 | 0 | 0 | 21.7044 | 0 | 61.5278 | 0 | 27.8763 | 2549.363 | 1912.0222 | -35.8799 | -26.9099 | 0.13853 | 1.1663 | 0.15644 | 0.02553 | 0.14143 | 0.010523 | 0.28499 | -0.017909 | 0.113 | -0.0029022 | 0.128 | 1.1663 | 1.1663 | 1.1663 | 1.1663 | -0.14646 | 1.1663
304 | SCE | SCE-13-SW-001C | 25-26 Watt Interior Fixture (Dwelling Area) LED replacing Base Case, Total Watts = 2.96 x Msr Watts | 25-26 Watt Interior Fixture (Dwelling Area) LED replacing Base Case, Total Watts = 2.96 x Msr Watts | 0.29022 | 0.48771 | 11.665 | -1.3823 | 35.4304 | 21.0835 | 0.4213 | 1.0221 | 24.4072 | 10.0602 | -25.1477 | -10.8008 | 13.7323 | -1.6436 | 33.1721 | 0.30998 | 12.4278 | 0.0013902 | -0.17491 | 9.3209 | 0.0010427 | -0.13118 | 12.4278 | 0.0013902 | -0.17491 | 12.4278 | 0.0013902 | -0.17491 | 9.3209 | 0.0010427 | -0.13118 | 198.8455 | -2.7986 | 149.1341 | -2.0989 | 0.0012436 | -0.00076742 | 0.0016581 | -0.0010232 | 0.019897 | -0.012279 | 0.02653 | -0.016372 | 0.0011832 | 0 | 0.0015776 | 0 | 0.018932 | 0 | 0.025242 | 0 | 0.00084125 | 0.00063094 | 0.01346 | 0.010095 | 5.765e-06 | 11.0232 | 10.8522 | 21.8755 | 1.8994 | 0.40612 | 0.76656 | 3.9304 | 0 | 0 | 4.0207 | 0 | 0 | 0 | 0 | 0 | 10.8522 | 0 | 30.7639 | 0 | 13.9382 | 112.2766 | 84.2074 | -1.5802 | -1.1851 | 0.13853 | 1.1663 | 0.42075 | 0.28985 | 0.25038 | 0.11947 | 0.39393 | -0.28222 | -0.15132 | -0.11185 | 0.019057 | 1.1663 | 1.1663 | 1.1663 | 1.1663 | -0.25541 | 1.1663
305 | SCE | SCE-13-SW-001C | 26-27 Watt Interior Fixture (Common Area) LED replacing Base Case, Total Watts = 2.96 x Msr Watts | 26-27 Watt Interior Fixture (Common Area) LED replacing Base Case, Total Watts = 2.96 x Msr Watts | 0.78551 | 0.86589 | 275.4608 | -32.6418 | 309.1208 | 280.4269 | 4.9743 | 12.0682 | 48.8143 | 20.1205 | -66.3018 | -37.608 | 324.2785 | -38.813 | 565.8924 | 0.42909 | 293.4754 | 0.0028917 | -4.1304 | 220.1065 | 0.0021688 | -3.0978 | 293.4754 | 0.0028917 | -4.1304 | 293.4754 | 0.0028917 | -4.1304 | 220.1065 | 0.0021688 | -3.0978 | 4695.6057 | -66.0863 | 3521.7043 | -49.5647 | 0.029367 | -0.018122 | 0.039155 | -0.024163 | 0.46987 | -0.28995 | 0.62649 | -0.3866 | 0.027941 | 0 | 0.037255 | 0 | 0.44706 | 0 | 0.59608 | 0 | 0.019866 | 0.014899 | 0.31785 | 0.23839 | 0.00013614 | 260.3064 | 21.7044 | 282.0109 | 44.8532 | 9.5902 | 18.1019 | 92.8145 | 0 | 0 | 94.9467 | 0 | 0 | 0 | 0 | 0 | 21.7044 | 0 | 61.5278 | 0 | 27.8763 | 2651.3375 | 1988.5031 | -37.3151 | -27.9863 | 0.13853 | 1.1663 | 0.15545 | 0.024548 | 0.14102 | 0.010118 | 0.28458 | -0.016927 | 0.11398 | -0.0024974 | 0.12841 | 1.1663 | 1.1663 | 1.1663 | 1.1663 | -0.14606 | 1.1663
306 | SCE | SCE-13-SW-001C | 26-27 Watt Interior Fixture (Dwelling Area) LED replacing Base Case, Total Watts = 2.96 x Msr Watts | 26-27 Watt Interior Fixture (Dwelling Area) LED replacing Base Case, Total Watts = 2.96 x Msr Watts | 0.29812 | 0.49683 | 12.1316 | -1.4376 | 35.8713 | 21.5244 | 0.43815 | 1.063 | 24.4072 | 10.0602 | -25.1773 | -10.8304 | 14.2816 | -1.7094 | 34.0966 | 0.31364 | 12.925 | 0.0014458 | -0.18191 | 9.6937 | 0.0010844 | -0.13643 | 12.925 | 0.0014458 | -0.18191 | 12.925 | 0.0014458 | -0.18191 | 9.6937 | 0.0010844 | -0.13643 | 206.7993 | -2.9105 | 155.0995 | -2.1829 | 0.0012933 | -0.00079812 | 0.0017244 | -0.0010642 | 0.020693 | -0.01277 | 0.027591 | -0.017026 | 0.0012306 | 0 | 0.0016408 | 0 | 0.019689 | 0 | 0.026252 | 0 | 0.0008749 | 0.00065617 | 0.013998 | 0.010499 | 5.9956e-06 | 11.4642 | 10.8522 | 22.3164 | 1.9754 | 0.42236 | 0.79723 | 4.0876 | 0 | 0 | 4.1815 | 0 | 0 | 0 | 0 | 0 | 10.8522 | 0 | 30.7639 | 0 | 13.9382 | 116.7676 | 87.5757 | -1.6434 | -1.2325 | 0.13853 | 1.1663 | 0.4096 | 0.2787 | 0.24578 | 0.11487 | 0.38934 | -0.27108 | -0.14017 | -0.10725 | 0.023652 | 1.1663 | 1.1663 | 1.1663 | 1.1663 | -0.25081 | 1.1663
307 | SCE | SCE-13-SW-001C | 27-28 Watt Interior Fixture (Common Area) LED replacing Base Case, Total Watts = 2.96 x Msr Watts | 27-28 Watt Interior Fixture (Common Area) LED replacing Base Case, Total Watts = 2.96 x Msr Watts | 0.79014 | 0.8682 | 286.0554 | -33.8973 | 319.1326 | 290.4387 | 5.1657 | 12.5324 | 48.8143 | 20.1205 | -66.9744 | -38.2806 | 336.7507 | -40.3058 | 586.8836 | 0.42966 | 304.7629 | 0.0030029 | -4.2893 | 228.5722 | 0.0022522 | -3.2169 | 304.7629 | 0.0030029 | -4.2893 | 304.7629 | 0.0030029 | -4.2893 | 228.5722 | 0.0022522 | -3.2169 | 4876.2059 | -68.6281 | 3657.1544 | -51.4711 | 0.030496 | -0.018819 | 0.040661 | -0.025092 | 0.48794 | -0.30111 | 0.65058 | -0.40147 | 0.029016 | 0 | 0.038688 | 0 | 0.46426 | 0 | 0.61901 | 0 | 0.02063 | 0.015472 | 0.33007 | 0.24755 | 0.00014137 | 270.3182 | 21.7044 | 292.0227 | 46.5783 | 9.9591 | 18.7981 | 96.3843 | 0 | 0 | 98.5985 | 0 | 0 | 0 | 0 | 0 | 21.7044 | 0 | 61.5278 | 0 | 27.8763 | 2753.312 | 2064.984 | -38.7503 | -29.0627 | 0.13853 | 1.1663 | 0.15454 | 0.023639 | 0.14065 | 0.0097437 | 0.28421 | -0.016018 | 0.11489 | -0.0021227 | 0.12878 | 1.1663 | 1.1663 | 1.1663 | 1.1663 | -0.14568 | 1.1663
308 | SCE | SCE-13-SW-001C | 27-28 Watt Interior Fixture (Dwelling Area) LED replacing Base Case, Total Watts = 2.96 x Msr Watts | 27-28 Watt Interior Fixture (Dwelling Area) LED replacing Base Case, Total Watts = 2.96 x Msr Watts | 0.30583 | 0.50558 | 12.5982 | -1.4929 | 36.3123 | 21.9653 | 0.455 | 1.1039 | 24.4072 | 10.0602 | -25.207 | -10.86 | 14.8308 | -1.7751 | 35.0211 | 0.3171 | 13.4221 | 0.0015014 | -0.1889 | 10.0666 | 0.0011261 | -0.14168 | 13.4221 | 0.0015014 | -0.1889 | 13.4221 | 0.0015014 | -0.1889 | 10.0666 | 0.0011261 | -0.14168 | 214.7531 | -3.0225 | 161.0648 | -2.2668 | 0.0013431 | -0.00082881 | 0.0017908 | -0.0011051 | 0.021489 | -0.013261 | 0.028652 | -0.017681 | 0.0012779 | 0 | 0.0017039 | 0 | 0.020446 | 0 | 0.027262 | 0 | 0.00090855 | 0.00068141 | 0.014537 | 0.010903 | 6.2262e-06 | 11.9051 | 10.8522 | 22.7573 | 2.0514 | 0.43861 | 0.82789 | 4.2449 | 0 | 0 | 4.3424 | 0 | 0 | 0 | 0 | 0 | 10.8522 | 0 | 30.7639 | 0 | 13.9382 | 121.2587 | 90.944 | -1.7066 | -1.28 | 0.13853 | 1.1663 | 0.39928 | 0.26838 | 0.24153 | 0.11062 | 0.38508 | -0.26075 | -0.12985 | -0.103 | 0.027906 | 1.1663 | 1.1663 | 1.1663 | 1.1663 | -0.24656 | 1.1663
309 | SCE | SCE-13-SW-001C | 28-29 Watt Interior Fixture (Common Area) LED replacing Base Case, Total Watts = 2.96 x Msr Watts | 28-29 Watt Interior Fixture (Common Area) LED replacing Base Case, Total Watts = 2.96 x Msr Watts | 0.79448 | 0.87035 | 296.6501 | -35.1527 | 329.1443 | 300.4505 | 5.357 | 12.9966 | 48.8143 | 20.1205 | -67.647 | -38.9532 | 349.223 | -41.7986 | 607.8749 | 0.43018 | 316.0504 | 0.0031141 | -4.4481 | 237.0378 | 0.0023356 | -3.3361 | 316.0504 | 0.0031141 | -4.4481 | 316.0504 | 0.0031141 | -4.4481 | 237.0378 | 0.0023356 | -3.3361 | 5056.8061 | -71.1699 | 3792.6046 | -53.3774 | 0.031626 | -0.019516 | 0.042167 | -0.026021 | 0.50601 | -0.31226 | 0.67468 | -0.41634 | 0.030091 | 0 | 0.040121 | 0 | 0.48145 | 0 | 0.64193 | 0 | 0.021394 | 0.016045 | 0.3423 | 0.25672 | 0.00014661 | 280.33 | 21.7044 | 302.0344 | 48.3034 | 10.3279 | 19.4943 | 99.954 | 0 | 0 | 102.2503 | 0 | 0 | 0 | 0 | 0 | 21.7044 | 0 | 61.5278 | 0 | 27.8763 | 2855.2865 | 2141.4649 | -40.1855 | -30.1391 | 0.13853 | 1.1663 | 0.1537 | 0.022795 | 0.1403 | 0.0093957 | 0.28386 | -0.015174 | 0.11573 | -0.0017747 | 0.12913 | 1.1663 | 1.1663 | 1.1663 | 1.1663 | -0.14533 | 1.1663
310 | SCE | SCE-13-SW-001C | 28-29 Watt Interior Fixture (Dwelling Area) LED replacing Base Case, Total Watts = 2.96 x Msr Watts | 28-29 Watt Interior Fixture (Dwelling Area) LED replacing Base Case, Total Watts = 2.96 x Msr Watts | 0.31335 | 0.51399 | 13.0648 | -1.5482 | 36.7532 | 22.4063 | 0.47185 | 1.1448 | 24.4072 | 10.0602 | -25.2366 | -10.8897 | 15.3801 | -1.8409 | 35.9456 | 0.32039 | 13.9192 | 0.0015571 | -0.1959 | 10.4394 | 0.0011678 | -0.14692 | 13.9192 | 0.0015571 | -0.1959 | 13.9192 | 0.0015571 | -0.1959 | 10.4394 | 0.0011678 | -0.14692 | 222.7069 | -3.1344 | 167.0302 | -2.3508 | 0.0013928 | -0.00085951 | 0.0018571 | -0.001146 | 0.022285 | -0.013752 | 0.029714 | -0.018336 | 0.0013252 | 0 | 0.001767 | 0 | 0.021204 | 0 | 0.028271 | 0 | 0.0009422 | 0.00070665 | 0.015075 | 0.011306 | 6.4568e-06 | 12.346 | 10.8522 | 23.1982 | 2.1273 | 0.45485 | 0.85855 | 4.4021 | 0 | 0 | 4.5032 | 0 | 0 | 0 | 0 | 0 | 10.8522 | 0 | 30.7639 | 0 | 13.9382 | 125.7498 | 94.3123 | -1.7698 | -1.3274 | 0.13853 | 1.1663 | 0.3897 | 0.25879 | 0.23758 | 0.10667 | 0.38113 | -0.25117 | -0.12026 | -0.099049 | 0.031857 | 1.1663 | 1.1663 | 1.1663 | 1.1663 | -0.24261 | 1.1663
311 | SCE | SCE-13-SW-001C | 29-30 Watt Interior Fixture (Common Area) LED replacing Base Case, Total Watts = 2.96 x Msr Watts | 29-30 Watt Interior Fixture (Common Area) LED replacing Base Case, Total Watts = 2.96 x Msr Watts | 0.79856 | 0.87237 | 307.2447 | -36.4082 | 339.1561 | 310.4623 | 5.5483 | 13.4607 | 48.8143 | 20.1205 | -68.3196 | -39.6258 | 361.6952 | -43.2914 | 628.8661 | 0.43067 | 327.3379 | 0.0032253 | -4.607 | 245.5034 | 0.002419 | -3.4552 | 327.3379 | 0.0032253 | -4.607 | 327.3379 | 0.0032253 | -4.607 | 245.5034 | 0.002419 | -3.4552 | 5237.4063 | -73.7116 | 3928.0548 | -55.2837 | 0.032755 | -0.020213 | 0.043673 | -0.026951 | 0.52408 | -0.32341 | 0.69877 | -0.43121 | 0.031165 | 0 | 0.041554 | 0 | 0.49864 | 0 | 0.66486 | 0 | 0.022158 | 0.016618 | 0.35452 | 0.26589 | 0.00015185 | 290.3418 | 21.7044 | 312.0462 | 50.0285 | 10.6968 | 20.1906 | 103.5238 | 0 | 0 | 105.9021 | 0 | 0 | 0 | 0 | 0 | 21.7044 | 0 | 61.5278 | 0 | 27.8763 | 2957.261 | 2217.9458 | -41.6207 | -31.2155 | 0.13853 | 1.1663 | 0.15291 | 0.022009 | 0.13998 | 0.0090717 | 0.28354 | -0.014388 | 0.11652 | -0.0014507 | 0.12946 | 1.1663 | 1.1663 | 1.1663 | 1.1663 | -0.14501 | 1.1663
312 | SCE | SCE-13-SW-001C | 29-30 Watt Interior Fixture (Dwelling Area) LED replacing Base Case, Total Watts = 2.96 x Msr Watts | 29-30 Watt Interior Fixture (Dwelling Area) LED replacing Base Case, Total Watts = 2.96 x Msr Watts | 0.32069 | 0.52207 | 13.5314 | -1.6035 | 37.1941 | 22.8472 | 0.48871 | 1.1856 | 24.4072 | 10.0602 | -25.2662 | -10.9193 | 15.9294 | -1.9066 | 36.87 | 0.32351 | 14.4163 | 0.0016127 | -0.2029 | 10.8122 | 0.0012095 | -0.15217 | 14.4163 | 0.0016127 | -0.2029 | 14.4163 | 0.0016127 | -0.2029 | 10.8122 | 0.0012095 | -0.15217 | 230.6608 | -3.2463 | 172.9956 | -2.4348 | 0.0014426 | -0.00089021 | 0.0019234 | -0.0011869 | 0.023081 | -0.014243 | 0.030775 | -0.018991 | 0.0013726 | 0 | 0.0018301 | 0 | 0.021961 | 0 | 0.029281 | 0 | 0.00097585 | 0.00073189 | 0.015614 | 0.01171 | 6.6874e-06 | 12.787 | 10.8522 | 23.6392 | 2.2033 | 0.4711 | 0.88921 | 4.5593 | 0 | 0 | 4.664 | 0 | 0 | 0 | 0 | 0 | 10.8522 | 0 | 30.7639 | 0 | 13.9382 | 130.2408 | 97.6806 | -1.833 | -1.3748 | 0.13853 | 1.1663 | 0.38077 | 0.24987 | 0.2339 | 0.10299 | 0.37745 | -0.24225 | -0.11134 | -0.09537 | 0.035535 | 1.1663 | 1.1663 | 1.1663 | 1.1663 | -0.23893 | 1.1663
313 | SCE | SCE-13-SW-001C | 30-31 Watt Interior Fixture (Common Area) LED replacing Base Case, Total Watts = 2.96 x Msr Watts | 30-31 Watt Interior Fixture (Common Area) LED replacing Base Case, Total Watts = 2.96 x Msr Watts | 0.77886 | 0.86341 | 317.8393 | -37.6636 | 359.7251 | 324.4982 | 4.719 | 11.6041 | 59.3716 | 24.1446 | -79.5494 | -44.3224 | 374.1675 | -44.7842 | 653.8814 | 0.42848 | 338.6254 | 0.0033366 | -4.7658 | 253.9691 | 0.0025024 | -3.5744 | 338.6254 | 0.0033366 | -4.7658 | 338.6254 | 0.0033366 | -4.7658 | 253.9691 | 0.0025024 | -3.5744 | 5418.0066 | -76.2534 | 4063.5049 | -57.1901 | 0.033885 | -0.02091 | 0.045179 | -0.02788 | 0.54215 | -0.33456 | 0.72287 | -0.44608 | 0.03224 | 0 | 0.042987 | 0 | 0.51584 | 0 | 0.68779 | 0 | 0.022922 | 0.017191 | 0.36675 | 0.27506 | 0.00015708 | 300.3536 | 26.0453 | 326.3989 | 51.7537 | 11.0656 | 20.8868 | 107.0936 | 0 | 0 | 109.5539 | 0 | 0 | 0 | 0 | 0 | 26.0453 | 0 | 74.9758 | 0 | 34.2513 | 3059.2356 | 2294.4267 | -43.0559 | -32.2919 | 0.13853 | 1.1663 | 0.15678 | 0.025876 | 0.14143 | 0.010523 | 0.28499 | -0.018255 | 0.11265 | -0.0029022 | 0.128 | 1.1663 | 1.1663 | 1.1663 | 1.1663 | -0.14646 | 1.1663
314 | SCE | SCE-13-SW-001C | 30-31 Watt Interior Fixture (Dwelling Area) LED replacing Base Case, Total Watts = 2.96 x Msr Watts | 30-31 Watt Interior Fixture (Dwelling Area) LED replacing Base Case, Total Watts = 2.96 x Msr Watts | 0.28754 | 0.48771 | 13.998 | -1.6587 | 42.9137 | 25.3002 | 0.41566 | 1.0221 | 29.6858 | 12.0723 | -30.5744 | -12.961 | 16.4787 | -1.9723 | 39.8066 | 0.30998 | 14.9134 | 0.0016683 | -0.20989 | 11.1851 | 0.0012512 | -0.15742 | 14.9134 | 0.0016683 | -0.20989 | 14.9134 | 0.0016683 | -0.20989 | 11.1851 | 0.0012512 | -0.15742 | 238.6146 | -3.3583 | 178.9609 | -2.5187 | 0.0014923 | -0.0009209 | 0.0019897 | -0.0012279 | 0.023877 | -0.014734 | 0.031836 | -0.019646 | 0.0014199 | 0 | 0.0018932 | 0 | 0.022718 | 0 | 0.030291 | 0 | 0.0010095 | 0.00075712 | 0.016152 | 0.012114 | 6.918e-06 | 13.2279 | 13.0227 | 26.2505 | 2.2793 | 0.48734 | 0.91988 | 4.7165 | 0 | 0 | 4.8249 | 0 | 0 | 0 | 0 | 0 | 13.0227 | 0 | 37.4879 | 0 | 17.1257 | 134.7319 | 101.0489 | -1.8962 | -1.4222 | 0.13853 | 1.1663 | 0.42468 | 0.29378 | 0.25038 | 0.11947 | 0.39393 | -0.28616 | -0.15525 | -0.11185 | 0.019057 | 1.1663 | 1.1663 | 1.1663 | 1.1663 | -0.25541 | 1.1663
315 | SCE | SCE-13-SW-001C | 31-32 Watt Interior Fixture (Common Area) LED replacing Base Case, Total Watts = 2.96 x Msr Watts | 31-32 Watt Interior Fixture (Common Area) LED replacing Base Case, Total Watts = 2.96 x Msr Watts | 0.78303 | 0.86549 | 328.434 | -38.9191 | 369.7369 | 334.51 | 4.8763 | 11.9909 | 59.3716 | 24.1446 | -80.222 | -44.995 | 386.6397 | -46.277 | 674.8727 | 0.42899 | 349.9129 | 0.0034478 | -4.9247 | 262.4347 | 0.0025858 | -3.6935 | 349.9129 | 0.0034478 | -4.9247 | 349.9129 | 0.0034478 | -4.9247 | 262.4347 | 0.0025858 | -3.6935 | 5598.6068 | -78.7952 | 4198.9551 | -59.0964 | 0.035014 | -0.021607 | 0.046685 | -0.028809 | 0.56022 | -0.34571 | 0.74697 | -0.46095 | 0.033315 | 0 | 0.04442 | 0 | 0.53303 | 0 | 0.71071 | 0 | 0.023686 | 0.017764 | 0.37897 | 0.28423 | 0.00016232 | 310.3654 | 26.0453 | 336.4107 | 53.4788 | 11.4345 | 21.583 | 110.6634 | 0 | 0 | 113.2057 | 0 | 0 | 0 | 0 | 0 | 26.0453 | 0 | 74.9758 | 0 | 34.2513 | 3161.2101 | 2370.9076 | -44.4911 | -33.3683 | 0.13853 | 1.1663 | 0.15595 | 0.025042 | 0.14109 | 0.010184 | 0.28465 | -0.017421 | 0.11348 | -0.0025627 | 0.12834 | 1.1663 | 1.1663 | 1.1663 | 1.1663 | -0.14612 | 1.1663
316 | SCE | SCE-13-SW-001C | 31-32 Watt Interior Fixture (Dwelling Area) LED replacing Base Case, Total Watts = 2.96 x Msr Watts | 31-32 Watt Interior Fixture (Dwelling Area) LED replacing Base Case, Total Watts = 2.96 x Msr Watts | 0.2941 | 0.49534 | 14.4646 | -1.714 | 43.3546 | 25.7411 | 0.42952 | 1.0562 | 29.6858 | 12.0723 | -30.6041 | -12.9906 | 17.028 | -2.0381 | 40.731 | 0.31304 | 15.4105 | 0.0017239 | -0.21689 | 11.5579 | 0.0012929 | -0.16267 | 15.4105 | 0.0017239 | -0.21689 | 15.4105 | 0.0017239 | -0.21689 | 11.5579 | 0.0012929 | -0.16267 | 246.5684 | -3.4702 | 184.9263 | -2.6027 | 0.0015421 | -0.0009516 | 0.0020561 | -0.0012688 | 0.024673 | -0.015226 | 0.032897 | -0.020301 | 0.0014672 | 0 | 0.0019563 | 0 | 0.023475 | 0 | 0.031301 | 0 | 0.0010431 | 0.00078236 | 0.01669 | 0.012518 | 7.1486e-06 | 13.6688 | 13.0227 | 26.6915 | 2.3553 | 0.50359 | 0.95054 | 4.8737 | 0 | 0 | 4.9857 | 0 | 0 | 0 | 0 | 0 | 13.0227 | 0 | 37.4879 | 0 | 17.1257 | 139.2229 | 104.4172 | -1.9594 | -1.4696 | 0.13853 | 1.1663 | 0.41521 | 0.2843 | 0.24652 | 0.11562 | 0.39008 | -0.27668 | -0.14577 | -0.108 | 0.022911 | 1.1663 | 1.1663 | 1.1663 | 1.1663 | -0.25155 | 1.1663
317 | SCE | SCE-13-SW-001C | 32-33 Watt Interior Fixture (Common Area) LED replacing Base Case, Total Watts = 2.96 x Msr Watts | 32-33 Watt Interior Fixture (Common Area) LED replacing Base Case, Total Watts = 2.96 x Msr Watts | 0.78698 | 0.86745 | 339.0286 | -40.1745 | 379.7487 | 344.5217 | 5.0336 | 12.3777 | 59.3716 | 24.1446 | -80.8946 | -45.6676 | 399.112 | -47.7698 | 695.8639 | 0.42947 | 361.2004 | 0.003559 | -5.0836 | 270.9003 | 0.0026692 | -3.8127 | 361.2004 | 0.003559 | -5.0836 | 361.2004 | 0.003559 | -5.0836 | 270.9003 | 0.0026692 | -3.8127 | 5779.207 | -81.337 | 4334.4052 | -61.0027 | 0.036144 | -0.022304 | 0.048191 | -0.029739 | 0.5783 | -0.35687 | 0.77106 | -0.47582 | 0.034389 | 0 | 0.045852 | 0 | 0.55023 | 0 | 0.73364 | 0 | 0.02445 | 0.018337 | 0.3912 | 0.2934 | 0.00016755 | 320.3771 | 26.0453 | 346.4225 | 55.2039 | 11.8033 | 22.2792 | 114.2332 | 0 | 0 | 116.8575 | 0 | 0 | 0 | 0 | 0 | 26.0453 | 0 | 74.9758 | 0 | 34.2513 | 3263.1846 | 2447.3884 | -45.9263 | -34.4447 | 0.13853 | 1.1663 | 0.15516 | 0.024259 | 0.14077 | 0.0098655 | 0.28433 | -0.016638 | 0.11427 | -0.0022445 | 0.12866 | 1.1663 | 1.1663 | 1.1663 | 1.1663 | -0.1458 | 1.1663
318 | SCE | SCE-13-SW-001C | 32-33 Watt Interior Fixture (Dwelling Area) LED replacing Base Case, Total Watts = 2.96 x Msr Watts | 32-33 Watt Interior Fixture (Dwelling Area) LED replacing Base Case, Total Watts = 2.96 x Msr Watts | 0.30053 | 0.50271 | 14.9312 | -1.7693 | 43.7955 | 26.182 | 0.44337 | 1.0903 | 29.6858 | 12.0723 | -30.6337 | -13.0202 | 17.5773 | -2.1038 | 41.6555 | 0.31597 | 15.9076 | 0.0017795 | -0.22389 | 11.9307 | 0.0013346 | -0.16791 | 15.9076 | 0.0017795 | -0.22389 | 15.9076 | 0.0017795 | -0.22389 | 11.9307 | 0.0013346 | -0.16791 | 254.5222 | -3.5822 | 190.8917 | -2.6866 | 0.0015918 | -0.0009823 | 0.0021224 | -0.0013097 | 0.025469 | -0.015717 | 0.033958 | -0.020956 | 0.0015145 | 0 | 0.0020194 | 0 | 0.024233 | 0 | 0.03231 | 0 | 0.0010768 | 0.0008076 | 0.017229 | 0.012922 | 7.3792e-06 | 14.1097 | 13.0227 | 27.1324 | 2.4312 | 0.51983 | 0.9812 | 5.0309 | 0 | 0 | 5.1465 | 0 | 0 | 0 | 0 | 0 | 13.0227 | 0 | 37.4879 | 0 | 17.1257 | 143.714 | 107.7855 | -2.0226 | -1.517 | 0.13853 | 1.1663 | 0.40632 | 0.27542 | 0.24291 | 0.112 | 0.38647 | -0.26779 | -0.13689 | -0.10438 | 0.026524 | 1.1663 | 1.1663 | 1.1663 | 1.1663 | -0.24794 | 1.1663
319 | SCE | SCE-13-SW-001C | 33-34 Watt Interior Fixture (Common Area) LED replacing Base Case, Total Watts = 2.96 x Msr Watts | 33-34 Watt Interior Fixture (Common Area) LED replacing Base Case, Total Watts = 2.96 x Msr Watts | 0.79072 | 0.86929 | 349.6233 | -41.43 | 389.7605 | 354.5335 | 5.1909 | 12.7645 | 59.3716 | 24.1446 | -81.5672 | -46.3402 | 411.5842 | -49.2626 | 716.8551 | 0.42992 | 372.488 | 0.0036702 | -5.2424 | 279.366 | 0.0027527 | -3.9318 | 372.488 | 0.0036702 | -5.2424 | 372.488 | 0.0036702 | -5.2424 | 279.366 | 0.0027527 | -3.9318 | 5959.8072 | -83.8788 | 4469.8554 | -62.9091 | 0.037273 | -0.023001 | 0.049697 | -0.030668 | 0.59637 | -0.36802 | 0.79516 | -0.49069 | 0.035464 | 0 | 0.047285 | 0 | 0.56742 | 0 | 0.75656 | 0 | 0.025214 | 0.01891 | 0.40342 | 0.30257 | 0.00017279 | 330.3889 | 26.0453 | 356.4343 | 56.929 | 12.1722 | 22.9755 | 117.803 | 0 | 0 | 120.5093 | 0 | 0 | 0 | 0 | 0 | 26.0453 | 0 | 74.9758 | 0 | 34.2513 | 3365.1591 | 2523.8693 | -47.3615 | -35.5211 | 0.13853 | 1.1663 | 0.15443 | 0.023524 | 0.14047 | 0.0095665 | 0.28403 | -0.015903 | 0.115 | -0.0019455 | 0.12896 | 1.1663 | 1.1663 | 1.1663 | 1.1663 | -0.1455 | 1.1663
320 | SCE | SCE-13-SW-001C | 33-34 Watt Interior Fixture (Dwelling Area) LED replacing Base Case, Total Watts = 2.96 x Msr Watts | 33-34 Watt Interior Fixture (Dwelling Area) LED replacing Base Case, Total Watts = 2.96 x Msr Watts | 0.30683 | 0.50983 | 15.3978 | -1.8246 | 44.2365 | 26.623 | 0.45723 | 1.1243 | 29.6858 | 12.0723 | -30.6633 | -13.0498 | 18.1266 | -2.1696 | 42.58 | 0.31877 | 16.4048 | 0.0018351 | -0.23088 | 12.3036 | 0.0013763 | -0.17316 | 16.4048 | 0.0018351 | -0.23088 | 16.4048 | 0.0018351 | -0.23088 | 12.3036 | 0.0013763 | -0.17316 | 262.476 | -3.6941 | 196.857 | -2.7706 | 0.0016415 | -0.001013 | 0.0021887 | -0.0013507 | 0.026265 | -0.016208 | 0.03502 | -0.021611 | 0.0015619 | 0 | 0.0020825 | 0 | 0.02499 | 0 | 0.03332 | 0 | 0.0011104 | 0.00083283 | 0.017767 | 0.013325 | 7.6099e-06 | 14.5507 | 13.0227 | 27.5733 | 2.5072 | 0.53608 | 1.0119 | 5.1882 | 0 | 0 | 5.3074 | 0 | 0 | 0 | 0 | 0 | 13.0227 | 0 | 37.4879 | 0 | 17.1257 | 148.2051 | 111.1538 | -2.0858 | -1.5644 | 0.13853 | 1.1663 | 0.39798 | 0.26707 | 0.23951 | 0.10861 | 0.38307 | -0.25945 | -0.12854 | -0.10099 | 0.029918 | 1.1663 | 1.1663 | 1.1663 | 1.1663 | -0.24455 | 1.1663
321 | SCE | SCE-13-SW-001C | 34-35 Watt Interior Fixture (Common Area) LED replacing Base Case, Total Watts = 2.96 x Msr Watts | 34-35 Watt Interior Fixture (Common Area) LED replacing Base Case, Total Watts = 2.96 x Msr Watts | 0.79428 | 0.87104 | 360.2179 | -42.6854 | 399.7723 | 364.5453 | 5.3482 | 13.1513 | 59.3716 | 24.1446 | -82.2398 | -47.0128 | 424.0565 | -50.7554 | 737.8463 | 0.43035 | 383.7755 | 0.0037814 | -5.4013 | 287.8316 | 0.0028361 | -4.051 | 383.7755 | 0.0037814 | -5.4013 | 383.7755 | 0.0037814 | -5.4013 | 287.8316 | 0.0028361 | -4.051 | 6140.4074 | -86.4205 | 4605.3056 | -64.8154 | 0.038403 | -0.023698 | 0.051203 | -0.031598 | 0.61444 | -0.37917 | 0.81925 | -0.50556 | 0.036539 | 0 | 0.048718 | 0 | 0.58462 | 0 | 0.77949 | 0 | 0.025978 | 0.019483 | 0.41565 | 0.31174 | 0.00017803 | 340.4007 | 26.0453 | 366.446 | 58.6542 | 12.541 | 23.6717 | 121.3728 | 0 | 0 | 124.1611 | 0 | 0 | 0 | 0 | 0 | 26.0453 | 0 | 74.9758 | 0 | 34.2513 | 3467.1336 | 2600.3502 | -48.7967 | -36.5975 | 0.13853 | 1.1663 | 0.15374 | 0.022832 | 0.14019 | 0.0092851 | 0.28375 | -0.015211 | 0.11569 | -0.0016642 | 0.12924 | 1.1663 | 1.1663 | 1.1663 | 1.1663 | -0.14522 | 1.1663
322 | SCE | SCE-13-SW-001C | 34-35 Watt Interior Fixture (Dwelling Area) LED replacing Base Case, Total Watts = 2.96 x Msr Watts | 34-35 Watt Interior Fixture (Dwelling Area) LED replacing Base Case, Total Watts = 2.96 x Msr Watts | 0.31301 | 0.51672 | 15.8644 | -1.8799 | 44.6774 | 27.0639 | 0.47108 | 1.1584 | 29.6858 | 12.0723 | -30.6929 | -13.0794 | 18.6759 | -2.2353 | 43.5045 | 0.32145 | 16.9019 | 0.0018907 | -0.23788 | 12.6764 | 0.001418 | -0.17841 | 16.9019 | 0.0018907 | -0.23788 | 16.9019 | 0.0018907 | -0.23788 | 12.6764 | 0.001418 | -0.17841 | 270.4299 | -3.806 | 202.8224 | -2.8545 | 0.0016913 | -0.0010437 | 0.002255 | -0.0013916 | 0.027061 | -0.016699 | 0.036081 | -0.022265 | 0.0016092 | 0 | 0.0021456 | 0 | 0.025747 | 0 | 0.03433 | 0 | 0.0011441 | 0.00085807 | 0.018306 | 0.013729 | 7.8405e-06 | 14.9916 | 13.0227 | 28.0143 | 2.5832 | 0.55232 | 1.0425 | 5.3454 | 0 | 0 | 5.4682 | 0 | 0 | 0 | 0 | 0 | 13.0227 | 0 | 37.4879 | 0 | 17.1257 | 152.6961 | 114.5221 | -2.1491 | -1.6118 | 0.13853 | 1.1663 | 0.39012 | 0.25921 | 0.23632 | 0.10541 | 0.37988 | -0.25159 | -0.12069 | -0.097794 | 0.033112 | 1.1663 | 1.1663 | 1.1663 | 1.1663 | -0.24135 | 1.1663
323 | SCE | SCE-13-SW-001C | 35-36 Watt Interior Fixture (Common Area) LED replacing Base Case, Total Watts = 2.96 x Msr Watts | 35-36 Watt Interior Fixture (Common Area) LED replacing Base Case, Total Watts = 2.96 x Msr Watts | 0.79767 | 0.87269 | 370.8126 | -43.9409 | 409.7841 | 374.5571 | 5.5055 | 13.5381 | 59.3716 | 24.1446 | -82.9124 | -47.6854 | 436.5287 | -52.2482 | 758.8376 | 0.43075 | 395.063 | 0.0038926 | -5.5601 | 296.2972 | 0.0029195 | -4.1701 | 395.063 | 0.0038926 | -5.5601 | 395.063 | 0.0038926 | -5.5601 | 296.2972 | 0.0029195 | -4.1701 | 6321.0077 | -88.9623 | 4740.7557 | -66.7217 | 0.039532 | -0.024395 | 0.052709 | -0.032527 | 0.63251 | -0.39032 | 0.84335 | -0.52043 | 0.037613 | 0 | 0.050151 | 0 | 0.60181 | 0 | 0.80242 | 0 | 0.026742 | 0.020057 | 0.42787 | 0.3209 | 0.00018326 | 350.4125 | 26.0453 | 376.4578 | 60.3793 | 12.9099 | 24.3679 | 124.9426 | 0 | 0 | 127.8129 | 0 | 0 | 0 | 0 | 0 | 26.0453 | 0 | 74.9758 | 0 | 34.2513 | 3569.1082 | 2676.8311 | -50.2319 | -37.6739 | 0.13853 | 1.1663 | 0.15309 | 0.02218 | 0.13993 | 0.0090198 | 0.28348 | -0.014559 | 0.11635 | -0.0013989 | 0.12951 | 1.1663 | 1.1663 | 1.1663 | 1.1663 | -0.14496 | 1.1663
324 | SCE | SCE-13-SW-001C | 35-36 Watt Interior Fixture (Dwelling Area) LED replacing Base Case, Total Watts = 2.96 x Msr Watts | 35-36 Watt Interior Fixture (Dwelling Area) LED replacing Base Case, Total Watts = 2.96 x Msr Watts | 0.31907 | 0.52339 | 16.331 | -1.9352 | 45.1183 | 27.5048 | 0.48494 | 1.1925 | 29.6858 | 12.0723 | -30.7225 | -13.1091 | 19.2252 | -2.3011 | 44.4289 | 0.32402 | 17.399 | 0.0019463 | -0.24487 | 13.0492 | 0.0014597 | -0.18366 | 17.399 | 0.0019463 | -0.24487 | 17.399 | 0.0019463 | -0.24487 | 13.0492 | 0.0014597 | -0.18366 | 278.3837 | -3.918 | 208.7878 | -2.9385 | 0.001741 | -0.0010744 | 0.0023214 | -0.0014325 | 0.027856 | -0.01719 | 0.037142 | -0.02292 | 0.0016565 | 0 | 0.0022087 | 0 | 0.026504 | 0 | 0.035339 | 0 | 0.0011777 | 0.00088331 | 0.018844 | 0.014133 | 8.0711e-06 | 15.4325 | 13.0227 | 28.4552 | 2.6592 | 0.56857 | 1.0732 | 5.5026 | 0 | 0 | 5.629 | 0 | 0 | 0 | 0 | 0 | 13.0227 | 0 | 37.4879 | 0 | 17.1257 | 157.1872 | 117.8904 | -2.2123 | -1.6592 | 0.13853 | 1.1663 | 0.38271 | 0.25181 | 0.23331 | 0.1024 | 0.37687 | -0.24419 | -0.11328 | -0.094782 | 0.036124 | 1.1663 | 1.1663 | 1.1663 | 1.1663 | -0.23834 | 1.1663
325 | SCE | SCE-13-SW-001C | 36-37 Watt Interior Fixture (Common Area) LED replacing Base Case, Total Watts = 2.96 x Msr Watts | 36-37 Watt Interior Fixture (Common Area) LED replacing Base Case, Total Watts = 2.96 x Msr Watts | 0.80089 | 0.87425 | 381.4072 | -45.1963 | 419.7959 | 384.5689 | 5.6628 | 13.9249 | 59.3716 | 24.1446 | -83.585 | -48.358 | 449.001 | -53.741 | 779.8288 | 0.43113 | 406.3505 | 0.0040039 | -5.719 | 304.7629 | 0.0030029 | -4.2893 | 406.3505 | 0.0040039 | -5.719 | 406.3505 | 0.0040039 | -5.719 | 304.7629 | 0.0030029 | -4.2893 | 6501.6079 | -91.5041 | 4876.2059 | -68.6281 | 0.040661 | -0.025092 | 0.054215 | -0.033456 | 0.65058 | -0.40147 | 0.86744 | -0.5353 | 0.038688 | 0 | 0.051584 | 0 | 0.61901 | 0 | 0.82534 | 0 | 0.027506 | 0.02063 | 0.4401 | 0.33007 | 0.0001885 | 360.4243 | 26.0453 | 386.4696 | 62.1044 | 13.2788 | 25.0641 | 128.5123 | 0 | 0 | 131.4646 | 0 | 0 | 0 | 0 | 0 | 26.0453 | 0 | 74.9758 | 0 | 34.2513 | 3671.0827 | 2753.312 | -51.6671 | -38.7503 | 0.13853 | 1.1663 | 0.15247 | 0.021564 | 0.13968 | 0.0087693 | 0.28323 | -0.013943 | 0.11696 | -0.0011483 | 0.12976 | 1.1663 | 1.1663 | 1.1663 | 1.1663 | -0.14471 | 1.1663
326 | SCE | SCE-13-SW-001C | 36-37 Watt Interior Fixture (Dwelling Area) LED replacing Base Case, Total Watts = 2.96 x Msr Watts | 36-37 Watt Interior Fixture (Dwelling Area) LED replacing Base Case, Total Watts = 2.96 x Msr Watts | 0.32501 | 0.52985 | 16.7976 | -1.9905 | 45.5592 | 27.9458 | 0.49879 | 1.2265 | 29.6858 | 12.0723 | -30.7522 | -13.1387 | 19.7745 | -2.3668 | 45.3534 | 0.32648 | 17.8961 | 0.0020019 | -0.25187 | 13.4221 | 0.0015014 | -0.1889 | 17.8961 | 0.0020019 | -0.25187 | 17.8961 | 0.0020019 | -0.25187 | 13.4221 | 0.0015014 | -0.1889 | 286.3375 | -4.0299 | 214.7531 | -3.0225 | 0.0017908 | -0.0011051 | 0.0023877 | -0.0014734 | 0.028652 | -0.017681 | 0.038203 | -0.023575 | 0.0017039 | 0 | 0.0022718 | 0 | 0.027262 | 0 | 0.036349 | 0 | 0.0012114 | 0.00090855 | 0.019382 | 0.014537 | 8.3017e-06 | 15.8735 | 13.0227 | 28.8961 | 2.7351 | 0.58481 | 1.1039 | 5.6598 | 0 | 0 | 5.7898 | 0 | 0 | 0 | 0 | 0 | 13.0227 | 0 | 37.4879 | 0 | 17.1257 | 161.6783 | 121.2587 | -2.2755 | -1.7066 | 0.13853 | 1.1663 | 0.37572 | 0.24481 | 0.23046 | 0.099558 | 0.37402 | -0.23719 | -0.10629 | -0.091937 | 0.038968 | 1.1663 | 1.1663 | 1.1663 | 1.1663 | -0.2355 | 1.1663
327 | SCE | SCE-13-SW-001C | 37-38 Watt Interior Fixture (Common Area) LED replacing Base Case, Total Watts = 2.96 x Msr Watts | 37-38 Watt Interior Fixture (Common Area) LED replacing Base Case, Total Watts = 2.96 x Msr Watts | 0.80396 | 0.87574 | 392.0019 | -46.4518 | 429.8076 | 394.5807 | 5.8201 | 14.3117 | 59.3716 | 24.1446 | -84.2576 | -49.0306 | 461.4732 | -55.2339 | 800.82 | 0.4315 | 417.638 | 0.0041151 | -5.8779 | 313.2285 | 0.0030863 | -4.4084 | 417.638 | 0.0041151 | -5.8779 | 417.638 | 0.0041151 | -5.8779 | 313.2285 | 0.0030863 | -4.4084 | 6682.2081 | -94.0459 | 5011.6561 | -70.5344 | 0.041791 | -0.025789 | 0.055721 | -0.034386 | 0.66866 | -0.41263 | 0.89154 | -0.55017 | 0.039763 | 0 | 0.053017 | 0 | 0.6362 | 0 | 0.84827 | 0 | 0.02827 | 0.021203 | 0.45232 | 0.33924 | 0.00019373 | 370.4361 | 26.0453 | 396.4814 | 63.8295 | 13.6476 | 25.7604 | 132.0821 | 0 | 0 | 135.1164 | 0 | 0 | 0 | 0 | 0 | 26.0453 | 0 | 74.9758 | 0 | 34.2513 | 3773.0572 | 2829.7929 | -53.1023 | -39.8267 | 0.13853 | 1.1663 | 0.15189 | 0.020981 | 0.13944 | 0.0085323 | 0.283 | -0.01336 | 0.11755 | -0.00091131 | 0.12999 | 1.1663 | 1.1663 | 1.1663 | 1.1663 | -0.14447 | 1.1663
328 | SCE | SCE-13-SW-001C | 37-38 Watt Interior Fixture (Dwelling Area) LED replacing Base Case, Total Watts = 2.96 x Msr Watts | 37-38 Watt Interior Fixture (Dwelling Area) LED replacing Base Case, Total Watts = 2.96 x Msr Watts | 0.33083 | 0.53611 | 17.2642 | -2.0458 | 46.0002 | 28.3867 | 0.51265 | 1.2606 | 29.6858 | 12.0723 | -30.7818 | -13.1683 | 20.3238 | -2.4326 | 46.2779 | 0.32885 | 18.3932 | 0.0020575 | -0.25887 | 13.7949 | 0.0015432 | -0.19415 | 18.3932 | 0.0020575 | -0.25887 | 18.3932 | 0.0020575 | -0.25887 | 13.7949 | 0.0015432 | -0.19415 | 294.2913 | -4.1419 | 220.7185 | -3.1064 | 0.0018405 | -0.0011358 | 0.002454 | -0.0015144 | 0.029448 | -0.018172 | 0.039264 | -0.02423 | 0.0017512 | 0 | 0.0023349 | 0 | 0.028019 | 0 | 0.037359 | 0 | 0.001245 | 0.00093378 | 0.019921 | 0.014941 | 8.5323e-06 | 16.3144 | 13.0227 | 29.3371 | 2.8111 | 0.60105 | 1.1345 | 5.817 | 0 | 0 | 5.9507 | 0 | 0 | 0 | 0 | 0 | 13.0227 | 0 | 37.4879 | 0 | 17.1257 | 166.1693 | 124.627 | -2.3387 | -1.754 | 0.13853 | 1.1663 | 0.3691 | 0.2382 | 0.22777 | 0.096867 | 0.37133 | -0.23058 | -0.09967 | -0.089246 | 0.041659 | 1.1663 | 1.1663 | 1.1663 | 1.1663 | -0.2328 | 1.1663
329 | SCE | SCE-13-SW-001C | 38-39 Watt Interior Fixture (Common Area) LED replacing Base Case, Total Watts = 2.96 x Msr Watts | 38-39 Watt Interior Fixture (Common Area) LED replacing Base Case, Total Watts = 2.96 x Msr Watts | 0.8069 | 0.87715 | 402.5965 | -47.7073 | 439.8194 | 404.5925 | 5.9774 | 14.6985 | 59.3716 | 24.1446 | -84.9302 | -49.7032 | 473.9455 | -56.7267 | 821.8112 | 0.43184 | 428.9255 | 0.0042263 | -6.0367 | 321.6941 | 0.0031697 | -4.5275 | 428.9255 | 0.0042263 | -6.0367 | 428.9255 | 0.0042263 | -6.0367 | 321.6941 | 0.0031697 | -4.5275 | 6862.8083 | -96.5877 | 5147.1062 | -72.4408 | 0.04292 | -0.026486 | 0.057227 | -0.035315 | 0.68673 | -0.42378 | 0.91564 | -0.56504 | 0.040837 | 0 | 0.05445 | 0 | 0.6534 | 0 | 0.8712 | 0 | 0.029034 | 0.021776 | 0.46455 | 0.34841 | 0.00019897 | 380.4479 | 26.0453 | 406.4932 | 65.5546 | 14.0165 | 26.4566 | 135.6519 | 0 | 0 | 138.7682 | 0 | 0 | 0 | 0 | 0 | 26.0453 | 0 | 74.9758 | 0 | 34.2513 | 3875.0317 | 2906.2738 | -54.5375 | -40.9031 | 0.13853 | 1.1663 | 0.15133 | 0.020429 | 0.13921 | 0.0083078 | 0.28277 | -0.012808 | 0.1181 | -0.00068677 | 0.13022 | 1.1663 | 1.1663 | 1.1663 | 1.1663 | -0.14424 | 1.1663
330 | SCE | SCE-13-SW-001C | 38-39 Watt Interior Fixture (Dwelling Area) LED replacing Base Case, Total Watts = 2.96 x Msr Watts | 38-39 Watt Interior Fixture (Dwelling Area) LED replacing Base Case, Total Watts = 2.96 x Msr Watts | 0.33655 | 0.54218 | 17.7308 | -2.1011 | 46.4411 | 28.8276 | 0.5265 | 1.2947 | 29.6858 | 12.0723 | -30.8114 | -13.1979 | 20.873 | -2.4983 | 47.2024 | 0.33112 | 18.8903 | 0.0021132 | -0.26586 | 14.1677 | 0.0015849 | -0.1994 | 18.8903 | 0.0021132 | -0.26586 | 18.8903 | 0.0021132 | -0.26586 | 14.1677 | 0.0015849 | -0.1994 | 302.2451 | -4.2538 | 226.6839 | -3.1904 | 0.0018903 | -0.0011665 | 0.0025203 | -0.0015553 | 0.030244 | -0.018664 | 0.040326 | -0.024885 | 0.0017985 | 0 | 0.002398 | 0 | 0.028776 | 0 | 0.038368 | 0 | 0.0012787 | 0.00095902 | 0.020459 | 0.015344 | 8.7629e-06 | 16.7553 | 13.0227 | 29.778 | 2.8871 | 0.6173 | 1.1652 | 5.9742 | 0 | 0 | 6.1115 | 0 | 0 | 0 | 0 | 0 | 13.0227 | 0 | 37.4879 | 0 | 17.1257 | 170.6604 | 127.9953 | -2.4019 | -1.8014 | 0.13853 | 1.1663 | 0.36283 | 0.23193 | 0.22522 | 0.094318 | 0.36878 | -0.22431 | -0.093402 | -0.086697 | 0.044208 | 1.1663 | 1.1663 | 1.1663 | 1.1663 | -0.23026 | 1.1663
331 | SCE | SCE-13-SW-001C | 39-40 Watt Interior Fixture (Common Area) LED replacing Base Case, Total Watts = 2.96 x Msr Watts | 39-40 Watt Interior Fixture (Common Area) LED replacing Base Case, Total Watts = 2.96 x Msr Watts | 0.8097 | 0.8785 | 413.1911 | -48.9627 | 449.8312 | 414.6042 | 6.1347 | 15.0853 | 59.3716 | 24.1446 | -85.6028 | -50.3758 | 486.4177 | -58.2195 | 842.8025 | 0.43216 | 440.213 | 0.0043375 | -6.1956 | 330.1598 | 0.0032531 | -4.6467 | 440.213 | 0.0043375 | -6.1956 | 440.213 | 0.0043375 | -6.1956 | 330.1598 | 0.0032531 | -4.6467 | 7043.4085 | -99.1295 | 5282.5564 | -74.3471 | 0.04405 | -0.027183 | 0.058733 | -0.036244 | 0.7048 | -0.43493 | 0.93973 | -0.57991 | 0.041912 | 0 | 0.055883 | 0 | 0.67059 | 0 | 0.89412 | 0 | 0.029798 | 0.022349 | 0.47677 | 0.35758 | 0.00020421 | 390.4596 | 26.0453 | 416.505 | 67.2798 | 14.3853 | 27.1528 | 139.2217 | 0 | 0 | 142.42 | 0 | 0 | 0 | 0 | 0 | 26.0453 | 0 | 74.9758 | 0 | 34.2513 | 3977.0062 | 2982.7547 | -55.9727 | -41.9795 | 0.13853 | 1.1663 | 0.15081 | 0.019905 | 0.139 | 0.0080947 | 0.28256 | -0.012284 | 0.11862 | -0.00047375 | 0.13043 | 1.1663 | 1.1663 | 1.1663 | 1.1663 | -0.14403 | 1.1663
332 | SCE | SCE-13-SW-001C | 39-40 Watt Interior Fixture (Dwelling Area) LED replacing Base Case, Total Watts = 2.96 x Msr Watts | 39-40 Watt Interior Fixture (Dwelling Area) LED replacing Base Case, Total Watts = 2.96 x Msr Watts | 0.34216 | 0.54806 | 18.1974 | -2.1564 | 46.882 | 29.2685 | 0.54036 | 1.3287 | 29.6858 | 12.0723 | -30.841 | -13.2275 | 21.4223 | -2.564 | 48.1268 | 0.33331 | 19.3874 | 0.0021688 | -0.27286 | 14.5406 | 0.0016266 | -0.20465 | 19.3874 | 0.0021688 | -0.27286 | 19.3874 | 0.0021688 | -0.27286 | 14.5406 | 0.0016266 | -0.20465 | 310.199 | -4.3658 | 232.6492 | -3.2743 | 0.00194 | -0.0011972 | 0.0025867 | -0.0015962 | 0.03104 | -0.019155 | 0.041387 | -0.02554 | 0.0018458 | 0 | 0.0024611 | 0 | 0.029534 | 0 | 0.039378 | 0 | 0.0013123 | 0.00098426 | 0.020998 | 0.015748 | 8.9935e-06 | 17.1962 | 13.0227 | 30.2189 | 2.9631 | 0.63354 | 1.1958 | 6.1315 | 0 | 0 | 6.2723 | 0 | 0 | 0 | 0 | 0 | 13.0227 | 0 | 37.4879 | 0 | 17.1257 | 175.1514 | 131.3636 | -2.4651 | -1.8488 | 0.13853 | 1.1663 | 0.35689 | 0.22598 | 0.22281 | 0.0919 | 0.36636 | -0.21836 | -0.087455 | -0.084279 | 0.046627 | 1.1663 | 1.1663 | 1.1663 | 1.1663 | -0.22784 | 1.1663
333 | SCE | SCE-13-SW-001C | 40-41 Watt Interior Fixture (Common Area) LED replacing Base Case, Total Watts = 2.96 x Msr Watts | 40-41 Watt Interior Fixture (Common Area) LED replacing Base Case, Total Watts = 2.96 x Msr Watts | 0.81238 | 0.87978 | 423.7858 | -50.2182 | 459.843 | 424.616 | 6.292 | 15.4721 | 59.3716 | 24.1446 | -86.2754 | -51.0484 | 498.89 | -59.7123 | 863.7937 | 0.43247 | 451.5005 | 0.0044487 | -6.3545 | 338.6254 | 0.0033366 | -4.7658 | 451.5005 | 0.0044487 | -6.3545 | 451.5005 | 0.0044487 | -6.3545 | 338.6254 | 0.0033366 | -4.7658 | 7224.0088 | -101.6712 | 5418.0066 | -76.2534 | 0.045179 | -0.02788 | 0.060239 | -0.037174 | 0.72287 | -0.44608 | 0.96383 | -0.59478 | 0.042987 | 0 | 0.057316 | 0 | 0.68779 | 0 | 0.91705 | 0 | 0.030562 | 0.022922 | 0.489 | 0.36675 | 0.00020944 | 400.4714 | 26.0453 | 426.5168 | 69.0049 | 14.7542 | 27.849 | 142.7915 | 0 | 0 | 146.0718 | 0 | 0 | 0 | 0 | 0 | 26.0453 | 0 | 74.9758 | 0 | 34.2513 | 4078.9808 | 3059.2356 | -57.4079 | -43.0559 | 0.13853 | 1.1663 | 0.15031 | 0.019407 | 0.1388 | 0.0078924 | 0.28236 | -0.011786 | 0.11912 | -0.00027139 | 0.13063 | 1.1663 | 1.1663 | 1.1663 | 1.1663 | -0.14383 | 1.1663
334 | SCE | SCE-13-SW-001C | 40-41 Watt Interior Fixture (Dwelling Area) LED replacing Base Case, Total Watts = 2.96 x Msr Watts | 40-41 Watt Interior Fixture (Dwelling Area) LED replacing Base Case, Total Watts = 2.96 x Msr Watts | 0.34766 | 0.55377 | 18.664 | -2.2117 | 47.323 | 29.7095 | 0.55421 | 1.3628 | 29.6858 | 12.0723 | -30.8707 | -13.2572 | 21.9716 | -2.6298 | 49.0513 | 0.33541 | 19.8845 | 0.0022244 | -0.27986 | 14.9134 | 0.0016683 | -0.20989 | 19.8845 | 0.0022244 | -0.27986 | 19.8845 | 0.0022244 | -0.27986 | 14.9134 | 0.0016683 | -0.20989 | 318.1528 | -4.4777 | 238.6146 | -3.3583 | 0.0019897 | -0.0012279 | 0.002653 | -0.0016372 | 0.031836 | -0.019646 | 0.042448 | -0.026195 | 0.0018932 | 0 | 0.0025242 | 0 | 0.030291 | 0 | 0.040388 | 0 | 0.001346 | 0.0010095 | 0.021536 | 0.016152 | 9.2241e-06 | 17.6372 | 13.0227 | 30.6598 | 3.039 | 0.64979 | 1.2265 | 6.2887 | 0 | 0 | 6.4332 | 0 | 0 | 0 | 0 | 0 | 13.0227 | 0 | 37.4879 | 0 | 17.1257 | 179.6425 | 134.7319 | -2.5283 | -1.8962 | 0.13853 | 1.1663 | 0.35124 | 0.22033 | 0.22051 | 0.089602 | 0.36407 | -0.21271 | -0.081806 | -0.081981 | 0.048924 | 1.1663 | 1.1663 | 1.1663 | 1.1663 | -0.22554 | 1.1663
335 | SCE | SCE-13-SW-001C | 8-9 Watt Exterior Fixture (Common Area) LED replacing A19 Basecase, Total Watts = 2.96 x Msr Watts | 8-9 Watt Exterior Fixture (Common Area) LED replacing A19 Basecase, Total Watts = 2.96 x Msr Watts | 0 | 0 | 0 | 0 | 0 | 0 | 0 | 0 | 0 | 0 | 0 | 0 | 0 | 0 | 0 | 0 | 0 | 0 | 0 | 0 | 0 | 0 | 0 | 0 | 0 | 0 | 0 | 0 | 0 | 0 | 0 | 0 | 0 | 0 | 0 | 0 | 0 | 0 | 0 | 0 | 0 | 0 | 0 | 0 | 0 | 0 | 0 | 0 | 0 | 0 | 0 | 0 | 0 | 0 | 0 | 0 | 0 | 0 | 0 | 0 | 0 | 0 | 0 | 0 | 0 | 0 | 0 | 0 | 0 | 0 | 0 | 0 | 0 | 0 | 0 | 0 | 0 | 0 | 0 | 0 | 0 | 0 | 0 | 0 | 0 | 0 | 0 | 0 | 0 | 0 | 0 | 0 | 0 | 0 | 0 | 0 | 0
336 | SCE | SCE-13-SW-001C | 8-9 Watt Exterior Fixture (Dwelling Area) LED replacing A19 Basecase, Total Watts = 2.96 x Msr Watts | 8-9 Watt Exterior Fixture (Dwelling Area) LED replacing A19 Basecase, Total Watts = 2.96 x Msr Watts | 0 | 0 | 0 | 0 | 0 | 0 | 0 | 0 | 0 | 0 | 0 | 0 | 0 | 0 | 0 | 0 | 0 | 0 | 0 | 0 | 0 | 0 | 0 | 0 | 0 | 0 | 0 | 0 | 0 | 0 | 0 | 0 | 0 | 0 | 0 | 0 | 0 | 0 | 0 | 0 | 0 | 0 | 0 | 0 | 0 | 0 | 0 | 0 | 0 | 0 | 0 | 0 | 0 | 0 | 0 | 0 | 0 | 0 | 0 | 0 | 0 | 0 | 0 | 0 | 0 | 0 | 0 | 0 | 0 | 0 | 0 | 0 | 0 | 0 | 0 | 0 | 0 | 0 | 0 | 0 | 0 | 0 | 0 | 0 | 0 | 0 | 0 | 0 | 0 | 0 | 0 | 0 | 0 | 0 | 0 | 0 | 0
337 | SCE | SCE-13-SW-001C | 9-10 Watt Exterior Fixture (Common Area) LED replacing A19 Basecase, Total Watts = 2.96 x Msr Watts | 9-10 Watt Exterior Fixture (Common Area) LED replacing A19 Basecase, Total Watts = 2.96 x Msr Watts | 0 | 0 | 0 | 0 | 0 | 0 | 0 | 0 | 0 | 0 | 0 | 0 | 0 | 0 | 0 | 0 | 0 | 0 | 0 | 0 | 0 | 0 | 0 | 0 | 0 | 0 | 0 | 0 | 0 | 0 | 0 | 0 | 0 | 0 | 0 | 0 | 0 | 0 | 0 | 0 | 0 | 0 | 0 | 0 | 0 | 0 | 0 | 0 | 0 | 0 | 0 | 0 | 0 | 0 | 0 | 0 | 0 | 0 | 0 | 0 | 0 | 0 | 0 | 0 | 0 | 0 | 0 | 0 | 0 | 0 | 0 | 0 | 0 | 0 | 0 | 0 | 0 | 0 | 0 | 0 | 0 | 0 | 0 | 0 | 0 | 0 | 0 | 0 | 0 | 0 | 0 | 0 | 0 | 0 | 0 | 0 | 0
338 | SCE | SCE-13-SW-001C | 9-10 Watt Exterior Fixture (Dwelling Area) LED replacing A19 Basecase, Total Watts = 2.96 x Msr Watts | 9-10 Watt Exterior Fixture (Dwelling Area) LED replacing A19 Basecase, Total Watts = 2.96 x Msr Watts | 0 | 0 | 0 | 0 | 0 | 0 | 0 | 0 | 0 | 0 | 0 | 0 | 0 | 0 | 0 | 0 | 0 | 0 | 0 | 0 | 0 | 0 | 0 | 0 | 0 | 0 | 0 | 0 | 0 | 0 | 0 | 0 | 0 | 0 | 0 | 0 | 0 | 0 | 0 | 0 | 0 | 0 | 0 | 0 | 0 | 0 | 0 | 0 | 0 | 0 | 0 | 0 | 0 | 0 | 0 | 0 | 0 | 0 | 0 | 0 | 0 | 0 | 0 | 0 | 0 | 0 | 0 | 0 | 0 | 0 | 0 | 0 | 0 | 0 | 0 | 0 | 0 | 0 | 0 | 0 | 0 | 0 | 0 | 0 | 0 | 0 | 0 | 0 | 0 | 0 | 0 | 0 | 0 | 0 | 0 | 0 | 0
339 | SCE | SCE-13-SW-001C | 10-11 Watt Exterior Fixture (Common Area) LED replacing A19 Basecase, Total Watts = 2.96 x Msr Watts | 10-11 Watt Exterior Fixture (Common Area) LED replacing A19 Basecase, Total Watts = 2.96 x Msr Watts | 0 | 0 | 0 | 0 | 0 | 0 | 0 | 0 | 0 | 0 | 0 | 0 | 0 | 0 | 0 | 0 | 0 | 0 | 0 | 0 | 0 | 0 | 0 | 0 | 0 | 0 | 0 | 0 | 0 | 0 | 0 | 0 | 0 | 0 | 0 | 0 | 0 | 0 | 0 | 0 | 0 | 0 | 0 | 0 | 0 | 0 | 0 | 0 | 0 | 0 | 0 | 0 | 0 | 0 | 0 | 0 | 0 | 0 | 0 | 0 | 0 | 0 | 0 | 0 | 0 | 0 | 0 | 0 | 0 | 0 | 0 | 0 | 0 | 0 | 0 | 0 | 0 | 0 | 0 | 0 | 0 | 0 | 0 | 0 | 0 | 0 | 0 | 0 | 0 | 0 | 0 | 0 | 0 | 0 | 0 | 0 | 0
340 | SCE | SCE-13-SW-001C | 10-11 Watt Exterior Fixture (Dwelling Area) LED replacing A19 Basecase, Total Watts = 2.96 x Msr Watts | 10-11 Watt Exterior Fixture (Dwelling Area) LED replacing A19 Basecase, Total Watts = 2.96 x Msr Watts | 0 | 0 | 0 | 0 | 0 | 0 | 0 | 0 | 0 | 0 | 0 | 0 | 0 | 0 | 0 | 0 | 0 | 0 | 0 | 0 | 0 | 0 | 0 | 0 | 0 | 0 | 0 | 0 | 0 | 0 | 0 | 0 | 0 | 0 | 0 | 0 | 0 | 0 | 0 | 0 | 0 | 0 | 0 | 0 | 0 | 0 | 0 | 0 | 0 | 0 | 0 | 0 | 0 | 0 | 0 | 0 | 0 | 0 | 0 | 0 | 0 | 0 | 0 | 0 | 0 | 0 | 0 | 0 | 0 | 0 | 0 | 0 | 0 | 0 | 0 | 0 | 0 | 0 | 0 | 0 | 0 | 0 | 0 | 0 | 0 | 0 | 0 | 0 | 0 | 0 | 0 | 0 | 0 | 0 | 0 | 0 | 0
341 | SCE | SCE-13-SW-001C | 11-12 Watt Exterior Fixture (Common Area) LED replacing A19 Basecase, Total Watts = 2.96 x Msr Watts | 11-12 Watt Exterior Fixture (Common Area) LED replacing A19 Basecase, Total Watts = 2.96 x Msr Watts | 0 | 0 | 0 | 0 | 0 | 0 | 0 | 0 | 0 | 0 | 0 | 0 | 0 | 0 | 0 | 0 | 0 | 0 | 0 | 0 | 0 | 0 | 0 | 0 | 0 | 0 | 0 | 0 | 0 | 0 | 0 | 0 | 0 | 0 | 0 | 0 | 0 | 0 | 0 | 0 | 0 | 0 | 0 | 0 | 0 | 0 | 0 | 0 | 0 | 0 | 0 | 0 | 0 | 0 | 0 | 0 | 0 | 0 | 0 | 0 | 0 | 0 | 0 | 0 | 0 | 0 | 0 | 0 | 0 | 0 | 0 | 0 | 0 | 0 | 0 | 0 | 0 | 0 | 0 | 0 | 0 | 0 | 0 | 0 | 0 | 0 | 0 | 0 | 0 | 0 | 0 | 0 | 0 | 0 | 0 | 0 | 0
342 | SCE | SCE-13-SW-001C | 11-12 Watt Exterior Fixture (Dwelling Area) LED replacing A19 Basecase, Total Watts = 2.96 x Msr Watts | 11-12 Watt Exterior Fixture (Dwelling Area) LED replacing A19 Basecase, Total Watts = 2.96 x Msr Watts | 0 | 0 | 0 | 0 | 0 | 0 | 0 | 0 | 0 | 0 | 0 | 0 | 0 | 0 | 0 | 0 | 0 | 0 | 0 | 0 | 0 | 0 | 0 | 0 | 0 | 0 | 0 | 0 | 0 | 0 | 0 | 0 | 0 | 0 | 0 | 0 | 0 | 0 | 0 | 0 | 0 | 0 | 0 | 0 | 0 | 0 | 0 | 0 | 0 | 0 | 0 | 0 | 0 | 0 | 0 | 0 | 0 | 0 | 0 | 0 | 0 | 0 | 0 | 0 | 0 | 0 | 0 | 0 | 0 | 0 | 0 | 0 | 0 | 0 | 0 | 0 | 0 | 0 | 0 | 0 | 0 | 0 | 0 | 0 | 0 | 0 | 0 | 0 | 0 | 0 | 0 | 0 | 0 | 0 | 0 | 0 | 0
343 | SCE | SCE-13-SW-001C | 12-13 Watt Exterior Fixture (Common Area) LED replacing A19 Basecase, Total Watts = 2.96 x Msr Watts | 12-13 Watt Exterior Fixture (Common Area) LED replacing A19 Basecase, Total Watts = 2.96 x Msr Watts | 0 | 0 | 0 | 0 | 0 | 0 | 0 | 0 | 0 | 0 | 0 | 0 | 0 | 0 | 0 | 0 | 0 | 0 | 0 | 0 | 0 | 0 | 0 | 0 | 0 | 0 | 0 | 0 | 0 | 0 | 0 | 0 | 0 | 0 | 0 | 0 | 0 | 0 | 0 | 0 | 0 | 0 | 0 | 0 | 0 | 0 | 0 | 0 | 0 | 0 | 0 | 0 | 0 | 0 | 0 | 0 | 0 | 0 | 0 | 0 | 0 | 0 | 0 | 0 | 0 | 0 | 0 | 0 | 0 | 0 | 0 | 0 | 0 | 0 | 0 | 0 | 0 | 0 | 0 | 0 | 0 | 0 | 0 | 0 | 0 | 0 | 0 | 0 | 0 | 0 | 0 | 0 | 0 | 0 | 0 | 0 | 0
344 | SCE | SCE-13-SW-001C | 12-13 Watt Exterior Fixture (Dwelling Area) LED replacing A19 Basecase, Total Watts = 2.96 x Msr Watts | 12-13 Watt Exterior Fixture (Dwelling Area) LED replacing A19 Basecase, Total Watts = 2.96 x Msr Watts | 0 | 0 | 0 | 0 | 0 | 0 | 0 | 0 | 0 | 0 | 0 | 0 | 0 | 0 | 0 | 0 | 0 | 0 | 0 | 0 | 0 | 0 | 0 | 0 | 0 | 0 | 0 | 0 | 0 | 0 | 0 | 0 | 0 | 0 | 0 | 0 | 0 | 0 | 0 | 0 | 0 | 0 | 0 | 0 | 0 | 0 | 0 | 0 | 0 | 0 | 0 | 0 | 0 | 0 | 0 | 0 | 0 | 0 | 0 | 0 | 0 | 0 | 0 | 0 | 0 | 0 | 0 | 0 | 0 | 0 | 0 | 0 | 0 | 0 | 0 | 0 | 0 | 0 | 0 | 0 | 0 | 0 | 0 | 0 | 0 | 0 | 0 | 0 | 0 | 0 | 0 | 0 | 0 | 0 | 0 | 0 | 0
345 | SCE | SCE-13-SW-001C | 13-14 Watt Exterior Fixture (Common Area) LED replacing A19 Basecase, Total Watts = 2.96 x Msr Watts | 13-14 Watt Exterior Fixture (Common Area) LED replacing A19 Basecase, Total Watts = 2.96 x Msr Watts | 0 | 0 | 0 | 0 | 0 | 0 | 0 | 0 | 0 | 0 | 0 | 0 | 0 | 0 | 0 | 0 | 0 | 0 | 0 | 0 | 0 | 0 | 0 | 0 | 0 | 0 | 0 | 0 | 0 | 0 | 0 | 0 | 0 | 0 | 0 | 0 | 0 | 0 | 0 | 0 | 0 | 0 | 0 | 0 | 0 | 0 | 0 | 0 | 0 | 0 | 0 | 0 | 0 | 0 | 0 | 0 | 0 | 0 | 0 | 0 | 0 | 0 | 0 | 0 | 0 | 0 | 0 | 0 | 0 | 0 | 0 | 0 | 0 | 0 | 0 | 0 | 0 | 0 | 0 | 0 | 0 | 0 | 0 | 0 | 0 | 0 | 0 | 0 | 0 | 0 | 0 | 0 | 0 | 0 | 0 | 0 | 0
346 | SCE | SCE-13-SW-001C | 13-14 Watt Exterior Fixture (Dwelling Area) LED replacing A19 Basecase, Total Watts = 2.96 x Msr Watts | 13-14 Watt Exterior Fixture (Dwelling Area) LED replacing A19 Basecase, Total Watts = 2.96 x Msr Watts | 0 | 0 | 0 | 0 | 0 | 0 | 0 | 0 | 0 | 0 | 0 | 0 | 0 | 0 | 0 | 0 | 0 | 0 | 0 | 0 | 0 | 0 | 0 | 0 | 0 | 0 | 0 | 0 | 0 | 0 | 0 | 0 | 0 | 0 | 0 | 0 | 0 | 0 | 0 | 0 | 0 | 0 | 0 | 0 | 0 | 0 | 0 | 0 | 0 | 0 | 0 | 0 | 0 | 0 | 0 | 0 | 0 | 0 | 0 | 0 | 0 | 0 | 0 | 0 | 0 | 0 | 0 | 0 | 0 | 0 | 0 | 0 | 0 | 0 | 0 | 0 | 0 | 0 | 0 | 0 | 0 | 0 | 0 | 0 | 0 | 0 | 0 | 0 | 0 | 0 | 0 | 0 | 0 | 0 | 0 | 0 | 0
347 | SCE | SCE-13-SW-001C | 14-15 Watt Exterior Fixture (Common Area) LED replacing A19 Basecase, Total Watts = 2.96 x Msr Watts | 14-15 Watt Exterior Fixture (Common Area) LED replacing A19 Basecase, Total Watts = 2.96 x Msr Watts | 0 | 0 | 0 | 0 | 0 | 0 | 0 | 0 | 0 | 0 | 0 | 0 | 0 | 0 | 0 | 0 | 0 | 0 | 0 | 0 | 0 | 0 | 0 | 0 | 0 | 0 | 0 | 0 | 0 | 0 | 0 | 0 | 0 | 0 | 0 | 0 | 0 | 0 | 0 | 0 | 0 | 0 | 0 | 0 | 0 | 0 | 0 | 0 | 0 | 0 | 0 | 0 | 0 | 0 | 0 | 0 | 0 | 0 | 0 | 0 | 0 | 0 | 0 | 0 | 0 | 0 | 0 | 0 | 0 | 0 | 0 | 0 | 0 | 0 | 0 | 0 | 0 | 0 | 0 | 0 | 0 | 0 | 0 | 0 | 0 | 0 | 0 | 0 | 0 | 0 | 0 | 0 | 0 | 0 | 0 | 0 | 0
348 | SCE | SCE-13-SW-001C | 14-15 Watt Exterior Fixture (Dwelling Area) LED replacing A19 Basecase, Total Watts = 2.96 x Msr Watts | 14-15 Watt Exterior Fixture (Dwelling Area) LED replacing A19 Basecase, Total Watts = 2.96 x Msr Watts | 0 | 0 | 0 | 0 | 0 | 0 | 0 | 0 | 0 | 0 | 0 | 0 | 0 | 0 | 0 | 0 | 0 | 0 | 0 | 0 | 0 | 0 | 0 | 0 | 0 | 0 | 0 | 0 | 0 | 0 | 0 | 0 | 0 | 0 | 0 | 0 | 0 | 0 | 0 | 0 | 0 | 0 | 0 | 0 | 0 | 0 | 0 | 0 | 0 | 0 | 0 | 0 | 0 | 0 | 0 | 0 | 0 | 0 | 0 | 0 | 0 | 0 | 0 | 0 | 0 | 0 | 0 | 0 | 0 | 0 | 0 | 0 | 0 | 0 | 0 | 0 | 0 | 0 | 0 | 0 | 0 | 0 | 0 | 0 | 0 | 0 | 0 | 0 | 0 | 0 | 0 | 0 | 0 | 0 | 0 | 0 | 0
349 | SCE | SCE-13-SW-001C | 15-16 Watt Exterior Fixture (Common Area) LED replacing A19 Basecase, Total Watts = 2.96 x Msr Watts | 15-16 Watt Exterior Fixture (Common Area) LED replacing A19 Basecase, Total Watts = 2.96 x Msr Watts | 0 | 0 | 0 | 0 | 0 | 0 | 0 | 0 | 0 | 0 | 0 | 0 | 0 | 0 | 0 | 0 | 0 | 0 | 0 | 0 | 0 | 0 | 0 | 0 | 0 | 0 | 0 | 0 | 0 | 0 | 0 | 0 | 0 | 0 | 0 | 0 | 0 | 0 | 0 | 0 | 0 | 0 | 0 | 0 | 0 | 0 | 0 | 0 | 0 | 0 | 0 | 0 | 0 | 0 | 0 | 0 | 0 | 0 | 0 | 0 | 0 | 0 | 0 | 0 | 0 | 0 | 0 | 0 | 0 | 0 | 0 | 0 | 0 | 0 | 0 | 0 | 0 | 0 | 0 | 0 | 0 | 0 | 0 | 0 | 0 | 0 | 0 | 0 | 0 | 0 | 0 | 0 | 0 | 0 | 0 | 0 | 0
350 | SCE | SCE-13-SW-001C | 15-16 Watt Exterior Fixture (Dwelling Area) LED replacing A19 Basecase, Total Watts = 2.96 x Msr Watts | 15-16 Watt Exterior Fixture (Dwelling Area) LED replacing A19 Basecase, Total Watts = 2.96 x Msr Watts | 0 | 0 | 0 | 0 | 0 | 0 | 0 | 0 | 0 | 0 | 0 | 0 | 0 | 0 | 0 | 0 | 0 | 0 | 0 | 0 | 0 | 0 | 0 | 0 | 0 | 0 | 0 | 0 | 0 | 0 | 0 | 0 | 0 | 0 | 0 | 0 | 0 | 0 | 0 | 0 | 0 | 0 | 0 | 0 | 0 | 0 | 0 | 0 | 0 | 0 | 0 | 0 | 0 | 0 | 0 | 0 | 0 | 0 | 0 | 0 | 0 | 0 | 0 | 0 | 0 | 0 | 0 | 0 | 0 | 0 | 0 | 0 | 0 | 0 | 0 | 0 | 0 | 0 | 0 | 0 | 0 | 0 | 0 | 0 | 0 | 0 | 0 | 0 | 0 | 0 | 0 | 0 | 0 | 0 | 0 | 0 | 0
351 | SCE | SCE-13-SW-001C | 16-17 Watt Exterior Fixture (Common Area) LED replacing A19 Basecase, Total Watts = 2.96 x Msr Watts | 16-17 Watt Exterior Fixture (Common Area) LED replacing A19 Basecase, Total Watts = 2.96 x Msr Watts | 0 | 0 | 0 | 0 | 0 | 0 | 0 | 0 | 0 | 0 | 0 | 0 | 0 | 0 | 0 | 0 | 0 | 0 | 0 | 0 | 0 | 0 | 0 | 0 | 0 | 0 | 0 | 0 | 0 | 0 | 0 | 0 | 0 | 0 | 0 | 0 | 0 | 0 | 0 | 0 | 0 | 0 | 0 | 0 | 0 | 0 | 0 | 0 | 0 | 0 | 0 | 0 | 0 | 0 | 0 | 0 | 0 | 0 | 0 | 0 | 0 | 0 | 0 | 0 | 0 | 0 | 0 | 0 | 0 | 0 | 0 | 0 | 0 | 0 | 0 | 0 | 0 | 0 | 0 | 0 | 0 | 0 | 0 | 0 | 0 | 0 | 0 | 0 | 0 | 0 | 0 | 0 | 0 | 0 | 0 | 0 | 0
352 | SCE | SCE-13-SW-001C | 16-17 Watt Exterior Fixture (Dwelling Area) LED replacing A19 Basecase, Total Watts = 2.96 x Msr Watts | 16-17 Watt Exterior Fixture (Dwelling Area) LED replacing A19 Basecase, Total Watts = 2.96 x Msr Watts | 0 | 0 | 0 | 0 | 0 | 0 | 0 | 0 | 0 | 0 | 0 | 0 | 0 | 0 | 0 | 0 | 0 | 0 | 0 | 0 | 0 | 0 | 0 | 0 | 0 | 0 | 0 | 0 | 0 | 0 | 0 | 0 | 0 | 0 | 0 | 0 | 0 | 0 | 0 | 0 | 0 | 0 | 0 | 0 | 0 | 0 | 0 | 0 | 0 | 0 | 0 | 0 | 0 | 0 | 0 | 0 | 0 | 0 | 0 | 0 | 0 | 0 | 0 | 0 | 0 | 0 | 0 | 0 | 0 | 0 | 0 | 0 | 0 | 0 | 0 | 0 | 0 | 0 | 0 | 0 | 0 | 0 | 0 | 0 | 0 | 0 | 0 | 0 | 0 | 0 | 0 | 0 | 0 | 0 | 0 | 0 | 0
353 | SCE | SCE-13-SW-001C | 17-18 Watt Exterior Fixture (Common Area) LED replacing A19 Basecase, Total Watts = 2.96 x Msr Watts | 17-18 Watt Exterior Fixture (Common Area) LED replacing A19 Basecase, Total Watts = 2.96 x Msr Watts | 0 | 0 | 0 | 0 | 0 | 0 | 0 | 0 | 0 | 0 | 0 | 0 | 0 | 0 | 0 | 0 | 0 | 0 | 0 | 0 | 0 | 0 | 0 | 0 | 0 | 0 | 0 | 0 | 0 | 0 | 0 | 0 | 0 | 0 | 0 | 0 | 0 | 0 | 0 | 0 | 0 | 0 | 0 | 0 | 0 | 0 | 0 | 0 | 0 | 0 | 0 | 0 | 0 | 0 | 0 | 0 | 0 | 0 | 0 | 0 | 0 | 0 | 0 | 0 | 0 | 0 | 0 | 0 | 0 | 0 | 0 | 0 | 0 | 0 | 0 | 0 | 0 | 0 | 0 | 0 | 0 | 0 | 0 | 0 | 0 | 0 | 0 | 0 | 0 | 0 | 0 | 0 | 0 | 0 | 0 | 0 | 0
354 | SCE | SCE-13-SW-001C | 17-18 Watt Exterior Fixture (Dwelling Area) LED replacing A19 Basecase, Total Watts = 2.96 x Msr Watts | 17-18 Watt Exterior Fixture (Dwelling Area) LED replacing A19 Basecase, Total Watts = 2.96 x Msr Watts | 0 | 0 | 0 | 0 | 0 | 0 | 0 | 0 | 0 | 0 | 0 | 0 | 0 | 0 | 0 | 0 | 0 | 0 | 0 | 0 | 0 | 0 | 0 | 0 | 0 | 0 | 0 | 0 | 0 | 0 | 0 | 0 | 0 | 0 | 0 | 0 | 0 | 0 | 0 | 0 | 0 | 0 | 0 | 0 | 0 | 0 | 0 | 0 | 0 | 0 | 0 | 0 | 0 | 0 | 0 | 0 | 0 | 0 | 0 | 0 | 0 | 0 | 0 | 0 | 0 | 0 | 0 | 0 | 0 | 0 | 0 | 0 | 0 | 0 | 0 | 0 | 0 | 0 | 0 | 0 | 0 | 0 | 0 | 0 | 0 | 0 | 0 | 0 | 0 | 0 | 0 | 0 | 0 | 0 | 0 | 0 | 0
355 | SCE | SCE-13-SW-001C | 18-19 Watt Exterior Fixture (Common Area) LED replacing A19 Basecase, Total Watts = 2.96 x Msr Watts | 18-19 Watt Exterior Fixture (Common Area) LED replacing A19 Basecase, Total Watts = 2.96 x Msr Watts | 0 | 0 | 0 | 0 | 0 | 0 | 0 | 0 | 0 | 0 | 0 | 0 | 0 | 0 | 0 | 0 | 0 | 0 | 0 | 0 | 0 | 0 | 0 | 0 | 0 | 0 | 0 | 0 | 0 | 0 | 0 | 0 | 0 | 0 | 0 | 0 | 0 | 0 | 0 | 0 | 0 | 0 | 0 | 0 | 0 | 0 | 0 | 0 | 0 | 0 | 0 | 0 | 0 | 0 | 0 | 0 | 0 | 0 | 0 | 0 | 0 | 0 | 0 | 0 | 0 | 0 | 0 | 0 | 0 | 0 | 0 | 0 | 0 | 0 | 0 | 0 | 0 | 0 | 0 | 0 | 0 | 0 | 0 | 0 | 0 | 0 | 0 | 0 | 0 | 0 | 0 | 0 | 0 | 0 | 0 | 0 | 0
356 | SCE | SCE-13-SW-001C | 18-19 Watt Exterior Fixture (Dwelling Area) LED replacing A19 Basecase, Total Watts = 2.96 x Msr Watts | 18-19 Watt Exterior Fixture (Dwelling Area) LED replacing A19 Basecase, Total Watts = 2.96 x Msr Watts | 0 | 0 | 0 | 0 | 0 | 0 | 0 | 0 | 0 | 0 | 0 | 0 | 0 | 0 | 0 | 0 | 0 | 0 | 0 | 0 | 0 | 0 | 0 | 0 | 0 | 0 | 0 | 0 | 0 | 0 | 0 | 0 | 0 | 0 | 0 | 0 | 0 | 0 | 0 | 0 | 0 | 0 | 0 | 0 | 0 | 0 | 0 | 0 | 0 | 0 | 0 | 0 | 0 | 0 | 0 | 0 | 0 | 0 | 0 | 0 | 0 | 0 | 0 | 0 | 0 | 0 | 0 | 0 | 0 | 0 | 0 | 0 | 0 | 0 | 0 | 0 | 0 | 0 | 0 | 0 | 0 | 0 | 0 | 0 | 0 | 0 | 0 | 0 | 0 | 0 | 0 | 0 | 0 | 0 | 0 | 0 | 0
357 | SCE | SCE-13-SW-001C | 19-20 Watt Exterior Fixture (Common Area) LED replacing A19 Basecase, Total Watts = 2.96 x Msr Watts | 19-20 Watt Exterior Fixture (Common Area) LED replacing A19 Basecase, Total Watts = 2.96 x Msr Watts | 0 | 0 | 0 | 0 | 0 | 0 | 0 | 0 | 0 | 0 | 0 | 0 | 0 | 0 | 0 | 0 | 0 | 0 | 0 | 0 | 0 | 0 | 0 | 0 | 0 | 0 | 0 | 0 | 0 | 0 | 0 | 0 | 0 | 0 | 0 | 0 | 0 | 0 | 0 | 0 | 0 | 0 | 0 | 0 | 0 | 0 | 0 | 0 | 0 | 0 | 0 | 0 | 0 | 0 | 0 | 0 | 0 | 0 | 0 | 0 | 0 | 0 | 0 | 0 | 0 | 0 | 0 | 0 | 0 | 0 | 0 | 0 | 0 | 0 | 0 | 0 | 0 | 0 | 0 | 0 | 0 | 0 | 0 | 0 | 0 | 0 | 0 | 0 | 0 | 0 | 0 | 0 | 0 | 0 | 0 | 0 | 0
358 | SCE | SCE-13-SW-001C | 19-20 Watt Exterior Fixture (Dwelling Area) LED replacing A19 Basecase, Total Watts = 2.96 x Msr Watts | 19-20 Watt Exterior Fixture (Dwelling Area) LED replacing A19 Basecase, Total Watts = 2.96 x Msr Watts | 0 | 0 | 0 | 0 | 0 | 0 | 0 | 0 | 0 | 0 | 0 | 0 | 0 | 0 | 0 | 0 | 0 | 0 | 0 | 0 | 0 | 0 | 0 | 0 | 0 | 0 | 0 | 0 | 0 | 0 | 0 | 0 | 0 | 0 | 0 | 0 | 0 | 0 | 0 | 0 | 0 | 0 | 0 | 0 | 0 | 0 | 0 | 0 | 0 | 0 | 0 | 0 | 0 | 0 | 0 | 0 | 0 | 0 | 0 | 0 | 0 | 0 | 0 | 0 | 0 | 0 | 0 | 0 | 0 | 0 | 0 | 0 | 0 | 0 | 0 | 0 | 0 | 0 | 0 | 0 | 0 | 0 | 0 | 0 | 0 | 0 | 0 | 0 | 0 | 0 | 0 | 0 | 0 | 0 | 0 | 0 | 0
359 | SCE | SCE-13-SW-001C | 20-21 Watt Exterior Fixture (Common Area) LED replacing A19 Basecase, Total Watts = 2.96 x Msr Watts | 20-21 Watt Exterior Fixture (Common Area) LED replacing A19 Basecase, Total Watts = 2.96 x Msr Watts | 0 | 0 | 0 | 0 | 0 | 0 | 0 | 0 | 0 | 0 | 0 | 0 | 0 | 0 | 0 | 0 | 0 | 0 | 0 | 0 | 0 | 0 | 0 | 0 | 0 | 0 | 0 | 0 | 0 | 0 | 0 | 0 | 0 | 0 | 0 | 0 | 0 | 0 | 0 | 0 | 0 | 0 | 0 | 0 | 0 | 0 | 0 | 0 | 0 | 0 | 0 | 0 | 0 | 0 | 0 | 0 | 0 | 0 | 0 | 0 | 0 | 0 | 0 | 0 | 0 | 0 | 0 | 0 | 0 | 0 | 0 | 0 | 0 | 0 | 0 | 0 | 0 | 0 | 0 | 0 | 0 | 0 | 0 | 0 | 0 | 0 | 0 | 0 | 0 | 0 | 0 | 0 | 0 | 0 | 0 | 0 | 0
360 | SCE | SCE-13-SW-001C | 20-21 Watt Exterior Fixture (Dwelling Area) LED replacing A19 Basecase, Total Watts = 2.96 x Msr Watts | 20-21 Watt Exterior Fixture (Dwelling Area) LED replacing A19 Basecase, Total Watts = 2.96 x Msr Watts | 0 | 0 | 0 | 0 | 0 | 0 | 0 | 0 | 0 | 0 | 0 | 0 | 0 | 0 | 0 | 0 | 0 | 0 | 0 | 0 | 0 | 0 | 0 | 0 | 0 | 0 | 0 | 0 | 0 | 0 | 0 | 0 | 0 | 0 | 0 | 0 | 0 | 0 | 0 | 0 | 0 | 0 | 0 | 0 | 0 | 0 | 0 | 0 | 0 | 0 | 0 | 0 | 0 | 0 | 0 | 0 | 0 | 0 | 0 | 0 | 0 | 0 | 0 | 0 | 0 | 0 | 0 | 0 | 0 | 0 | 0 | 0 | 0 | 0 | 0 | 0 | 0 | 0 | 0 | 0 | 0 | 0 | 0 | 0 | 0 | 0 | 0 | 0 | 0 | 0 | 0 | 0 | 0 | 0 | 0 | 0 | 0
361 | SCE | SCE-13-SW-001C | 21-22 Watt Exterior Fixture (Common Area) LED replacing A19 Basecase, Total Watts = 2.96 x Msr Watts | 21-22 Watt Exterior Fixture (Common Area) LED replacing A19 Basecase, Total Watts = 2.96 x Msr Watts | 0 | 0 | 0 | 0 | 0 | 0 | 0 | 0 | 0 | 0 | 0 | 0 | 0 | 0 | 0 | 0 | 0 | 0 | 0 | 0 | 0 | 0 | 0 | 0 | 0 | 0 | 0 | 0 | 0 | 0 | 0 | 0 | 0 | 0 | 0 | 0 | 0 | 0 | 0 | 0 | 0 | 0 | 0 | 0 | 0 | 0 | 0 | 0 | 0 | 0 | 0 | 0 | 0 | 0 | 0 | 0 | 0 | 0 | 0 | 0 | 0 | 0 | 0 | 0 | 0 | 0 | 0 | 0 | 0 | 0 | 0 | 0 | 0 | 0 | 0 | 0 | 0 | 0 | 0 | 0 | 0 | 0 | 0 | 0 | 0 | 0 | 0 | 0 | 0 | 0 | 0 | 0 | 0 | 0 | 0 | 0 | 0
362 | SCE | SCE-13-SW-001C | 21-22 Watt Exterior Fixture (Dwelling Area) LED replacing A19 Basecase, Total Watts = 2.96 x Msr Watts | 21-22 Watt Exterior Fixture (Dwelling Area) LED replacing A19 Basecase, Total Watts = 2.96 x Msr Watts | 0 | 0 | 0 | 0 | 0 | 0 | 0 | 0 | 0 | 0 | 0 | 0 | 0 | 0 | 0 | 0 | 0 | 0 | 0 | 0 | 0 | 0 | 0 | 0 | 0 | 0 | 0 | 0 | 0 | 0 | 0 | 0 | 0 | 0 | 0 | 0 | 0 | 0 | 0 | 0 | 0 | 0 | 0 | 0 | 0 | 0 | 0 | 0 | 0 | 0 | 0 | 0 | 0 | 0 | 0 | 0 | 0 | 0 | 0 | 0 | 0 | 0 | 0 | 0 | 0 | 0 | 0 | 0 | 0 | 0 | 0 | 0 | 0 | 0 | 0 | 0 | 0 | 0 | 0 | 0 | 0 | 0 | 0 | 0 | 0 | 0 | 0 | 0 | 0 | 0 | 0 | 0 | 0 | 0 | 0 | 0 | 0
363 | SCE | SCE-13-SW-001C | 22-23 Watt Exterior Fixture (Common Area) LED replacing A19 Basecase, Total Watts = 2.96 x Msr Watts | 22-23 Watt Exterior Fixture (Common Area) LED replacing A19 Basecase, Total Watts = 2.96 x Msr Watts | 0 | 0 | 0 | 0 | 0 | 0 | 0 | 0 | 0 | 0 | 0 | 0 | 0 | 0 | 0 | 0 | 0 | 0 | 0 | 0 | 0 | 0 | 0 | 0 | 0 | 0 | 0 | 0 | 0 | 0 | 0 | 0 | 0 | 0 | 0 | 0 | 0 | 0 | 0 | 0 | 0 | 0 | 0 | 0 | 0 | 0 | 0 | 0 | 0 | 0 | 0 | 0 | 0 | 0 | 0 | 0 | 0 | 0 | 0 | 0 | 0 | 0 | 0 | 0 | 0 | 0 | 0 | 0 | 0 | 0 | 0 | 0 | 0 | 0 | 0 | 0 | 0 | 0 | 0 | 0 | 0 | 0 | 0 | 0 | 0 | 0 | 0 | 0 | 0 | 0 | 0 | 0 | 0 | 0 | 0 | 0 | 0
364 | SCE | SCE-13-SW-001C | 22-23 Watt Exterior Fixture (Dwelling Area) LED replacing A19 Basecase, Total Watts = 2.96 x Msr Watts | 22-23 Watt Exterior Fixture (Dwelling Area) LED replacing A19 Basecase, Total Watts = 2.96 x Msr Watts | 0 | 0 | 0 | 0 | 0 | 0 | 0 | 0 | 0 | 0 | 0 | 0 | 0 | 0 | 0 | 0 | 0 | 0 | 0 | 0 | 0 | 0 | 0 | 0 | 0 | 0 | 0 | 0 | 0 | 0 | 0 | 0 | 0 | 0 | 0 | 0 | 0 | 0 | 0 | 0 | 0 | 0 | 0 | 0 | 0 | 0 | 0 | 0 | 0 | 0 | 0 | 0 | 0 | 0 | 0 | 0 | 0 | 0 | 0 | 0 | 0 | 0 | 0 | 0 | 0 | 0 | 0 | 0 | 0 | 0 | 0 | 0 | 0 | 0 | 0 | 0 | 0 | 0 | 0 | 0 | 0 | 0 | 0 | 0 | 0 | 0 | 0 | 0 | 0 | 0 | 0 | 0 | 0 | 0 | 0 | 0 | 0
365 | SCE | SCE-13-SW-001C | 23-24 Watt Exterior Fixture (Common Area) LED replacing A19 Basecase, Total Watts = 2.96 x Msr Watts | 23-24 Watt Exterior Fixture (Common Area) LED replacing A19 Basecase, Total Watts = 2.96 x Msr Watts | 0 | 0 | 0 | 0 | 0 | 0 | 0 | 0 | 0 | 0 | 0 | 0 | 0 | 0 | 0 | 0 | 0 | 0 | 0 | 0 | 0 | 0 | 0 | 0 | 0 | 0 | 0 | 0 | 0 | 0 | 0 | 0 | 0 | 0 | 0 | 0 | 0 | 0 | 0 | 0 | 0 | 0 | 0 | 0 | 0 | 0 | 0 | 0 | 0 | 0 | 0 | 0 | 0 | 0 | 0 | 0 | 0 | 0 | 0 | 0 | 0 | 0 | 0 | 0 | 0 | 0 | 0 | 0 | 0 | 0 | 0 | 0 | 0 | 0 | 0 | 0 | 0 | 0 | 0 | 0 | 0 | 0 | 0 | 0 | 0 | 0 | 0 | 0 | 0 | 0 | 0 | 0 | 0 | 0 | 0 | 0 | 0
366 | SCE | SCE-13-SW-001C | 23-24 Watt Exterior Fixture (Dwelling Area) LED replacing A19 Basecase, Total Watts = 2.96 x Msr Watts | 23-24 Watt Exterior Fixture (Dwelling Area) LED replacing A19 Basecase, Total Watts = 2.96 x Msr Watts | 0 | 0 | 0 | 0 | 0 | 0 | 0 | 0 | 0 | 0 | 0 | 0 | 0 | 0 | 0 | 0 | 0 | 0 | 0 | 0 | 0 | 0 | 0 | 0 | 0 | 0 | 0 | 0 | 0 | 0 | 0 | 0 | 0 | 0 | 0 | 0 | 0 | 0 | 0 | 0 | 0 | 0 | 0 | 0 | 0 | 0 | 0 | 0 | 0 | 0 | 0 | 0 | 0 | 0 | 0 | 0 | 0 | 0 | 0 | 0 | 0 | 0 | 0 | 0 | 0 | 0 | 0 | 0 | 0 | 0 | 0 | 0 | 0 | 0 | 0 | 0 | 0 | 0 | 0 | 0 | 0 | 0 | 0 | 0 | 0 | 0 | 0 | 0 | 0 | 0 | 0 | 0 | 0 | 0 | 0 | 0 | 0
367 | SCE | SCE-13-SW-001C | 24-25 Watt Exterior Fixture (Common Area) LED replacing A19 Basecase, Total Watts = 2.96 x Msr Watts | 24-25 Watt Exterior Fixture (Common Area) LED replacing A19 Basecase, Total Watts = 2.96 x Msr Watts | 0 | 0 | 0 | 0 | 0 | 0 | 0 | 0 | 0 | 0 | 0 | 0 | 0 | 0 | 0 | 0 | 0 | 0 | 0 | 0 | 0 | 0 | 0 | 0 | 0 | 0 | 0 | 0 | 0 | 0 | 0 | 0 | 0 | 0 | 0 | 0 | 0 | 0 | 0 | 0 | 0 | 0 | 0 | 0 | 0 | 0 | 0 | 0 | 0 | 0 | 0 | 0 | 0 | 0 | 0 | 0 | 0 | 0 | 0 | 0 | 0 | 0 | 0 | 0 | 0 | 0 | 0 | 0 | 0 | 0 | 0 | 0 | 0 | 0 | 0 | 0 | 0 | 0 | 0 | 0 | 0 | 0 | 0 | 0 | 0 | 0 | 0 | 0 | 0 | 0 | 0 | 0 | 0 | 0 | 0 | 0 | 0
368 | SCE | SCE-13-SW-001C | 24-25 Watt Exterior Fixture (Dwelling Area) LED replacing A19 Basecase, Total Watts = 2.96 x Msr Watts | 24-25 Watt Exterior Fixture (Dwelling Area) LED replacing A19 Basecase, Total Watts = 2.96 x Msr Watts | 0 | 0 | 0 | 0 | 0 | 0 | 0 | 0 | 0 | 0 | 0 | 0 | 0 | 0 | 0 | 0 | 0 | 0 | 0 | 0 | 0 | 0 | 0 | 0 | 0 | 0 | 0 | 0 | 0 | 0 | 0 | 0 | 0 | 0 | 0 | 0 | 0 | 0 | 0 | 0 | 0 | 0 | 0 | 0 | 0 | 0 | 0 | 0 | 0 | 0 | 0 | 0 | 0 | 0 | 0 | 0 | 0 | 0 | 0 | 0 | 0 | 0 | 0 | 0 | 0 | 0 | 0 | 0 | 0 | 0 | 0 | 0 | 0 | 0 | 0 | 0 | 0 | 0 | 0 | 0 | 0 | 0 | 0 | 0 | 0 | 0 | 0 | 0 | 0 | 0 | 0 | 0 | 0 | 0 | 0 | 0 | 0
369 | SCE | SCE-13-SW-001C | 25-26 Watt Exterior Fixture (Common Area) LED replacing A19 Basecase, Total Watts = 2.96 x Msr Watts | 25-26 Watt Exterior Fixture (Common Area) LED replacing A19 Basecase, Total Watts = 2.96 x Msr Watts | 0 | 0 | 0 | 0 | 0 | 0 | 0 | 0 | 0 | 0 | 0 | 0 | 0 | 0 | 0 | 0 | 0 | 0 | 0 | 0 | 0 | 0 | 0 | 0 | 0 | 0 | 0 | 0 | 0 | 0 | 0 | 0 | 0 | 0 | 0 | 0 | 0 | 0 | 0 | 0 | 0 | 0 | 0 | 0 | 0 | 0 | 0 | 0 | 0 | 0 | 0 | 0 | 0 | 0 | 0 | 0 | 0 | 0 | 0 | 0 | 0 | 0 | 0 | 0 | 0 | 0 | 0 | 0 | 0 | 0 | 0 | 0 | 0 | 0 | 0 | 0 | 0 | 0 | 0 | 0 | 0 | 0 | 0 | 0 | 0 | 0 | 0 | 0 | 0 | 0 | 0 | 0 | 0 | 0 | 0 | 0 | 0
370 | SCE | SCE-13-SW-001C | 25-26 Watt Exterior Fixture (Dwelling Area) LED replacing A19 Basecase, Total Watts = 2.96 x Msr Watts | 25-26 Watt Exterior Fixture (Dwelling Area) LED replacing A19 Basecase, Total Watts = 2.96 x Msr Watts | 0 | 0 | 0 | 0 | 0 | 0 | 0 | 0 | 0 | 0 | 0 | 0 | 0 | 0 | 0 | 0 | 0 | 0 | 0 | 0 | 0 | 0 | 0 | 0 | 0 | 0 | 0 | 0 | 0 | 0 | 0 | 0 | 0 | 0 | 0 | 0 | 0 | 0 | 0 | 0 | 0 | 0 | 0 | 0 | 0 | 0 | 0 | 0 | 0 | 0 | 0 | 0 | 0 | 0 | 0 | 0 | 0 | 0 | 0 | 0 | 0 | 0 | 0 | 0 | 0 | 0 | 0 | 0 | 0 | 0 | 0 | 0 | 0 | 0 | 0 | 0 | 0 | 0 | 0 | 0 | 0 | 0 | 0 | 0 | 0 | 0 | 0 | 0 | 0 | 0 | 0 | 0 | 0 | 0 | 0 | 0 | 0
371 | SCE | SCE-13-SW-001C | 26-27 Watt Exterior Fixture (Common Area) LED replacing A19 Basecase, Total Watts = 2.96 x Msr Watts | 26-27 Watt Exterior Fixture (Common Area) LED replacing A19 Basecase, Total Watts = 2.96 x Msr Watts | 0 | 0 | 0 | 0 | 0 | 0 | 0 | 0 | 0 | 0 | 0 | 0 | 0 | 0 | 0 | 0 | 0 | 0 | 0 | 0 | 0 | 0 | 0 | 0 | 0 | 0 | 0 | 0 | 0 | 0 | 0 | 0 | 0 | 0 | 0 | 0 | 0 | 0 | 0 | 0 | 0 | 0 | 0 | 0 | 0 | 0 | 0 | 0 | 0 | 0 | 0 | 0 | 0 | 0 | 0 | 0 | 0 | 0 | 0 | 0 | 0 | 0 | 0 | 0 | 0 | 0 | 0 | 0 | 0 | 0 | 0 | 0 | 0 | 0 | 0 | 0 | 0 | 0 | 0 | 0 | 0 | 0 | 0 | 0 | 0 | 0 | 0 | 0 | 0 | 0 | 0 | 0 | 0 | 0 | 0 | 0 | 0
372 | SCE | SCE-13-SW-001C | 26-27 Watt Exterior Fixture (Dwelling Area) LED replacing A19 Basecase, Total Watts = 2.96 x Msr Watts | 26-27 Watt Exterior Fixture (Dwelling Area) LED replacing A19 Basecase, Total Watts = 2.96 x Msr Watts | 0 | 0 | 0 | 0 | 0 | 0 | 0 | 0 | 0 | 0 | 0 | 0 | 0 | 0 | 0 | 0 | 0 | 0 | 0 | 0 | 0 | 0 | 0 | 0 | 0 | 0 | 0 | 0 | 0 | 0 | 0 | 0 | 0 | 0 | 0 | 0 | 0 | 0 | 0 | 0 | 0 | 0 | 0 | 0 | 0 | 0 | 0 | 0 | 0 | 0 | 0 | 0 | 0 | 0 | 0 | 0 | 0 | 0 | 0 | 0 | 0 | 0 | 0 | 0 | 0 | 0 | 0 | 0 | 0 | 0 | 0 | 0 | 0 | 0 | 0 | 0 | 0 | 0 | 0 | 0 | 0 | 0 | 0 | 0 | 0 | 0 | 0 | 0 | 0 | 0 | 0 | 0 | 0 | 0 | 0 | 0 | 0
373 | SCE | SCE-13-SW-001C | 27-28 Watt Exterior Fixture (Common Area) LED replacing A19 Basecase, Total Watts = 2.96 x Msr Watts | 27-28 Watt Exterior Fixture (Common Area) LED replacing A19 Basecase, Total Watts = 2.96 x Msr Watts | 0 | 0 | 0 | 0 | 0 | 0 | 0 | 0 | 0 | 0 | 0 | 0 | 0 | 0 | 0 | 0 | 0 | 0 | 0 | 0 | 0 | 0 | 0 | 0 | 0 | 0 | 0 | 0 | 0 | 0 | 0 | 0 | 0 | 0 | 0 | 0 | 0 | 0 | 0 | 0 | 0 | 0 | 0 | 0 | 0 | 0 | 0 | 0 | 0 | 0 | 0 | 0 | 0 | 0 | 0 | 0 | 0 | 0 | 0 | 0 | 0 | 0 | 0 | 0 | 0 | 0 | 0 | 0 | 0 | 0 | 0 | 0 | 0 | 0 | 0 | 0 | 0 | 0 | 0 | 0 | 0 | 0 | 0 | 0 | 0 | 0 | 0 | 0 | 0 | 0 | 0 | 0 | 0 | 0 | 0 | 0 | 0
374 | SCE | SCE-13-SW-001C | 27-28 Watt Exterior Fixture (Dwelling Area) LED replacing A19 Basecase, Total Watts = 2.96 x Msr Watts | 27-28 Watt Exterior Fixture (Dwelling Area) LED replacing A19 Basecase, Total Watts = 2.96 x Msr Watts | 0 | 0 | 0 | 0 | 0 | 0 | 0 | 0 | 0 | 0 | 0 | 0 | 0 | 0 | 0 | 0 | 0 | 0 | 0 | 0 | 0 | 0 | 0 | 0 | 0 | 0 | 0 | 0 | 0 | 0 | 0 | 0 | 0 | 0 | 0 | 0 | 0 | 0 | 0 | 0 | 0 | 0 | 0 | 0 | 0 | 0 | 0 | 0 | 0 | 0 | 0 | 0 | 0 | 0 | 0 | 0 | 0 | 0 | 0 | 0 | 0 | 0 | 0 | 0 | 0 | 0 | 0 | 0 | 0 | 0 | 0 | 0 | 0 | 0 | 0 | 0 | 0 | 0 | 0 | 0 | 0 | 0 | 0 | 0 | 0 | 0 | 0 | 0 | 0 | 0 | 0 | 0 | 0 | 0 | 0 | 0 | 0
375 | SCE | SCE-13-SW-001C | 28-29 Watt Exterior Fixture (Common Area) LED replacing A19 Basecase, Total Watts = 2.96 x Msr Watts | 28-29 Watt Exterior Fixture (Common Area) LED replacing A19 Basecase, Total Watts = 2.96 x Msr Watts | 0 | 0 | 0 | 0 | 0 | 0 | 0 | 0 | 0 | 0 | 0 | 0 | 0 | 0 | 0 | 0 | 0 | 0 | 0 | 0 | 0 | 0 | 0 | 0 | 0 | 0 | 0 | 0 | 0 | 0 | 0 | 0 | 0 | 0 | 0 | 0 | 0 | 0 | 0 | 0 | 0 | 0 | 0 | 0 | 0 | 0 | 0 | 0 | 0 | 0 | 0 | 0 | 0 | 0 | 0 | 0 | 0 | 0 | 0 | 0 | 0 | 0 | 0 | 0 | 0 | 0 | 0 | 0 | 0 | 0 | 0 | 0 | 0 | 0 | 0 | 0 | 0 | 0 | 0 | 0 | 0 | 0 | 0 | 0 | 0 | 0 | 0 | 0 | 0 | 0 | 0 | 0 | 0 | 0 | 0 | 0 | 0
376 | SCE | SCE-13-SW-001C | 28-29 Watt Exterior Fixture (Dwelling Area) LED replacing A19 Basecase, Total Watts = 2.96 x Msr Watts | 28-29 Watt Exterior Fixture (Dwelling Area) LED replacing A19 Basecase, Total Watts = 2.96 x Msr Watts | 0 | 0 | 0 | 0 | 0 | 0 | 0 | 0 | 0 | 0 | 0 | 0 | 0 | 0 | 0 | 0 | 0 | 0 | 0 | 0 | 0 | 0 | 0 | 0 | 0 | 0 | 0 | 0 | 0 | 0 | 0 | 0 | 0 | 0 | 0 | 0 | 0 | 0 | 0 | 0 | 0 | 0 | 0 | 0 | 0 | 0 | 0 | 0 | 0 | 0 | 0 | 0 | 0 | 0 | 0 | 0 | 0 | 0 | 0 | 0 | 0 | 0 | 0 | 0 | 0 | 0 | 0 | 0 | 0 | 0 | 0 | 0 | 0 | 0 | 0 | 0 | 0 | 0 | 0 | 0 | 0 | 0 | 0 | 0 | 0 | 0 | 0 | 0 | 0 | 0 | 0 | 0 | 0 | 0 | 0 | 0 | 0
377 | SCE | SCE-13-SW-001C | 29-30 Watt Exterior Fixture (Common Area) LED replacing A19 Basecase, Total Watts = 2.96 x Msr Watts | 29-30 Watt Exterior Fixture (Common Area) LED replacing A19 Basecase, Total Watts = 2.96 x Msr Watts | 0 | 0 | 0 | 0 | 0 | 0 | 0 | 0 | 0 | 0 | 0 | 0 | 0 | 0 | 0 | 0 | 0 | 0 | 0 | 0 | 0 | 0 | 0 | 0 | 0 | 0 | 0 | 0 | 0 | 0 | 0 | 0 | 0 | 0 | 0 | 0 | 0 | 0 | 0 | 0 | 0 | 0 | 0 | 0 | 0 | 0 | 0 | 0 | 0 | 0 | 0 | 0 | 0 | 0 | 0 | 0 | 0 | 0 | 0 | 0 | 0 | 0 | 0 | 0 | 0 | 0 | 0 | 0 | 0 | 0 | 0 | 0 | 0 | 0 | 0 | 0 | 0 | 0 | 0 | 0 | 0 | 0 | 0 | 0 | 0 | 0 | 0 | 0 | 0 | 0 | 0 | 0 | 0 | 0 | 0 | 0 | 0
378 | SCE | SCE-13-SW-001C | 29-30 Watt Exterior Fixture (Dwelling Area) LED replacing A19 Basecase, Total Watts = 2.96 x Msr Watts | 29-30 Watt Exterior Fixture (Dwelling Area) LED replacing A19 Basecase, Total Watts = 2.96 x Msr Watts | 0 | 0 | 0 | 0 | 0 | 0 | 0 | 0 | 0 | 0 | 0 | 0 | 0 | 0 | 0 | 0 | 0 | 0 | 0 | 0 | 0 | 0 | 0 | 0 | 0 | 0 | 0 | 0 | 0 | 0 | 0 | 0 | 0 | 0 | 0 | 0 | 0 | 0 | 0 | 0 | 0 | 0 | 0 | 0 | 0 | 0 | 0 | 0 | 0 | 0 | 0 | 0 | 0 | 0 | 0 | 0 | 0 | 0 | 0 | 0 | 0 | 0 | 0 | 0 | 0 | 0 | 0 | 0 | 0 | 0 | 0 | 0 | 0 | 0 | 0 | 0 | 0 | 0 | 0 | 0 | 0 | 0 | 0 | 0 | 0 | 0 | 0 | 0 | 0 | 0 | 0 | 0 | 0 | 0 | 0 | 0 | 0
379 | SCE | SCE-13-SW-001C | 30-31 Watt Exterior Fixture (Common Area) LED replacing A19 Basecase, Total Watts = 2.96 x Msr Watts | 30-31 Watt Exterior Fixture (Common Area) LED replacing A19 Basecase, Total Watts = 2.96 x Msr Watts | 0 | 0 | 0 | 0 | 0 | 0 | 0 | 0 | 0 | 0 | 0 | 0 | 0 | 0 | 0 | 0 | 0 | 0 | 0 | 0 | 0 | 0 | 0 | 0 | 0 | 0 | 0 | 0 | 0 | 0 | 0 | 0 | 0 | 0 | 0 | 0 | 0 | 0 | 0 | 0 | 0 | 0 | 0 | 0 | 0 | 0 | 0 | 0 | 0 | 0 | 0 | 0 | 0 | 0 | 0 | 0 | 0 | 0 | 0 | 0 | 0 | 0 | 0 | 0 | 0 | 0 | 0 | 0 | 0 | 0 | 0 | 0 | 0 | 0 | 0 | 0 | 0 | 0 | 0 | 0 | 0 | 0 | 0 | 0 | 0 | 0 | 0 | 0 | 0 | 0 | 0 | 0 | 0 | 0 | 0 | 0 | 0
380 | SCE | SCE-13-SW-001C | 30-31 Watt Exterior Fixture (Dwelling Area) LED replacing A19 Basecase, Total Watts = 2.96 x Msr Watts | 30-31 Watt Exterior Fixture (Dwelling Area) LED replacing A19 Basecase, Total Watts = 2.96 x Msr Watts | 0 | 0 | 0 | 0 | 0 | 0 | 0 | 0 | 0 | 0 | 0 | 0 | 0 | 0 | 0 | 0 | 0 | 0 | 0 | 0 | 0 | 0 | 0 | 0 | 0 | 0 | 0 | 0 | 0 | 0 | 0 | 0 | 0 | 0 | 0 | 0 | 0 | 0 | 0 | 0 | 0 | 0 | 0 | 0 | 0 | 0 | 0 | 0 | 0 | 0 | 0 | 0 | 0 | 0 | 0 | 0 | 0 | 0 | 0 | 0 | 0 | 0 | 0 | 0 | 0 | 0 | 0 | 0 | 0 | 0 | 0 | 0 | 0 | 0 | 0 | 0 | 0 | 0 | 0 | 0 | 0 | 0 | 0 | 0 | 0 | 0 | 0 | 0 | 0 | 0 | 0 | 0 | 0 | 0 | 0 | 0 | 0
381 | SCE | SCE-13-SW-001C | 31-32 Watt Exterior Fixture (Common Area) LED replacing A19 Basecase, Total Watts = 2.96 x Msr Watts | 31-32 Watt Exterior Fixture (Common Area) LED replacing A19 Basecase, Total Watts = 2.96 x Msr Watts | 0 | 0 | 0 | 0 | 0 | 0 | 0 | 0 | 0 | 0 | 0 | 0 | 0 | 0 | 0 | 0 | 0 | 0 | 0 | 0 | 0 | 0 | 0 | 0 | 0 | 0 | 0 | 0 | 0 | 0 | 0 | 0 | 0 | 0 | 0 | 0 | 0 | 0 | 0 | 0 | 0 | 0 | 0 | 0 | 0 | 0 | 0 | 0 | 0 | 0 | 0 | 0 | 0 | 0 | 0 | 0 | 0 | 0 | 0 | 0 | 0 | 0 | 0 | 0 | 0 | 0 | 0 | 0 | 0 | 0 | 0 | 0 | 0 | 0 | 0 | 0 | 0 | 0 | 0 | 0 | 0 | 0 | 0 | 0 | 0 | 0 | 0 | 0 | 0 | 0 | 0 | 0 | 0 | 0 | 0 | 0 | 0
382 | SCE | SCE-13-SW-001C | 31-32 Watt Exterior Fixture (Dwelling Area) LED replacing A19 Basecase, Total Watts = 2.96 x Msr Watts | 31-32 Watt Exterior Fixture (Dwelling Area) LED replacing A19 Basecase, Total Watts = 2.96 x Msr Watts | 0 | 0 | 0 | 0 | 0 | 0 | 0 | 0 | 0 | 0 | 0 | 0 | 0 | 0 | 0 | 0 | 0 | 0 | 0 | 0 | 0 | 0 | 0 | 0 | 0 | 0 | 0 | 0 | 0 | 0 | 0 | 0 | 0 | 0 | 0 | 0 | 0 | 0 | 0 | 0 | 0 | 0 | 0 | 0 | 0 | 0 | 0 | 0 | 0 | 0 | 0 | 0 | 0 | 0 | 0 | 0 | 0 | 0 | 0 | 0 | 0 | 0 | 0 | 0 | 0 | 0 | 0 | 0 | 0 | 0 | 0 | 0 | 0 | 0 | 0 | 0 | 0 | 0 | 0 | 0 | 0 | 0 | 0 | 0 | 0 | 0 | 0 | 0 | 0 | 0 | 0 | 0 | 0 | 0 | 0 | 0 | 0
383 | SCE | SCE-13-SW-001C | 32-33 Watt Exterior Fixture (Common Area) LED replacing A19 Basecase, Total Watts = 2.96 x Msr Watts | 32-33 Watt Exterior Fixture (Common Area) LED replacing A19 Basecase, Total Watts = 2.96 x Msr Watts | 0 | 0 | 0 | 0 | 0 | 0 | 0 | 0 | 0 | 0 | 0 | 0 | 0 | 0 | 0 | 0 | 0 | 0 | 0 | 0 | 0 | 0 | 0 | 0 | 0 | 0 | 0 | 0 | 0 | 0 | 0 | 0 | 0 | 0 | 0 | 0 | 0 | 0 | 0 | 0 | 0 | 0 | 0 | 0 | 0 | 0 | 0 | 0 | 0 | 0 | 0 | 0 | 0 | 0 | 0 | 0 | 0 | 0 | 0 | 0 | 0 | 0 | 0 | 0 | 0 | 0 | 0 | 0 | 0 | 0 | 0 | 0 | 0 | 0 | 0 | 0 | 0 | 0 | 0 | 0 | 0 | 0 | 0 | 0 | 0 | 0 | 0 | 0 | 0 | 0 | 0 | 0 | 0 | 0 | 0 | 0 | 0
384 | SCE | SCE-13-SW-001C | 32-33 Watt Exterior Fixture (Dwelling Area) LED replacing A19 Basecase, Total Watts = 2.96 x Msr Watts | 32-33 Watt Exterior Fixture (Dwelling Area) LED replacing A19 Basecase, Total Watts = 2.96 x Msr Watts | 0 | 0 | 0 | 0 | 0 | 0 | 0 | 0 | 0 | 0 | 0 | 0 | 0 | 0 | 0 | 0 | 0 | 0 | 0 | 0 | 0 | 0 | 0 | 0 | 0 | 0 | 0 | 0 | 0 | 0 | 0 | 0 | 0 | 0 | 0 | 0 | 0 | 0 | 0 | 0 | 0 | 0 | 0 | 0 | 0 | 0 | 0 | 0 | 0 | 0 | 0 | 0 | 0 | 0 | 0 | 0 | 0 | 0 | 0 | 0 | 0 | 0 | 0 | 0 | 0 | 0 | 0 | 0 | 0 | 0 | 0 | 0 | 0 | 0 | 0 | 0 | 0 | 0 | 0 | 0 | 0 | 0 | 0 | 0 | 0 | 0 | 0 | 0 | 0 | 0 | 0 | 0 | 0 | 0 | 0 | 0 | 0
385 | SCE | SCE-13-SW-001C | 33-34 Watt Exterior Fixture (Common Area) LED replacing A19 Basecase, Total Watts = 2.96 x Msr Watts | 33-34 Watt Exterior Fixture (Common Area) LED replacing A19 Basecase, Total Watts = 2.96 x Msr Watts | 0 | 0 | 0 | 0 | 0 | 0 | 0 | 0 | 0 | 0 | 0 | 0 | 0 | 0 | 0 | 0 | 0 | 0 | 0 | 0 | 0 | 0 | 0 | 0 | 0 | 0 | 0 | 0 | 0 | 0 | 0 | 0 | 0 | 0 | 0 | 0 | 0 | 0 | 0 | 0 | 0 | 0 | 0 | 0 | 0 | 0 | 0 | 0 | 0 | 0 | 0 | 0 | 0 | 0 | 0 | 0 | 0 | 0 | 0 | 0 | 0 | 0 | 0 | 0 | 0 | 0 | 0 | 0 | 0 | 0 | 0 | 0 | 0 | 0 | 0 | 0 | 0 | 0 | 0 | 0 | 0 | 0 | 0 | 0 | 0 | 0 | 0 | 0 | 0 | 0 | 0 | 0 | 0 | 0 | 0 | 0 | 0
386 | SCE | SCE-13-SW-001C | 33-34 Watt Exterior Fixture (Dwelling Area) LED replacing A19 Basecase, Total Watts = 2.96 x Msr Watts | 33-34 Watt Exterior Fixture (Dwelling Area) LED replacing A19 Basecase, Total Watts = 2.96 x Msr Watts | 0 | 0 | 0 | 0 | 0 | 0 | 0 | 0 | 0 | 0 | 0 | 0 | 0 | 0 | 0 | 0 | 0 | 0 | 0 | 0 | 0 | 0 | 0 | 0 | 0 | 0 | 0 | 0 | 0 | 0 | 0 | 0 | 0 | 0 | 0 | 0 | 0 | 0 | 0 | 0 | 0 | 0 | 0 | 0 | 0 | 0 | 0 | 0 | 0 | 0 | 0 | 0 | 0 | 0 | 0 | 0 | 0 | 0 | 0 | 0 | 0 | 0 | 0 | 0 | 0 | 0 | 0 | 0 | 0 | 0 | 0 | 0 | 0 | 0 | 0 | 0 | 0 | 0 | 0 | 0 | 0 | 0 | 0 | 0 | 0 | 0 | 0 | 0 | 0 | 0 | 0 | 0 | 0 | 0 | 0 | 0 | 0
387 | SCE | SCE-13-SW-001C | 34-35 Watt Exterior Fixture (Common Area) LED replacing A19 Basecase, Total Watts = 2.96 x Msr Watts | 34-35 Watt Exterior Fixture (Common Area) LED replacing A19 Basecase, Total Watts = 2.96 x Msr Watts | 0 | 0 | 0 | 0 | 0 | 0 | 0 | 0 | 0 | 0 | 0 | 0 | 0 | 0 | 0 | 0 | 0 | 0 | 0 | 0 | 0 | 0 | 0 | 0 | 0 | 0 | 0 | 0 | 0 | 0 | 0 | 0 | 0 | 0 | 0 | 0 | 0 | 0 | 0 | 0 | 0 | 0 | 0 | 0 | 0 | 0 | 0 | 0 | 0 | 0 | 0 | 0 | 0 | 0 | 0 | 0 | 0 | 0 | 0 | 0 | 0 | 0 | 0 | 0 | 0 | 0 | 0 | 0 | 0 | 0 | 0 | 0 | 0 | 0 | 0 | 0 | 0 | 0 | 0 | 0 | 0 | 0 | 0 | 0 | 0 | 0 | 0 | 0 | 0 | 0 | 0 | 0 | 0 | 0 | 0 | 0 | 0
388 | SCE | SCE-13-SW-001C | 34-35 Watt Exterior Fixture (Dwelling Area) LED replacing A19 Basecase, Total Watts = 2.96 x Msr Watts | 34-35 Watt Exterior Fixture (Dwelling Area) LED replacing A19 Basecase, Total Watts = 2.96 x Msr Watts | 0 | 0 | 0 | 0 | 0 | 0 | 0 | 0 | 0 | 0 | 0 | 0 | 0 | 0 | 0 | 0 | 0 | 0 | 0 | 0 | 0 | 0 | 0 | 0 | 0 | 0 | 0 | 0 | 0 | 0 | 0 | 0 | 0 | 0 | 0 | 0 | 0 | 0 | 0 | 0 | 0 | 0 | 0 | 0 | 0 | 0 | 0 | 0 | 0 | 0 | 0 | 0 | 0 | 0 | 0 | 0 | 0 | 0 | 0 | 0 | 0 | 0 | 0 | 0 | 0 | 0 | 0 | 0 | 0 | 0 | 0 | 0 | 0 | 0 | 0 | 0 | 0 | 0 | 0 | 0 | 0 | 0 | 0 | 0 | 0 | 0 | 0 | 0 | 0 | 0 | 0 | 0 | 0 | 0 | 0 | 0 | 0
389 | SCE | SCE-13-SW-001C | 35-36 Watt Exterior Fixture (Common Area) LED replacing A19 Basecase, Total Watts = 2.96 x Msr Watts | 35-36 Watt Exterior Fixture (Common Area) LED replacing A19 Basecase, Total Watts = 2.96 x Msr Watts | 0 | 0 | 0 | 0 | 0 | 0 | 0 | 0 | 0 | 0 | 0 | 0 | 0 | 0 | 0 | 0 | 0 | 0 | 0 | 0 | 0 | 0 | 0 | 0 | 0 | 0 | 0 | 0 | 0 | 0 | 0 | 0 | 0 | 0 | 0 | 0 | 0 | 0 | 0 | 0 | 0 | 0 | 0 | 0 | 0 | 0 | 0 | 0 | 0 | 0 | 0 | 0 | 0 | 0 | 0 | 0 | 0 | 0 | 0 | 0 | 0 | 0 | 0 | 0 | 0 | 0 | 0 | 0 | 0 | 0 | 0 | 0 | 0 | 0 | 0 | 0 | 0 | 0 | 0 | 0 | 0 | 0 | 0 | 0 | 0 | 0 | 0 | 0 | 0 | 0 | 0 | 0 | 0 | 0 | 0 | 0 | 0
390 | SCE | SCE-13-SW-001C | 35-36 Watt Exterior Fixture (Dwelling Area) LED replacing A19 Basecase, Total Watts = 2.96 x Msr Watts | 35-36 Watt Exterior Fixture (Dwelling Area) LED replacing A19 Basecase, Total Watts = 2.96 x Msr Watts | 0 | 0 | 0 | 0 | 0 | 0 | 0 | 0 | 0 | 0 | 0 | 0 | 0 | 0 | 0 | 0 | 0 | 0 | 0 | 0 | 0 | 0 | 0 | 0 | 0 | 0 | 0 | 0 | 0 | 0 | 0 | 0 | 0 | 0 | 0 | 0 | 0 | 0 | 0 | 0 | 0 | 0 | 0 | 0 | 0 | 0 | 0 | 0 | 0 | 0 | 0 | 0 | 0 | 0 | 0 | 0 | 0 | 0 | 0 | 0 | 0 | 0 | 0 | 0 | 0 | 0 | 0 | 0 | 0 | 0 | 0 | 0 | 0 | 0 | 0 | 0 | 0 | 0 | 0 | 0 | 0 | 0 | 0 | 0 | 0 | 0 | 0 | 0 | 0 | 0 | 0 | 0 | 0 | 0 | 0 | 0 | 0
391 | SCE | SCE-13-SW-001C | 36-37 Watt Exterior Fixture (Common Area) LED replacing A19 Basecase, Total Watts = 2.96 x Msr Watts | 36-37 Watt Exterior Fixture (Common Area) LED replacing A19 Basecase, Total Watts = 2.96 x Msr Watts | 0 | 0 | 0 | 0 | 0 | 0 | 0 | 0 | 0 | 0 | 0 | 0 | 0 | 0 | 0 | 0 | 0 | 0 | 0 | 0 | 0 | 0 | 0 | 0 | 0 | 0 | 0 | 0 | 0 | 0 | 0 | 0 | 0 | 0 | 0 | 0 | 0 | 0 | 0 | 0 | 0 | 0 | 0 | 0 | 0 | 0 | 0 | 0 | 0 | 0 | 0 | 0 | 0 | 0 | 0 | 0 | 0 | 0 | 0 | 0 | 0 | 0 | 0 | 0 | 0 | 0 | 0 | 0 | 0 | 0 | 0 | 0 | 0 | 0 | 0 | 0 | 0 | 0 | 0 | 0 | 0 | 0 | 0 | 0 | 0 | 0 | 0 | 0 | 0 | 0 | 0 | 0 | 0 | 0 | 0 | 0 | 0
392 | SCE | SCE-13-SW-001C | 36-37 Watt Exterior Fixture (Dwelling Area) LED replacing A19 Basecase, Total Watts = 2.96 x Msr Watts | 36-37 Watt Exterior Fixture (Dwelling Area) LED replacing A19 Basecase, Total Watts = 2.96 x Msr Watts | 0 | 0 | 0 | 0 | 0 | 0 | 0 | 0 | 0 | 0 | 0 | 0 | 0 | 0 | 0 | 0 | 0 | 0 | 0 | 0 | 0 | 0 | 0 | 0 | 0 | 0 | 0 | 0 | 0 | 0 | 0 | 0 | 0 | 0 | 0 | 0 | 0 | 0 | 0 | 0 | 0 | 0 | 0 | 0 | 0 | 0 | 0 | 0 | 0 | 0 | 0 | 0 | 0 | 0 | 0 | 0 | 0 | 0 | 0 | 0 | 0 | 0 | 0 | 0 | 0 | 0 | 0 | 0 | 0 | 0 | 0 | 0 | 0 | 0 | 0 | 0 | 0 | 0 | 0 | 0 | 0 | 0 | 0 | 0 | 0 | 0 | 0 | 0 | 0 | 0 | 0 | 0 | 0 | 0 | 0 | 0 | 0
393 | SCE | SCE-13-SW-001C | 37-38 Watt Exterior Fixture (Common Area) LED replacing A19 Basecase, Total Watts = 2.96 x Msr Watts | 37-38 Watt Exterior Fixture (Common Area) LED replacing A19 Basecase, Total Watts = 2.96 x Msr Watts | 0 | 0 | 0 | 0 | 0 | 0 | 0 | 0 | 0 | 0 | 0 | 0 | 0 | 0 | 0 | 0 | 0 | 0 | 0 | 0 | 0 | 0 | 0 | 0 | 0 | 0 | 0 | 0 | 0 | 0 | 0 | 0 | 0 | 0 | 0 | 0 | 0 | 0 | 0 | 0 | 0 | 0 | 0 | 0 | 0 | 0 | 0 | 0 | 0 | 0 | 0 | 0 | 0 | 0 | 0 | 0 | 0 | 0 | 0 | 0 | 0 | 0 | 0 | 0 | 0 | 0 | 0 | 0 | 0 | 0 | 0 | 0 | 0 | 0 | 0 | 0 | 0 | 0 | 0 | 0 | 0 | 0 | 0 | 0 | 0 | 0 | 0 | 0 | 0 | 0 | 0 | 0 | 0 | 0 | 0 | 0 | 0
394 | SCE | SCE-13-SW-001C | 37-38 Watt Exterior Fixture (Dwelling Area) LED replacing A19 Basecase, Total Watts = 2.96 x Msr Watts | 37-38 Watt Exterior Fixture (Dwelling Area) LED replacing A19 Basecase, Total Watts = 2.96 x Msr Watts | 0 | 0 | 0 | 0 | 0 | 0 | 0 | 0 | 0 | 0 | 0 | 0 | 0 | 0 | 0 | 0 | 0 | 0 | 0 | 0 | 0 | 0 | 0 | 0 | 0 | 0 | 0 | 0 | 0 | 0 | 0 | 0 | 0 | 0 | 0 | 0 | 0 | 0 | 0 | 0 | 0 | 0 | 0 | 0 | 0 | 0 | 0 | 0 | 0 | 0 | 0 | 0 | 0 | 0 | 0 | 0 | 0 | 0 | 0 | 0 | 0 | 0 | 0 | 0 | 0 | 0 | 0 | 0 | 0 | 0 | 0 | 0 | 0 | 0 | 0 | 0 | 0 | 0 | 0 | 0 | 0 | 0 | 0 | 0 | 0 | 0 | 0 | 0 | 0 | 0 | 0 | 0 | 0 | 0 | 0 | 0 | 0
395 | SCE | SCE-13-SW-001C | 38-39 Watt Exterior Fixture (Common Area) LED replacing A19 Basecase, Total Watts = 2.96 x Msr Watts | 38-39 Watt Exterior Fixture (Common Area) LED replacing A19 Basecase, Total Watts = 2.96 x Msr Watts | 0 | 0 | 0 | 0 | 0 | 0 | 0 | 0 | 0 | 0 | 0 | 0 | 0 | 0 | 0 | 0 | 0 | 0 | 0 | 0 | 0 | 0 | 0 | 0 | 0 | 0 | 0 | 0 | 0 | 0 | 0 | 0 | 0 | 0 | 0 | 0 | 0 | 0 | 0 | 0 | 0 | 0 | 0 | 0 | 0 | 0 | 0 | 0 | 0 | 0 | 0 | 0 | 0 | 0 | 0 | 0 | 0 | 0 | 0 | 0 | 0 | 0 | 0 | 0 | 0 | 0 | 0 | 0 | 0 | 0 | 0 | 0 | 0 | 0 | 0 | 0 | 0 | 0 | 0 | 0 | 0 | 0 | 0 | 0 | 0 | 0 | 0 | 0 | 0 | 0 | 0 | 0 | 0 | 0 | 0 | 0 | 0
396 | SCE | SCE-13-SW-001C | 38-39 Watt Exterior Fixture (Dwelling Area) LED replacing A19 Basecase, Total Watts = 2.96 x Msr Watts | 38-39 Watt Exterior Fixture (Dwelling Area) LED replacing A19 Basecase, Total Watts = 2.96 x Msr Watts | 0 | 0 | 0 | 0 | 0 | 0 | 0 | 0 | 0 | 0 | 0 | 0 | 0 | 0 | 0 | 0 | 0 | 0 | 0 | 0 | 0 | 0 | 0 | 0 | 0 | 0 | 0 | 0 | 0 | 0 | 0 | 0 | 0 | 0 | 0 | 0 | 0 | 0 | 0 | 0 | 0 | 0 | 0 | 0 | 0 | 0 | 0 | 0 | 0 | 0 | 0 | 0 | 0 | 0 | 0 | 0 | 0 | 0 | 0 | 0 | 0 | 0 | 0 | 0 | 0 | 0 | 0 | 0 | 0 | 0 | 0 | 0 | 0 | 0 | 0 | 0 | 0 | 0 | 0 | 0 | 0 | 0 | 0 | 0 | 0 | 0 | 0 | 0 | 0 | 0 | 0 | 0 | 0 | 0 | 0 | 0 | 0
397 | SCE | SCE-13-SW-001C | 39-40 Watt Exterior Fixture (Common Area) LED replacing A19 Basecase, Total Watts = 2.96 x Msr Watts | 39-40 Watt Exterior Fixture (Common Area) LED replacing A19 Basecase, Total Watts = 2.96 x Msr Watts | 0 | 0 | 0 | 0 | 0 | 0 | 0 | 0 | 0 | 0 | 0 | 0 | 0 | 0 | 0 | 0 | 0 | 0 | 0 | 0 | 0 | 0 | 0 | 0 | 0 | 0 | 0 | 0 | 0 | 0 | 0 | 0 | 0 | 0 | 0 | 0 | 0 | 0 | 0 | 0 | 0 | 0 | 0 | 0 | 0 | 0 | 0 | 0 | 0 | 0 | 0 | 0 | 0 | 0 | 0 | 0 | 0 | 0 | 0 | 0 | 0 | 0 | 0 | 0 | 0 | 0 | 0 | 0 | 0 | 0 | 0 | 0 | 0 | 0 | 0 | 0 | 0 | 0 | 0 | 0 | 0 | 0 | 0 | 0 | 0 | 0 | 0 | 0 | 0 | 0 | 0 | 0 | 0 | 0 | 0 | 0 | 0
398 | SCE | SCE-13-SW-001C | 39-40 Watt Exterior Fixture (Dwelling Area) LED replacing A19 Basecase, Total Watts = 2.96 x Msr Watts | 39-40 Watt Exterior Fixture (Dwelling Area) LED replacing A19 Basecase, Total Watts = 2.96 x Msr Watts | 0 | 0 | 0 | 0 | 0 | 0 | 0 | 0 | 0 | 0 | 0 | 0 | 0 | 0 | 0 | 0 | 0 | 0 | 0 | 0 | 0 | 0 | 0 | 0 | 0 | 0 | 0 | 0 | 0 | 0 | 0 | 0 | 0 | 0 | 0 | 0 | 0 | 0 | 0 | 0 | 0 | 0 | 0 | 0 | 0 | 0 | 0 | 0 | 0 | 0 | 0 | 0 | 0 | 0 | 0 | 0 | 0 | 0 | 0 | 0 | 0 | 0 | 0 | 0 | 0 | 0 | 0 | 0 | 0 | 0 | 0 | 0 | 0 | 0 | 0 | 0 | 0 | 0 | 0 | 0 | 0 | 0 | 0 | 0 | 0 | 0 | 0 | 0 | 0 | 0 | 0 | 0 | 0 | 0 | 0 | 0 | 0
399 | SCE | SCE-13-SW-001C | 40-41 Watt Exterior Fixture (Common Area) LED replacing A19 Basecase, Total Watts = 2.96 x Msr Watts | 40-41 Watt Exterior Fixture (Common Area) LED replacing A19 Basecase, Total Watts = 2.96 x Msr Watts | 0 | 0 | 0 | 0 | 0 | 0 | 0 | 0 | 0 | 0 | 0 | 0 | 0 | 0 | 0 | 0 | 0 | 0 | 0 | 0 | 0 | 0 | 0 | 0 | 0 | 0 | 0 | 0 | 0 | 0 | 0 | 0 | 0 | 0 | 0 | 0 | 0 | 0 | 0 | 0 | 0 | 0 | 0 | 0 | 0 | 0 | 0 | 0 | 0 | 0 | 0 | 0 | 0 | 0 | 0 | 0 | 0 | 0 | 0 | 0 | 0 | 0 | 0 | 0 | 0 | 0 | 0 | 0 | 0 | 0 | 0 | 0 | 0 | 0 | 0 | 0 | 0 | 0 | 0 | 0 | 0 | 0 | 0 | 0 | 0 | 0 | 0 | 0 | 0 | 0 | 0 | 0 | 0 | 0 | 0 | 0 | 0
400 | SCE | SCE-13-SW-001C | 40-41 Watt Exterior Fixture (Dwelling Area) LED replacing A19 Basecase, Total Watts = 2.96 x Msr Watts | 40-41 Watt Exterior Fixture (Dwelling Area) LED replacing A19 Basecase, Total Watts = 2.96 x Msr Watts | 0 | 0 | 0 | 0 | 0 | 0 | 0 | 0 | 0 | 0 | 0 | 0 | 0 | 0 | 0 | 0 | 0 | 0 | 0 | 0 | 0 | 0 | 0 | 0 | 0 | 0 | 0 | 0 | 0 | 0 | 0 | 0 | 0 | 0 | 0 | 0 | 0 | 0 | 0 | 0 | 0 | 0 | 0 | 0 | 0 | 0 | 0 | 0 | 0 | 0 | 0 | 0 | 0 | 0 | 0 | 0 | 0 | 0 | 0 | 0 | 0 | 0 | 0 | 0 | 0 | 0 | 0 | 0 | 0 | 0 | 0 | 0 | 0 | 0 | 0 | 0 | 0 | 0 | 0 | 0 | 0 | 0 | 0 | 0 | 0 | 0 | 0 | 0 | 0 | 0 | 0 | 0 | 0 | 0 | 0 | 0 | 0
401 | SCE | SCE-13-SW-001C | < 8 Watt A-Lamp (Common Area) LED replacing A19 Basecase, Total Watts = 2.96 x Msr Watts | < 8 Watt A-Lamp (Common Area) LED replacing A19 Basecase, Total Watts = 2.96 x Msr Watts | 0 | 0 | 0 | 0 | 0 | 0 | 0 | 0 | 0 | 0 | 0 | 0 | 0 | 0 | 0 | 0 | 0 | 0 | 0 | 0 | 0 | 0 | 0 | 0 | 0 | 0 | 0 | 0 | 0 | 0 | 0 | 0 | 0 | 0 | 0 | 0 | 0 | 0 | 0 | 0 | 0 | 0 | 0 | 0 | 0 | 0 | 0 | 0 | 0 | 0 | 0 | 0 | 0 | 0 | 0 | 0 | 0 | 0 | 0 | 0 | 0 | 0 | 0 | 0 | 0 | 0 | 0 | 0 | 0 | 0 | 0 | 0 | 0 | 0 | 0 | 0 | 0 | 0 | 0 | 0 | 0 | 0 | 0 | 0 | 0 | 0 | 0 | 0 | 0 | 0 | 0 | 0 | 0 | 0 | 0 | 0 | 0
402 | SCE | SCE-13-SW-001C | < 8 Watt A-Lamp (Dwelling Area) LED replacing A19 Basecase, Total Watts = 2.96 x Msr Watts | < 8 Watt A-Lamp (Dwelling Area) LED replacing A19 Basecase, Total Watts = 2.96 x Msr Watts | 0 | 0 | 0 | 0 | 0 | 0 | 0 | 0 | 0 | 0 | 0 | 0 | 0 | 0 | 0 | 0 | 0 | 0 | 0 | 0 | 0 | 0 | 0 | 0 | 0 | 0 | 0 | 0 | 0 | 0 | 0 | 0 | 0 | 0 | 0 | 0 | 0 | 0 | 0 | 0 | 0 | 0 | 0 | 0 | 0 | 0 | 0 | 0 | 0 | 0 | 0 | 0 | 0 | 0 | 0 | 0 | 0 | 0 | 0 | 0 | 0 | 0 | 0 | 0 | 0 | 0 | 0 | 0 | 0 | 0 | 0 | 0 | 0 | 0 | 0 | 0 | 0 | 0 | 0 | 0 | 0 | 0 | 0 | 0 | 0 | 0 | 0 | 0 | 0 | 0 | 0 | 0 | 0 | 0 | 0 | 0 | 0
403 | SCE | SCE-13-SW-001C | 10 Watt to < 11 Watt A-Lamp (Common Area) LED replacing A19 Basecase, Total Watts = 2.96 x Msr Watts | 10 Watt to < 11 Watt A-Lamp (Common Area) LED replacing A19 Basecase, Total Watts = 2.96 x Msr Watts | 0 | 0 | 0 | 0 | 0 | 0 | 0 | 0 | 0 | 0 | 0 | 0 | 0 | 0 | 0 | 0 | 0 | 0 | 0 | 0 | 0 | 0 | 0 | 0 | 0 | 0 | 0 | 0 | 0 | 0 | 0 | 0 | 0 | 0 | 0 | 0 | 0 | 0 | 0 | 0 | 0 | 0 | 0 | 0 | 0 | 0 | 0 | 0 | 0 | 0 | 0 | 0 | 0 | 0 | 0 | 0 | 0 | 0 | 0 | 0 | 0 | 0 | 0 | 0 | 0 | 0 | 0 | 0 | 0 | 0 | 0 | 0 | 0 | 0 | 0 | 0 | 0 | 0 | 0 | 0 | 0 | 0 | 0 | 0 | 0 | 0 | 0 | 0 | 0 | 0 | 0 | 0 | 0 | 0 | 0 | 0 | 0
404 | SCE | SCE-13-SW-001C | 10 Watt to < 11 Watt A-Lamp (Dwelling Area) LED replacing A19 Basecase, Total Watts = 2.96 x Msr Watts | 10 Watt to < 11 Watt A-Lamp (Dwelling Area) LED replacing A19 Basecase, Total Watts = 2.96 x Msr Watts | 0 | 0 | 0 | 0 | 0 | 0 | 0 | 0 | 0 | 0 | 0 | 0 | 0 | 0 | 0 | 0 | 0 | 0 | 0 | 0 | 0 | 0 | 0 | 0 | 0 | 0 | 0 | 0 | 0 | 0 | 0 | 0 | 0 | 0 | 0 | 0 | 0 | 0 | 0 | 0 | 0 | 0 | 0 | 0 | 0 | 0 | 0 | 0 | 0 | 0 | 0 | 0 | 0 | 0 | 0 | 0 | 0 | 0 | 0 | 0 | 0 | 0 | 0 | 0 | 0 | 0 | 0 | 0 | 0 | 0 | 0 | 0 | 0 | 0 | 0 | 0 | 0 | 0 | 0 | 0 | 0 | 0 | 0 | 0 | 0 | 0 | 0 | 0 | 0 | 0 | 0 | 0 | 0 | 0 | 0 | 0 | 0
405 | SCE | SCE-13-SW-001C | 11 Watt to < 12 Watt A-Lamp (Common Area) LED replacing A19 Basecase, Total Watts = 2.96 x Msr Watts | 11 Watt to < 12 Watt A-Lamp (Common Area) LED replacing A19 Basecase, Total Watts = 2.96 x Msr Watts | 0 | 0 | 0 | 0 | 0 | 0 | 0 | 0 | 0 | 0 | 0 | 0 | 0 | 0 | 0 | 0 | 0 | 0 | 0 | 0 | 0 | 0 | 0 | 0 | 0 | 0 | 0 | 0 | 0 | 0 | 0 | 0 | 0 | 0 | 0 | 0 | 0 | 0 | 0 | 0 | 0 | 0 | 0 | 0 | 0 | 0 | 0 | 0 | 0 | 0 | 0 | 0 | 0 | 0 | 0 | 0 | 0 | 0 | 0 | 0 | 0 | 0 | 0 | 0 | 0 | 0 | 0 | 0 | 0 | 0 | 0 | 0 | 0 | 0 | 0 | 0 | 0 | 0 | 0 | 0 | 0 | 0 | 0 | 0 | 0 | 0 | 0 | 0 | 0 | 0 | 0 | 0 | 0 | 0 | 0 | 0 | 0
406 | SCE | SCE-13-SW-001C | 11 Watt to < 12 Watt A-Lamp (Dwelling Area) LED replacing A19 Basecase, Total Watts = 2.96 x Msr Watts | 11 Watt to < 12 Watt A-Lamp (Dwelling Area) LED replacing A19 Basecase, Total Watts = 2.96 x Msr Watts | 0 | 0 | 0 | 0 | 0 | 0 | 0 | 0 | 0 | 0 | 0 | 0 | 0 | 0 | 0 | 0 | 0 | 0 | 0 | 0 | 0 | 0 | 0 | 0 | 0 | 0 | 0 | 0 | 0 | 0 | 0 | 0 | 0 | 0 | 0 | 0 | 0 | 0 | 0 | 0 | 0 | 0 | 0 | 0 | 0 | 0 | 0 | 0 | 0 | 0 | 0 | 0 | 0 | 0 | 0 | 0 | 0 | 0 | 0 | 0 | 0 | 0 | 0 | 0 | 0 | 0 | 0 | 0 | 0 | 0 | 0 | 0 | 0 | 0 | 0 | 0 | 0 | 0 | 0 | 0 | 0 | 0 | 0 | 0 | 0 | 0 | 0 | 0 | 0 | 0 | 0 | 0 | 0 | 0 | 0 | 0 | 0
407 | SCE | SCE-13-SW-001C | 12 Watt to < 13 Watt A-Lamp (Common Area) LED replacing A19 Basecase, Total Watts = 2.96 x Msr Watts | 12 Watt to < 13 Watt A-Lamp (Common Area) LED replacing A19 Basecase, Total Watts = 2.96 x Msr Watts | 0 | 0 | 0 | 0 | 0 | 0 | 0 | 0 | 0 | 0 | 0 | 0 | 0 | 0 | 0 | 0 | 0 | 0 | 0 | 0 | 0 | 0 | 0 | 0 | 0 | 0 | 0 | 0 | 0 | 0 | 0 | 0 | 0 | 0 | 0 | 0 | 0 | 0 | 0 | 0 | 0 | 0 | 0 | 0 | 0 | 0 | 0 | 0 | 0 | 0 | 0 | 0 | 0 | 0 | 0 | 0 | 0 | 0 | 0 | 0 | 0 | 0 | 0 | 0 | 0 | 0 | 0 | 0 | 0 | 0 | 0 | 0 | 0 | 0 | 0 | 0 | 0 | 0 | 0 | 0 | 0 | 0 | 0 | 0 | 0 | 0 | 0 | 0 | 0 | 0 | 0 | 0 | 0 | 0 | 0 | 0 | 0
408 | SCE | SCE-13-SW-001C | 12 Watt to < 13 Watt A-Lamp (Dwelling Area) LED replacing A19 Basecase, Total Watts = 2.96 x Msr Watts | 12 Watt to < 13 Watt A-Lamp (Dwelling Area) LED replacing A19 Basecase, Total Watts = 2.96 x Msr Watts | 0 | 0 | 0 | 0 | 0 | 0 | 0 | 0 | 0 | 0 | 0 | 0 | 0 | 0 | 0 | 0 | 0 | 0 | 0 | 0 | 0 | 0 | 0 | 0 | 0 | 0 | 0 | 0 | 0 | 0 | 0 | 0 | 0 | 0 | 0 | 0 | 0 | 0 | 0 | 0 | 0 | 0 | 0 | 0 | 0 | 0 | 0 | 0 | 0 | 0 | 0 | 0 | 0 | 0 | 0 | 0 | 0 | 0 | 0 | 0 | 0 | 0 | 0 | 0 | 0 | 0 | 0 | 0 | 0 | 0 | 0 | 0 | 0 | 0 | 0 | 0 | 0 | 0 | 0 | 0 | 0 | 0 | 0 | 0 | 0 | 0 | 0 | 0 | 0 | 0 | 0 | 0 | 0 | 0 | 0 | 0 | 0
409 | SCE | SCE-13-SW-001C | 13 Watt to < 14 Watt A-Lamp (Common Area) LED replacing A19 Basecase, Total Watts = 2.96 x Msr Watts | 13 Watt to < 14 Watt A-Lamp (Common Area) LED replacing A19 Basecase, Total Watts = 2.96 x Msr Watts | 0 | 0 | 0 | 0 | 0 | 0 | 0 | 0 | 0 | 0 | 0 | 0 | 0 | 0 | 0 | 0 | 0 | 0 | 0 | 0 | 0 | 0 | 0 | 0 | 0 | 0 | 0 | 0 | 0 | 0 | 0 | 0 | 0 | 0 | 0 | 0 | 0 | 0 | 0 | 0 | 0 | 0 | 0 | 0 | 0 | 0 | 0 | 0 | 0 | 0 | 0 | 0 | 0 | 0 | 0 | 0 | 0 | 0 | 0 | 0 | 0 | 0 | 0 | 0 | 0 | 0 | 0 | 0 | 0 | 0 | 0 | 0 | 0 | 0 | 0 | 0 | 0 | 0 | 0 | 0 | 0 | 0 | 0 | 0 | 0 | 0 | 0 | 0 | 0 | 0 | 0 | 0 | 0 | 0 | 0 | 0 | 0
410 | SCE | SCE-13-SW-001C | 15 Watt to < 16 Watt A-Lamp (Common Area) LED replacing A19 Basecase, Total Watts = 2.96 x Msr Watts | 15 Watt to < 16 Watt A-Lamp (Common Area) LED replacing A19 Basecase, Total Watts = 2.96 x Msr Watts | 0 | 0 | 0 | 0 | 0 | 0 | 0 | 0 | 0 | 0 | 0 | 0 | 0 | 0 | 0 | 0 | 0 | 0 | 0 | 0 | 0 | 0 | 0 | 0 | 0 | 0 | 0 | 0 | 0 | 0 | 0 | 0 | 0 | 0 | 0 | 0 | 0 | 0 | 0 | 0 | 0 | 0 | 0 | 0 | 0 | 0 | 0 | 0 | 0 | 0 | 0 | 0 | 0 | 0 | 0 | 0 | 0 | 0 | 0 | 0 | 0 | 0 | 0 | 0 | 0 | 0 | 0 | 0 | 0 | 0 | 0 | 0 | 0 | 0 | 0 | 0 | 0 | 0 | 0 | 0 | 0 | 0 | 0 | 0 | 0 | 0 | 0 | 0 | 0 | 0 | 0 | 0 | 0 | 0 | 0 | 0 | 0
411 | SCE | SCE-13-SW-001C | 17 Watt to < 18 Watt A-Lamp (Common Area) LED replacing A19 Basecase, Total Watts = 2.96 x Msr Watts | 17 Watt to < 18 Watt A-Lamp (Common Area) LED replacing A19 Basecase, Total Watts = 2.96 x Msr Watts | 0 | 0 | 0 | 0 | 0 | 0 | 0 | 0 | 0 | 0 | 0 | 0 | 0 | 0 | 0 | 0 | 0 | 0 | 0 | 0 | 0 | 0 | 0 | 0 | 0 | 0 | 0 | 0 | 0 | 0 | 0 | 0 | 0 | 0 | 0 | 0 | 0 | 0 | 0 | 0 | 0 | 0 | 0 | 0 | 0 | 0 | 0 | 0 | 0 | 0 | 0 | 0 | 0 | 0 | 0 | 0 | 0 | 0 | 0 | 0 | 0 | 0 | 0 | 0 | 0 | 0 | 0 | 0 | 0 | 0 | 0 | 0 | 0 | 0 | 0 | 0 | 0 | 0 | 0 | 0 | 0 | 0 | 0 | 0 | 0 | 0 | 0 | 0 | 0 | 0 | 0 | 0 | 0 | 0 | 0 | 0 | 0
412 | SCE | SCE-13-SW-001C | 17 Watt to < 18 Watt A-Lamp (Dwelling Area) LED replacing A19 Basecase, Total Watts = 2.96 x Msr Watts | 17 Watt to < 18 Watt A-Lamp (Dwelling Area) LED replacing A19 Basecase, Total Watts = 2.96 x Msr Watts | 0 | 0 | 0 | 0 | 0 | 0 | 0 | 0 | 0 | 0 | 0 | 0 | 0 | 0 | 0 | 0 | 0 | 0 | 0 | 0 | 0 | 0 | 0 | 0 | 0 | 0 | 0 | 0 | 0 | 0 | 0 | 0 | 0 | 0 | 0 | 0 | 0 | 0 | 0 | 0 | 0 | 0 | 0 | 0 | 0 | 0 | 0 | 0 | 0 | 0 | 0 | 0 | 0 | 0 | 0 | 0 | 0 | 0 | 0 | 0 | 0 | 0 | 0 | 0 | 0 | 0 | 0 | 0 | 0 | 0 | 0 | 0 | 0 | 0 | 0 | 0 | 0 | 0 | 0 | 0 | 0 | 0 | 0 | 0 | 0 | 0 | 0 | 0 | 0 | 0 | 0 | 0 | 0 | 0 | 0 | 0 | 0
413 | SCE | SCE-13-SW-001C | 8 Watt to < 9 Watt A-Lamp (Common Area) LED replacing A19 Basecase, Total Watts = 2.96 x Msr Watts | 8 Watt to < 9 Watt A-Lamp (Common Area) LED replacing A19 Basecase, Total Watts = 2.96 x Msr Watts | 0 | 0 | 0 | 0 | 0 | 0 | 0 | 0 | 0 | 0 | 0 | 0 | 0 | 0 | 0 | 0 | 0 | 0 | 0 | 0 | 0 | 0 | 0 | 0 | 0 | 0 | 0 | 0 | 0 | 0 | 0 | 0 | 0 | 0 | 0 | 0 | 0 | 0 | 0 | 0 | 0 | 0 | 0 | 0 | 0 | 0 | 0 | 0 | 0 | 0 | 0 | 0 | 0 | 0 | 0 | 0 | 0 | 0 | 0 | 0 | 0 | 0 | 0 | 0 | 0 | 0 | 0 | 0 | 0 | 0 | 0 | 0 | 0 | 0 | 0 | 0 | 0 | 0 | 0 | 0 | 0 | 0 | 0 | 0 | 0 | 0 | 0 | 0 | 0 | 0 | 0 | 0 | 0 | 0 | 0 | 0 | 0
414 | SCE | SCE-13-SW-001C | 8 Watt to < 9 Watt A-Lamp (Dwelling Area) LED replacing A19 Basecase, Total Watts = 2.96 x Msr Watts | 8 Watt to < 9 Watt A-Lamp (Dwelling Area) LED replacing A19 Basecase, Total Watts = 2.96 x Msr Watts | 0 | 0 | 0 | 0 | 0 | 0 | 0 | 0 | 0 | 0 | 0 | 0 | 0 | 0 | 0 | 0 | 0 | 0 | 0 | 0 | 0 | 0 | 0 | 0 | 0 | 0 | 0 | 0 | 0 | 0 | 0 | 0 | 0 | 0 | 0 | 0 | 0 | 0 | 0 | 0 | 0 | 0 | 0 | 0 | 0 | 0 | 0 | 0 | 0 | 0 | 0 | 0 | 0 | 0 | 0 | 0 | 0 | 0 | 0 | 0 | 0 | 0 | 0 | 0 | 0 | 0 | 0 | 0 | 0 | 0 | 0 | 0 | 0 | 0 | 0 | 0 | 0 | 0 | 0 | 0 | 0 | 0 | 0 | 0 | 0 | 0 | 0 | 0 | 0 | 0 | 0 | 0 | 0 | 0 | 0 | 0 | 0
415 | SCE | SCE-13-SW-001C | 9 Watt to < 10 Watt A-Lamp (Common Area) LED replacing A19 Basecase, Total Watts = 2.96 x Msr Watts | 9 Watt to < 10 Watt A-Lamp (Common Area) LED replacing A19 Basecase, Total Watts = 2.96 x Msr Watts | 0 | 0 | 0 | 0 | 0 | 0 | 0 | 0 | 0 | 0 | 0 | 0 | 0 | 0 | 0 | 0 | 0 | 0 | 0 | 0 | 0 | 0 | 0 | 0 | 0 | 0 | 0 | 0 | 0 | 0 | 0 | 0 | 0 | 0 | 0 | 0 | 0 | 0 | 0 | 0 | 0 | 0 | 0 | 0 | 0 | 0 | 0 | 0 | 0 | 0 | 0 | 0 | 0 | 0 | 0 | 0 | 0 | 0 | 0 | 0 | 0 | 0 | 0 | 0 | 0 | 0 | 0 | 0 | 0 | 0 | 0 | 0 | 0 | 0 | 0 | 0 | 0 | 0 | 0 | 0 | 0 | 0 | 0 | 0 | 0 | 0 | 0 | 0 | 0 | 0 | 0 | 0 | 0 | 0 | 0 | 0 | 0
416 | SCE | SCE-13-SW-001C | 9 Watt to < 10 Watt A-Lamp (Dwelling Area) LED replacing A19 Basecase, Total Watts = 2.96 x Msr Watts | 9 Watt to < 10 Watt A-Lamp (Dwelling Area) LED replacing A19 Basecase, Total Watts = 2.96 x Msr Watts | 0 | 0 | 0 | 0 | 0 | 0 | 0 | 0 | 0 | 0 | 0 | 0 | 0 | 0 | 0 | 0 | 0 | 0 | 0 | 0 | 0 | 0 | 0 | 0 | 0 | 0 | 0 | 0 | 0 | 0 | 0 | 0 | 0 | 0 | 0 | 0 | 0 | 0 | 0 | 0 | 0 | 0 | 0 | 0 | 0 | 0 | 0 | 0 | 0 | 0 | 0 | 0 | 0 | 0 | 0 | 0 | 0 | 0 | 0 | 0 | 0 | 0 | 0 | 0 | 0 | 0 | 0 | 0 | 0 | 0 | 0 | 0 | 0 | 0 | 0 | 0 | 0 | 0 | 0 | 0 | 0 | 0 | 0 | 0 | 0 | 0 | 0 | 0 | 0 | 0 | 0 | 0 | 0 | 0 | 0 | 0 | 0
417 | SCE | SCE-13-SW-001C | Up to 10 Watt Exterior A-Lamp (Common Area) LED replacing A19 Basecase, Total Watts = 2.96 x Msr Watts | Up to 10 Watt Exterior A-Lamp (Common Area) LED replacing A19 Basecase, Total Watts = 2.96 x Msr Watts | 0 | 0 | 0 | 0 | 0 | 0 | 0 | 0 | 0 | 0 | 0 | 0 | 0 | 0 | 0 | 0 | 0 | 0 | 0 | 0 | 0 | 0 | 0 | 0 | 0 | 0 | 0 | 0 | 0 | 0 | 0 | 0 | 0 | 0 | 0 | 0 | 0 | 0 | 0 | 0 | 0 | 0 | 0 | 0 | 0 | 0 | 0 | 0 | 0 | 0 | 0 | 0 | 0 | 0 | 0 | 0 | 0 | 0 | 0 | 0 | 0 | 0 | 0 | 0 | 0 | 0 | 0 | 0 | 0 | 0 | 0 | 0 | 0 | 0 | 0 | 0 | 0 | 0 | 0 | 0 | 0 | 0 | 0 | 0 | 0 | 0 | 0 | 0 | 0 | 0 | 0 | 0 | 0 | 0 | 0 | 0 | 0
418 | SCE | SCE-13-SW-001C | Up to 10 Watt Exterior A-Lamp (Dwelling Area) LED replacing A19 Basecase, Total Watts = 2.96 x Msr Watts | Up to 10 Watt Exterior A-Lamp (Dwelling Area) LED replacing A19 Basecase, Total Watts = 2.96 x Msr Watts | 0 | 0 | 0 | 0 | 0 | 0 | 0 | 0 | 0 | 0 | 0 | 0 | 0 | 0 | 0 | 0 | 0 | 0 | 0 | 0 | 0 | 0 | 0 | 0 | 0 | 0 | 0 | 0 | 0 | 0 | 0 | 0 | 0 | 0 | 0 | 0 | 0 | 0 | 0 | 0 | 0 | 0 | 0 | 0 | 0 | 0 | 0 | 0 | 0 | 0 | 0 | 0 | 0 | 0 | 0 | 0 | 0 | 0 | 0 | 0 | 0 | 0 | 0 | 0 | 0 | 0 | 0 | 0 | 0 | 0 | 0 | 0 | 0 | 0 | 0 | 0 | 0 | 0 | 0 | 0 | 0 | 0 | 0 | 0 | 0 | 0 | 0 | 0 | 0 | 0 | 0 | 0 | 0 | 0 | 0 | 0 | 0
419 | SCE | SCE-13-SW-001C | LED T8 Lamp UL Type A 4 foot | LED T8 Lamp UL Type A 4 foot | 0.26271 | 0.42331 | 179.0788 | -22.271 | 596.888 | 370.4318 | 0.36666 | 0.77934 | 427.6612 | 201.205 | -440.0803 | -213.6241 | 226.2762 | -26.4815 | 570.2265 | 0.27499 | 204.7823 | 0.02094 | -2.8181 | 153.5867 | 0.015705 | -2.1136 | 204.7823 | 0.02094 | -2.8181 | 204.7823 | 0.02094 | -2.8181 | 153.5867 | 0.015705 | -2.1136 | 3276.5167 | -45.0897 | 2457.3875 | -33.8173 | 0.019246 | -0.012364 | 0.025661 | -0.016486 | 0.30794 | -0.19783 | 0.41058 | -0.26377 | 0.019945 | 0 | 0.026593 | 0 | 0.31912 | 0 | 0.42549 | 0 | 0.013987 | 0.01049 | 0.22379 | 0.16784 | 8.8504e-05 | 169.2268 | 217.0444 | 386.2713 | 29.1593 | 6.2347 | 11.7681 | 60.3393 | 0 | 0 | 61.7254 | 0 | 0 | 0 | 0 | 0 | 217.0444 | 0 | 528.2862 | 0 | 217.8692 | 1850.0599 | 1387.5449 | -25.4595 | -19.0947 | 0.12906 | 1.1663 | 0.43018 | 0.30821 | 0.26697 | 0.14501 | 0.41096 | -0.30111 | -0.17915 | -0.13791 | -0.015946 | 1.1663 | 1.1663 | 1.1663 | 1.1663 | -0.2819 | 1.1663
420 | SCE | SCE-13-SW-001C | LED T8 Lamp UL Type A 4 foot (Common Area) | LED T8 Lamp UL Type A 4 foot (Common Area) | 0.40025 | 0.57717 | 329.2097 | -33.524 | 738.7595 | 512.3033 | 0.6914 | 1.4696 | 427.6612 | 201.205 | -443.0738 | -216.6176 | 473.779 | -54.8931 | 931.1892 | 0.31754 | 1642.8007 | 0.02094 | -22.6073 | 1232.1005 | 0.015705 | -16.9555 | 1642.8007 | 0.02094 | -22.6073 | 1642.8007 | 0.02094 | -22.6073 | 1232.1005 | 0.015705 | -16.9555 | 4928.402 | -67.822 | 3696.3015 | -50.8665 | 0.15439 | -0.09919 | 0.20586 | -0.13225 | 0.46318 | -0.29757 | 0.61758 | -0.39676 | 0.16 | 0 | 0.21334 | 0 | 0.48 | 0 | 0.64001 | 0 | 0.1122 | 0.084152 | 0.33661 | 0.25246 | 0.0001627 | 311.0984 | 217.0444 | 528.1428 | 53.6051 | 11.4615 | 21.634 | 110.9248 | 0 | 0 | 113.473 | 0 | 0 | 0 | 0 | 0 | 217.0444 | 0 | 528.2862 | 0 | 217.8692 | 4251.7533 | 3188.815 | -58.5104 | -43.8828 | 0.10324 | 0.76394 | 0.23167 | 0.13411 | 0.16066 | 0.063097 | 0.29202 | -0.12843 | -0.030874 | -0.057417 | 0.040142 | 0.76394 | 0.76394 | 0.76394 | 0.76394 | -0.18878 | 0.76394
421 | SCE | SCE-13-SW-001C | 2 Watt to < 3 Watt Candelabra (Common Area) LED replacing Candelabra Basecase, Total Watts = 7.35 x Msr Watts | 2 Watt to < 3 Watt Candelabra (Common Area) LED replacing Candelabra Basecase, Total Watts = 7.35 x Msr Watts | 0.73816 | 0.77194 | 912.9736 | -91.663 | 1112.6434 | 1063.9518 | 3.2866 | 4.082 | 249.8966 | 201.205 | -291.3328 | -242.6412 | 1271.9302 | -150.0917 | 2185.7902 | 0.37575 | 5512.9287 | 0.87686 | -77.2678 | 3307.7572 | 0.52612 | -46.3607 | 5512.9287 | 0.87686 | -77.2678 | 5512.9287 | 0.87686 | -77.2678 | 3307.7572 | 0.52612 | -46.3607 | 16538.7861 | -231.8035 | 9923.2717 | -139.0821 | 0.44132 | -0.27121 | 0.73554 | -0.45202 | 1.324 | -0.81363 | 2.2066 | -1.3561 | 0.4199 | 0 | 0.69984 | 0 | 1.2597 | 0 | 2.0995 | 0 | 0.37317 | 0.2239 | 1.1195 | 0.67171 | 0.00045121 | 862.7468 | 217.0444 | 1079.7912 | 148.6592 | 31.7853 | 59.996 | 307.6197 | 0 | 0 | 314.6866 | 0 | 0 | 0 | 0 | 0 | 217.0444 | 0 | 286.4987 | 0 | 38.1998 | 14268.0809 | 8560.8485 | -199.9778 | -119.9867 | 0.10665 | 0.76394 | 0.12997 | 0.029191 | 0.12428 | 0.023503 | 0.25532 | -0.023324 | 0.077455 | -0.017636 | 0.083142 | 0.76394 | 0.76394 | 0.76394 | 0.76394 | -0.14868 | 0.76394
422 | SCE | SCE-13-SW-001C | 2 Watt to < 3 Watt Candelabra (Dwelling Area) LED replacing Candelabra Basecase, Total Watts = 7.35 x Msr Watts | 2 Watt to < 3 Watt Candelabra (Dwelling Area) LED replacing Candelabra Basecase, Total Watts = 7.35 x Msr Watts | 0.49194 | 0.5421 | 146.1916 | -16.7638 | 263.0972 | 238.7514 | 1.0359 | 1.2865 | 124.9483 | 100.6025 | -133.6694 | -109.3236 | 175.6662 | -20.9799 | 393.4377 | 0.32897 | 240.9193 | 0.027131 | -3.3859 | 144.5516 | 0.016278 | -2.0315 | 240.9193 | 0.027131 | -3.3859 | 240.9193 | 0.027131 | -3.3859 | 144.5516 | 0.016278 | -2.0315 | 2891.0319 | -40.6307 | 1734.6191 | -24.3784 | 0.019286 | -0.011884 | 0.032143 | -0.019807 | 0.23143 | -0.14261 | 0.38572 | -0.23769 | 0.01835 | 0 | 0.030583 | 0 | 0.2202 | 0 | 0.367 | 0 | 0.016308 | 0.0097848 | 0.1957 | 0.11742 | 7.225e-05 | 138.1489 | 108.5222 | 246.6711 | 23.8043 | 5.0897 | 9.607 | 49.2582 | 0 | 0 | 50.3898 | 0 | 0 | 0 | 0 | 0 | 108.5222 | 0 | 143.2493 | 0 | 19.0999 | 1845.1671 | 1107.1003 | -25.9321 | -15.5592 | 0.13205 | 1.0774 | 0.23765 | 0.11286 | 0.21565 | 0.09087 | 0.35538 | -0.1056 | 0.019188 | -0.083606 | 0.041179 | 1.0774 | 1.0774 | 1.0774 | 1.0774 | -0.22333 | 1.0774
423 | SCE | SCE-13-SW-001C | 3 Watt to < 4 Watt Candelabra (Common Area) LED replacing Candelabra Basecase, Total Watts = 7.35 x Msr Watts | 3 Watt to < 4 Watt Candelabra (Common Area) LED replacing Candelabra Basecase, Total Watts = 7.35 x Msr Watts | 0.76138 | 0.76888 | 1293.9182 | -137.1996 | 1519.2296 | 1504.4209 | 3.9013 | 4.1064 | 296.4957 | 281.687 | -362.511 | -347.7023 | 1842.332 | -217.7653 | 3128.9876 | 0.36968 | 7336.102 | 1.1677 | -102.8791 | 4401.6612 | 0.70062 | -61.7274 | 7336.102 | 1.1677 | -102.8791 | 7336.102 | 1.1677 | -102.8791 | 4401.6612 | 0.70062 | -61.7274 | 24209.1365 | -339.5009 | 14525.4819 | -203.7005 | 0.58727 | -0.36111 | 0.97878 | -0.60184 | 1.938 | -1.1916 | 3.23 | -1.9861 | 0.55877 | 0 | 0.93128 | 0 | 1.8439 | 0 | 3.0732 | 0 | 0.49658 | 0.29795 | 1.6387 | 0.98324 | 0.00063948 | 1222.7339 | 303.8622 | 1526.5961 | 210.6882 | 45.048 | 85.0297 | 435.9762 | 0 | 0 | 445.9918 | 0 | 0 | 0 | 0 | 0 | 303.8622 | 0 | 305.1645 | 0 | 0.71625 | 20664.5024 | 12398.7015 | -289.7921 | -173.8753 | 0.10436 | 0.78907 | 0.12253 | 0.023913 | 0.12134 | 0.022719 | 0.25236 | -0.018172 | 0.080446 | -0.016978 | 0.08164 | 0.78907 | 0.78907 | 0.78907 | 0.78907 | -0.148 | 0.78907
424 | SCE | SCE-13-SW-001C | 3 Watt to < 4 Watt Candelabra (Dwelling Area) LED replacing Candelabra Basecase, Total Watts = 7.35 x Msr Watts | 3 Watt to < 4 Watt Candelabra (Dwelling Area) LED replacing Candelabra Basecase, Total Watts = 7.35 x Msr Watts | 0.52078 | 0.5326 | 392.4783 | -44.9184 | 667.3819 | 652.5732 | 1.1722 | 1.2339 | 296.4957 | 281.687 | -319.822 | -305.0134 | 471.6084 | -56.2154 | 1067.9663 | 0.32544 | 646.7924 | 0.072059 | -9.0725 | 388.0755 | 0.043235 | -5.4435 | 646.7924 | 0.072059 | -9.0725 | 646.7924 | 0.072059 | -9.0725 | 388.0755 | 0.043235 | -5.4435 | 7761.5091 | -108.8695 | 4656.9054 | -65.3217 | 0.051777 | -0.031844 | 0.086295 | -0.053074 | 0.62132 | -0.38213 | 1.0355 | -0.63689 | 0.049264 | 0 | 0.082107 | 0 | 0.59117 | 0 | 0.98528 | 0 | 0.043782 | 0.026269 | 0.52538 | 0.31523 | 0.00019397 | 370.8863 | 303.8622 | 674.7485 | 63.9071 | 13.6642 | 25.7917 | 132.2426 | 0 | 0 | 135.2807 | 0 | 0 | 0 | 0 | 0 | 303.8622 | 0 | 305.1645 | 0 | 0.71625 | 4953.6918 | 2972.2151 | -69.4847 | -41.6908 | 0.13205 | 1.0774 | 0.22454 | 0.099756 | 0.21956 | 0.094773 | 0.35932 | -0.092491 | 0.032293 | -0.087509 | 0.037276 | 1.0774 | 1.0774 | 1.0774 | 1.0774 | -0.22727 | 1.0774
425 | SCE | SCE-13-SW-001C | >= 4 Watt Candelabra (Common Area) LED replacing Candelabra Basecase, Total Watts = 7.35 x Msr Watts | >= 4 Watt Candelabra (Common Area) LED replacing Candelabra Basecase, Total Watts = 7.35 x Msr Watts | 0.79223 | 0.79861 | 1615.4836 | -171.3548 | 1822.8628 | 1808.2956 | 4.8746 | 5.1267 | 296.2542 | 281.687 | -378.734 | -364.1667 | 2300.1897 | -271.977 | 3836.5083 | 0.37642 | 9159.2752 | 1.4629 | -128.4903 | 5495.5651 | 0.87773 | -77.0942 | 9159.2752 | 1.4629 | -128.4903 | 9159.2752 | 1.4629 | -128.4903 | 5495.5651 | 0.87773 | -77.0942 | 30225.6083 | -424.018 | 18135.365 | -254.4108 | 0.73322 | -0.451 | 1.222 | -0.75167 | 2.4196 | -1.4883 | 4.0327 | -2.4805 | 0.69763 | 0 | 1.1627 | 0 | 2.3022 | 0 | 3.837 | 0 | 0.62 | 0.372 | 2.046 | 1.2276 | 0.0007984 | 1526.6086 | 303.8622 | 1830.4708 | 263.0486 | 56.2433 | 106.1613 | 544.3253 | 0 | 0 | 556.83 | 0 | 0 | 0 | 0 | 0 | 303.8622 | 0 | 304.7304 | 0 | 0.4775 | 25800.0593 | 15480.0356 | -361.9345 | -217.1607 | 0.10436 | 0.78907 | 0.11776 | 0.019138 | 0.11681 | 0.018197 | 0.24784 | -0.013397 | 0.085221 | -0.012456 | 0.086162 | 0.78907 | 0.78907 | 0.78907 | 0.78907 | -0.14348 | 0.78907
426 | SCE | SCE-13-SW-001C | >= 4 Watt Candelabra (Dwelling Area) LED replacing Candelabra Basecase, Total Watts = 7.35 x Msr Watts | >= 4 Watt Candelabra (Dwelling Area) LED replacing Candelabra Basecase, Total Watts = 7.35 x Msr Watts | 0.57142 | 0.5826 | 489.9393 | -56.0943 | 759.2397 | 744.6725 | 1.4644 | 1.5402 | 296.2542 | 281.687 | -325.3947 | -310.8275 | 588.7192 | -70.202 | 1263.1897 | 0.34345 | 807.4053 | 0.09029 | -11.3297 | 484.4432 | 0.054174 | -6.7978 | 807.4053 | 0.09029 | -11.3297 | 807.4053 | 0.09029 | -11.3297 | 484.4432 | 0.054174 | -6.7978 | 9688.8637 | -135.9566 | 5813.3182 | -81.574 | 0.064634 | -0.039767 | 0.10772 | -0.066279 | 0.77561 | -0.47721 | 1.2927 | -0.79535 | 0.061497 | 0 | 0.1025 | 0 | 0.73797 | 0 | 1.2299 | 0 | 0.054654 | 0.032792 | 0.65584 | 0.39351 | 0.00024214 | 462.9855 | 303.8622 | 766.8478 | 79.7766 | 17.0573 | 32.1963 | 165.0814 | 0 | 0 | 168.8738 | 0 | 0 | 0 | 0 | 0 | 303.8622 | 0 | 304.7304 | 0 | 0.4775 | 6183.8032 | 3710.2819 | -86.7727 | -52.0636 | 0.13205 | 1.0774 | 0.20463 | 0.079847 | 0.20071 | 0.075921 | 0.34046 | -0.072582 | 0.052202 | -0.068656 | 0.056128 | 1.0774 | 1.0774 | 1.0774 | 1.0774 | -0.20841 | 1.0774
427 | SCE | SCE-13-SW-001C | 13-30 Watt Wall Pack LED replacing 70 Watt Metal Halide | 13-30 Watt Wall Pack LED replacing 70 Watt Metal Halide | 0.17598 | 0.42398 | 711.654 | 0 | 4044.0543 | 1678.5276 | 0.21108 | 0.70739 | 3371.5516 | 1006.0249 | -3332.4003 | -966.8736 | 1166.031 | 0 | 2844.5586 | 0.25018 | 1319.0876 | 0.029627 | 0 | 791.4525 | 0.017776 | 0 | 1319.0876 | 0.029627 | 0 | 1319.0876 | 0.029627 | 0 | 791.4525 | 0.017776 | 0 | 21105.4011 | 0 | 12663.2406 | 0 | 0.094831 | 0 | 0.15805 | 0 | 1.5173 | 0 | 2.5288 | 0 | 0.085338 | 0 | 0.14223 | 0 | 1.3654 | 0 | 2.2757 | 0 | 0.08403 | 0.050418 | 1.3445 | 0.80669 | 0.00035171 | 672.5028 | 1085.2222 | 1757.7249 | 115.8784 | 24.7764 | 46.7663 | 239.7866 | 0 | 0 | 245.2952 | 0 | 0 | 0 | 0 | 0 | 1085.2222 | 0 | 5247.7004 | 0 | 2289.363 | 11917.0017 | 7150.201 | 0 | 0 | 0.099529 | 0 | 0.56559 | 0.47153 | 0.23475 | 0.1407 | 0.39783 | -0.46606 | -0.372 | -0.13522 | -0.04117 | 0 | 0 | 0 | 0 | -0.2983 | 0
428 | SCE | SCE-13-SW-001C | 31-50 Watt Wall Pack LED replacing 100 Watt Metal Halide | 31-50 Watt Wall Pack LED replacing 100 Watt Metal Halide | 0.16674 | 0.47103 | 853.9849 | 0 | 5121.6428 | 1813.0282 | 0.19793 | 0.84887 | 4314.6395 | 1006.0249 | -4267.658 | -959.0433 | 1399.2372 | 0 | 3212.2654 | 0.26585 | 1582.9051 | 0.035552 | 0 | 949.743 | 0.021331 | 0 | 1582.9051 | 0.035552 | 0 | 1582.9051 | 0.035552 | 0 | 949.743 | 0.021331 | 0 | 25326.4813 | 0 | 15195.8888 | 0 | 0.1138 | 0 | 0.18966 | 0 | 1.8208 | 0 | 3.0346 | 0 | 0.10241 | 0 | 0.17068 | 0 | 1.6385 | 0 | 2.7308 | 0 | 0.10084 | 0.060502 | 1.6134 | 0.96802 | 0.00042205 | 807.0033 | 1085.2222 | 1892.2255 | 139.0541 | 29.7316 | 56.1195 | 287.7439 | 0 | 0 | 294.3542 | 0 | 0 | 0 | 0 | 0 | 1085.2222 | 0 | 6943.2515 | 0 | 3221.9161 | 14300.4021 | 8580.2412 | 0 | 0 | 0.099529 | 0 | 0.59691 | 0.50286 | 0.2113 | 0.11725 | 0.37438 | -0.49738 | -0.40333 | -0.11177 | -0.01772 | 0 | 0 | 0 | 0 | -0.27485 | 0
429 | SCE | SCE-13-SW-001C | 51-90 Watt Wall Pack LED replacing 150/175 Watt Metal Halide | 51-90 Watt Wall Pack LED replacing 150/175 Watt Metal Halide | 0.16027 | 0.43042 | 1094.8524 | 0 | 6831.1338 | 2543.6569 | 0.18888 | 0.72553 | 5796.5142 | 1509.0373 | -5736.2814 | -1448.8046 | 1793.8938 | 0 | 4337.5508 | 0.25241 | 2029.3655 | 0.045579 | 0 | 1217.6193 | 0.027348 | 0 | 2029.3655 | 0.045579 | 0 | 2029.3655 | 0.045579 | 0 | 1217.6193 | 0.027348 | 0 | 32469.8478 | 0 | 19481.9087 | 0 | 0.14589 | 0 | 0.24316 | 0 | 2.3343 | 0 | 3.8905 | 0 | 0.13129 | 0 | 0.21882 | 0 | 2.1006 | 0 | 3.5011 | 0 | 0.12928 | 0.077566 | 2.0684 | 1.2411 | 0.0005411 | 1034.6196 | 1627.8333 | 2662.4529 | 178.2744 | 38.1175 | 71.9481 | 368.9024 | 0 | 0 | 377.3772 | 0 | 0 | 0 | 0 | 0 | 1627.8333 | 0 | 9200.5137 | 0 | 4164.9742 | 18333.8488 | 11000.3093 | 0 | 0 | 0.099529 | 0 | 0.62099 | 0.52694 | 0.23124 | 0.13718 | 0.39431 | -0.52147 | -0.42741 | -0.13171 | -0.037652 | 0 | 0 | 0 | 0 | -0.29478 | 0
430 | SCE | SCE-13-SW-001C | 91-115 Watt Wall Pack LED replacing 250 Watt Metal Halide | 91-115 Watt Wall Pack LED replacing 250 Watt Metal Halide | 0.10101 | 0.41203 | 1018.2127 | 0 | 10080.162 | 2471.2336 | 0.11167 | 0.67474 | 9117.9657 | 1509.0373 | -9061.9493 | -1453.0209 | 1668.3213 | 0 | 4139.5548 | 0.24597 | 1887.3099 | 0.042389 | 0 | 1132.3859 | 0.025433 | 0 | 1887.3099 | 0.042389 | 0 | 1887.3099 | 0.042389 | 0 | 1132.3859 | 0.025433 | 0 | 30196.9584 | 0 | 18118.1751 | 0 | 0.13568 | 0 | 0.22614 | 0 | 2.1709 | 0 | 3.6182 | 0 | 0.1221 | 0 | 0.2035 | 0 | 1.9536 | 0 | 3.256 | 0 | 0.12023 | 0.072136 | 1.9236 | 1.1542 | 0.00050322 | 962.1962 | 1627.8333 | 2590.0295 | 165.7952 | 35.4492 | 66.9117 | 343.0792 | 0 | 0 | 350.9608 | 0 | 0 | 0 | 0 | 0 | 1627.8333 | 0 | 15172.0573 | 0 | 7449.3232 | 17050.4794 | 10230.2876 | 0 | 0 | 0.099529 | 0 | 0.98533 | 0.89127 | 0.24156 | 0.14751 | 0.40464 | -0.8858 | -0.79174 | -0.14203 | -0.047978 | 0 | 0 | 0 | 0 | -0.30511 | 0
431 | SCE | SCE-13-SW-001C | ≤ 15 Watt Down Light (Common Area) LED replacing PAR30 Basecase, Total Watts = 3.42 x Msr Watts | ≤ 15 Watt Down Light (Common Area) LED replacing PAR30 Basecase, Total Watts = 3.42 x Msr Watts | 0.38581 | 0.39216 | 69428.2737 | -8192.1085 | 158722.3511 | 156150.9515 | 0.65765 | 0.67633 | 93113.6395 | 90542.2399 | -97486.1859 | -94914.7863 | 81732.4903 | -9740.8871 | 228142.5547 | 0.26841 | 92460.9302 | 10.2879 | -1295.7553 | 55476.5592 | 6.1727 | -777.4532 | 92460.9302 | 10.2879 | -1295.7553 | 92460.9302 | 10.2879 | -1295.7553 | 55476.5592 | 6.1727 | -777.4532 | 1479374.8831 | -20732.0846 | 887624.9475 | -12439.251 | 7.4017 | -4.5481 | 12.3361 | -7.5802 | 118.4269 | -72.7696 | 197.3782 | -121.2827 | 7.0424 | 0 | 11.7374 | 0 | 112.6791 | 0 | 187.7985 | 0 | 6.2587 | 3.7552 | 100.1397 | 60.0838 | 0.034313 | 65608.7116 | 97669.9967 | 163278.7083 | 11304.9815 | 2417.1571 | 4562.472 | 23393.3434 | 0 | 0 | 23930.7576 | 0 | 0 | 0 | 0 | 0 | 97669.9967 | 0 | 94153.8768 | 0 | -1933.866 | 835317.6024 | 501190.5714 | -11706.2115 | -7023.727 | 0.13853 | 1.1663 | 0.31669 | 0.18578 | 0.31156 | 0.18065 | 0.4552 | -0.17816 | -0.047258 | -0.17303 | -0.042128 | 1.1663 | 1.1663 | 1.1663 | 1.1663 | -0.31667 | 1.1663
432 | SCE | SCE-13-SW-001C | ≤ 15 Watt Down Light (Dwelling Area) LED replacing PAR30 Basecase, Total Watts = 3.42 x Msr Watts | ≤ 15 Watt Down Light (Dwelling Area) LED replacing PAR30 Basecase, Total Watts = 3.42 x Msr Watts | 0.38581 | 0.39216 | 92571.0315 | -10922.8113 | 211629.8014 | 208201.2687 | 0.65765 | 0.67633 | 124151.5193 | 120722.9866 | -129981.5812 | -126553.0484 | 108976.6538 | -12987.8495 | 304190.073 | 0.26841 | 123281.2403 | 13.7172 | -1727.6737 | 73968.7456 | 8.2303 | -1036.6043 | 123281.2403 | 13.7172 | -1727.6737 | 123281.2403 | 13.7172 | -1727.6737 | 73968.7456 | 8.2303 | -1036.6043 | 1972499.8441 | -27642.7795 | 1183499.93 | -16585.668 | 9.8689 | -6.0641 | 16.4482 | -10.1069 | 157.9026 | -97.0262 | 263.171 | -161.7103 | 9.3899 | 0 | 15.6499 | 0 | 150.2388 | 0 | 250.398 | 0 | 8.345 | 5.007 | 133.5196 | 80.1117 | 0.04575 | 87478.2821 | 130226.6622 | 217704.9443 | 15073.3087 | 3222.8761 | 6083.296 | 31191.1245 | 0 | 0 | 31907.6768 | 0 | 0 | 0 | 0 | 0 | 130226.6622 | 0 | 125538.5024 | 0 | -2578.488 | 1113756.8033 | 668254.0952 | -15608.282 | -9364.9694 | 0.13853 | 1.1663 | 0.31669 | 0.18578 | 0.31156 | 0.18065 | 0.4552 | -0.17816 | -0.047258 | -0.17303 | -0.042128 | 1.1663 | 1.1663 | 1.1663 | 1.1663 | -0.31667 | 1.1663
433 | SCE | SCE-13-SW-001C | ≤ 5 Watt Landscape Lighting LED replacing Halogen Fixture | ≤ 5 Watt Landscape Lighting LED replacing Halogen Fixture | 0.18301 | 0.21057 | 3173.5562 | 0 | 17340.8555 | 15071.2633 | 0.22128 | 0.26288 | 14341.8908 | 12072.2987 | -14167.2992 | -11897.707 | 5404.301 | 0 | 20475.5643 | 0.15499 | 7890.173 | 0.17721 | 0 | 4734.1039 | 0.10633 | 0 | 7890.173 | 0.17721 | 0 | 7890.173 | 0.17721 | 0 | 4734.1039 | 0.10633 | 0 | 86791.9031 | 0 | 52075.1429 | 0 | 0.56723 | 0 | 0.94539 | 0 | 6.2396 | 0 | 10.3993 | 0 | 0.51045 | 0 | 0.85076 | 0 | 5.615 | 0 | 9.3583 | 0 | 0.50263 | 0.30158 | 5.5289 | 3.3173 | 0.0015684 | 2998.9646 | 13022.6662 | 16021.6308 | 516.7491 | 110.4879 | 208.5499 | 1069.3063 | 0 | 0 | 1093.8714 | 0 | 0 | 0 | 0 | 0 | 13022.6662 | 0 | 16017.8795 | 0 | 1647.3673 | 57178.6768 | 34307.2068 | 0 | 0 | 0.092504 | 0 | 0.50546 | 0.41804 | 0.4393 | 0.35189 | 0.59683 | -0.41295 | -0.32554 | -0.3468 | -0.25938 | 0 | 0 | 0 | 0 | -0.50433 | 0
434 | SCE | SCE-13-SW-001C | 7 Watt to < 8 Watt MR16 (Common Area) LED replacing MR16 Basecase, Total Watts = 4.24 x Msr Watts | 7 Watt to < 8 Watt MR16 (Common Area) LED replacing MR16 Basecase, Total Watts = 4.24 x Msr Watts | 0 | 0 | 0 | 0 | 0 | 0 | 0 | 0 | 0 | 0 | 0 | 0 | 0 | 0 | 0 | 0 | 0 | 0 | 0 | 0 | 0 | 0 | 0 | 0 | 0 | 0 | 0 | 0 | 0 | 0 | 0 | 0 | 0 | 0 | 0 | 0 | 0 | 0 | 0 | 0 | 0 | 0 | 0 | 0 | 0 | 0 | 0 | 0 | 0 | 0 | 0 | 0 | 0 | 0 | 0 | 0 | 0 | 0 | 0 | 0 | 0 | 0 | 0 | 0 | 0 | 0 | 0 | 0 | 0 | 0 | 0 | 0 | 0 | 0 | 0 | 0 | 0 | 0 | 0 | 0 | 0 | 0 | 0 | 0 | 0 | 0 | 0 | 0 | 0 | 0 | 0 | 0 | 0 | 0 | 0 | 0 | 0
435 | SCE | SCE-13-SW-001C | 7 Watt to < 8 Watt MR16 (Dwelling Area) LED replacing MR16 Basecase, Total Watts = 4.24 x Msr Watts | 7 Watt to < 8 Watt MR16 (Dwelling Area) LED replacing MR16 Basecase, Total Watts = 4.24 x Msr Watts | 0 | 0 | 0 | 0 | 0 | 0 | 0 | 0 | 0 | 0 | 0 | 0 | 0 | 0 | 0 | 0 | 0 | 0 | 0 | 0 | 0 | 0 | 0 | 0 | 0 | 0 | 0 | 0 | 0 | 0 | 0 | 0 | 0 | 0 | 0 | 0 | 0 | 0 | 0 | 0 | 0 | 0 | 0 | 0 | 0 | 0 | 0 | 0 | 0 | 0 | 0 | 0 | 0 | 0 | 0 | 0 | 0 | 0 | 0 | 0 | 0 | 0 | 0 | 0 | 0 | 0 | 0 | 0 | 0 | 0 | 0 | 0 | 0 | 0 | 0 | 0 | 0 | 0 | 0 | 0 | 0 | 0 | 0 | 0 | 0 | 0 | 0 | 0 | 0 | 0 | 0 | 0 | 0 | 0 | 0 | 0 | 0
436 | SCE | SCE-13-SW-001C | 11 Watt to < 12 Watt MR16 (Common Area) LED replacing MR16 Basecase, Total Watts = 4.24 x Msr Watts | 11 Watt to < 12 Watt MR16 (Common Area) LED replacing MR16 Basecase, Total Watts = 4.24 x Msr Watts | 0 | 0 | 0 | 0 | 0 | 0 | 0 | 0 | 0 | 0 | 0 | 0 | 0 | 0 | 0 | 0 | 0 | 0 | 0 | 0 | 0 | 0 | 0 | 0 | 0 | 0 | 0 | 0 | 0 | 0 | 0 | 0 | 0 | 0 | 0 | 0 | 0 | 0 | 0 | 0 | 0 | 0 | 0 | 0 | 0 | 0 | 0 | 0 | 0 | 0 | 0 | 0 | 0 | 0 | 0 | 0 | 0 | 0 | 0 | 0 | 0 | 0 | 0 | 0 | 0 | 0 | 0 | 0 | 0 | 0 | 0 | 0 | 0 | 0 | 0 | 0 | 0 | 0 | 0 | 0 | 0 | 0 | 0 | 0 | 0 | 0 | 0 | 0 | 0 | 0 | 0 | 0 | 0 | 0 | 0 | 0 | 0
437 | SCE | SCE-13-SW-001C | 11 Watt to < 12 Watt MR16 (Dwelling Area) LED replacing MR16 Basecase, Total Watts = 4.24 x Msr Watts | 11 Watt to < 12 Watt MR16 (Dwelling Area) LED replacing MR16 Basecase, Total Watts = 4.24 x Msr Watts | 0 | 0 | 0 | 0 | 0 | 0 | 0 | 0 | 0 | 0 | 0 | 0 | 0 | 0 | 0 | 0 | 0 | 0 | 0 | 0 | 0 | 0 | 0 | 0 | 0 | 0 | 0 | 0 | 0 | 0 | 0 | 0 | 0 | 0 | 0 | 0 | 0 | 0 | 0 | 0 | 0 | 0 | 0 | 0 | 0 | 0 | 0 | 0 | 0 | 0 | 0 | 0 | 0 | 0 | 0 | 0 | 0 | 0 | 0 | 0 | 0 | 0 | 0 | 0 | 0 | 0 | 0 | 0 | 0 | 0 | 0 | 0 | 0 | 0 | 0 | 0 | 0 | 0 | 0 | 0 | 0 | 0 | 0 | 0 | 0 | 0 | 0 | 0 | 0 | 0 | 0 | 0 | 0 | 0 | 0 | 0 | 0
438 | SCE | SCE-13-SW-001C | Up to 10 Watt Exterior MR16 (Common Area) LED replacing MR16 Basecase, Total Watts = 4.24 x Msr Watts | Up to 10 Watt Exterior MR16 (Common Area) LED replacing MR16 Basecase, Total Watts = 4.24 x Msr Watts | 0 | 0 | 0 | 0 | 0 | 0 | 0 | 0 | 0 | 0 | 0 | 0 | 0 | 0 | 0 | 0 | 0 | 0 | 0 | 0 | 0 | 0 | 0 | 0 | 0 | 0 | 0 | 0 | 0 | 0 | 0 | 0 | 0 | 0 | 0 | 0 | 0 | 0 | 0 | 0 | 0 | 0 | 0 | 0 | 0 | 0 | 0 | 0 | 0 | 0 | 0 | 0 | 0 | 0 | 0 | 0 | 0 | 0 | 0 | 0 | 0 | 0 | 0 | 0 | 0 | 0 | 0 | 0 | 0 | 0 | 0 | 0 | 0 | 0 | 0 | 0 | 0 | 0 | 0 | 0 | 0 | 0 | 0 | 0 | 0 | 0 | 0 | 0 | 0 | 0 | 0 | 0 | 0 | 0 | 0 | 0 | 0
439 | SCE | SCE-13-SW-001C | Up to 10 Watt Exterior MR16 (Dwelling Area) LED replacing MR16 Basecase, Total Watts = 4.24 x Msr Watts | Up to 10 Watt Exterior MR16 (Dwelling Area) LED replacing MR16 Basecase, Total Watts = 4.24 x Msr Watts | 0 | 0 | 0 | 0 | 0 | 0 | 0 | 0 | 0 | 0 | 0 | 0 | 0 | 0 | 0 | 0 | 0 | 0 | 0 | 0 | 0 | 0 | 0 | 0 | 0 | 0 | 0 | 0 | 0 | 0 | 0 | 0 | 0 | 0 | 0 | 0 | 0 | 0 | 0 | 0 | 0 | 0 | 0 | 0 | 0 | 0 | 0 | 0 | 0 | 0 | 0 | 0 | 0 | 0 | 0 | 0 | 0 | 0 | 0 | 0 | 0 | 0 | 0 | 0 | 0 | 0 | 0 | 0 | 0 | 0 | 0 | 0 | 0 | 0 | 0 | 0 | 0 | 0 | 0 | 0 | 0 | 0 | 0 | 0 | 0 | 0 | 0 | 0 | 0 | 0 | 0 | 0 | 0 | 0 | 0 | 0 | 0
440 | SCE | SCE-13-SW-001C | < 10 Watt PAR30 (Common Area) LED replacing PAR30 Basecase, Total Watts = 3.42 x Msr Watts | < 10 Watt PAR30 (Common Area) LED replacing PAR30 Basecase, Total Watts = 3.42 x Msr Watts | 0.56087 | 0.65272 | 3709.4045 | -370.7719 | 5952.6299 | 5114.9733 | 1.3642 | 2.0741 | 2447.2964 | 1609.6398 | -2613.9972 | -1776.3406 | 5167.8424 | -607.1127 | 9675.703 | 0.34505 | 22398.9859 | 3.5595 | -312.544 | 13439.3918 | 2.1357 | -187.5264 | 22398.9859 | 3.5595 | -312.544 | 22398.9859 | 3.5595 | -312.544 | 13439.3918 | 2.1357 | -187.5264 | 67196.9577 | -937.632 | 40318.1754 | -562.5792 | 1.7931 | -1.097 | 2.9885 | -1.8284 | 5.3793 | -3.2911 | 8.9654 | -5.4851 | 1.7061 | 0 | 2.8434 | 0 | 5.1182 | 0 | 8.5303 | 0 | 1.5162 | 0.90972 | 4.5486 | 2.7292 | 0.0018333 | 3505.3335 | 1736.3555 | 5241.689 | 604.001 | 129.1435 | 243.7631 | 1249.8564 | 0 | 0 | 1278.5693 | 0 | 0 | 0 | 0 | 0 | 1736.3555 | 0 | 3097.6582 | 0 | 748.7165 | 57971.1002 | 34782.6608 | -808.8991 | -485.3395 | 0.10665 | 0.76394 | 0.17114 | 0.07036 | 0.14706 | 0.046277 | 0.27818 | -0.064493 | 0.036286 | -0.04041 | 0.060368 | 0.76394 | 0.76394 | 0.76394 | 0.76394 | -0.17153 | 0.76394
441 | SCE | SCE-13-SW-001C | < 10 Watt PAR30 (Dwelling Area) LED replacing PAR30 Basecase, Total Watts = 3.42 x Msr Watts | < 10 Watt PAR30 (Dwelling Area) LED replacing PAR30 Basecase, Total Watts = 3.42 x Msr Watts | 0.29502 | 0.38538 | 595.3026 | -68.3447 | 1786.2005 | 1367.3722 | 0.43064 | 0.65475 | 1223.6482 | 804.8199 | -1259.2426 | -840.4144 | 715.3255 | -85.5334 | 1997.1643 | 0.26385 | 981.0409 | 0.11026 | -13.804 | 588.6245 | 0.066155 | -8.2824 | 981.0409 | 0.11026 | -13.804 | 981.0409 | 0.11026 | -13.804 | 588.6245 | 0.066155 | -8.2824 | 11772.4903 | -165.6483 | 7063.4943 | -99.389 | 0.078534 | -0.048452 | 0.13089 | -0.080754 | 0.94241 | -0.58143 | 1.5707 | -0.96904 | 0.074723 | 0 | 0.12454 | 0 | 0.89667 | 0 | 1.4945 | 0 | 0.066407 | 0.039844 | 0.79689 | 0.47813 | 0.00029421 | 562.5523 | 868.1777 | 1430.7301 | 96.9329 | 20.7256 | 39.1203 | 200.5828 | 0 | 0 | 205.1908 | 0 | 0 | 0 | 0 | 0 | 868.1777 | 0 | 1548.8291 | 0 | 374.3583 | 7513.6534 | 4508.1921 | -105.7231 | -63.4339 | 0.13205 | 1.0774 | 0.39621 | 0.27143 | 0.30331 | 0.17852 | 0.44301 | -0.26416 | -0.13938 | -0.17126 | -0.046475 | 1.0774 | 1.0774 | 1.0774 | 1.0774 | -0.31096 | 1.0774
442 | SCE | SCE-13-SW-001C | 11 Watt to < 12 Watt PAR30 (Common Area) LED replacing PAR30 Basecase, Total Watts = 3.42 x Msr Watts | 11 Watt to < 12 Watt PAR30 (Common Area) LED replacing PAR30 Basecase, Total Watts = 3.42 x Msr Watts | 0.61739 | 0.7199 | 5420.675 | -574.2701 | 7849.833 | 6732.0991 | 1.7769 | 3.0109 | 2727.3737 | 1609.6398 | -3003.428 | -1885.6941 | 7718.1722 | -911.4904 | 13538.7809 | 0.35796 | 30733.4923 | 4.8965 | -430.6162 | 18440.0957 | 2.9379 | -258.3697 | 30733.4923 | 4.8965 | -430.6162 | 30733.4923 | 4.8965 | -430.6162 | 18440.0957 | 2.9379 | -258.3697 | 101420.5231 | -1421.0333 | 60852.3151 | -852.62 | 2.4603 | -1.5115 | 4.1005 | -2.5191 | 8.1189 | -4.9878 | 13.5315 | -8.313 | 2.3409 | 0 | 3.9014 | 0 | 7.7249 | 0 | 12.8748 | 0 | 2.0804 | 1.2482 | 6.8652 | 4.1191 | 0.002679 | 5122.4593 | 1736.3555 | 6858.8148 | 882.6466 | 188.7217 | 356.2191 | 1826.4564 | 0 | 0 | 1868.4155 | 0 | 0 | 0 | 0 | 0 | 1736.3555 | 0 | 3601.2013 | 0 | 1025.6652 | 86570.8149 | 51942.49 | -1212.9696 | -727.7818 | 0.10436 | 0.78907 | 0.15113 | 0.052508 | 0.12961 | 0.030989 | 0.26065 | -0.046766 | 0.051852 | -0.025248 | 0.07337 | 0.78907 | 0.78907 | 0.78907 | 0.78907 | -0.15629 | 0.78907
443 | SCE | SCE-13-SW-001C | 11 Watt to < 12 Watt PAR30 (Dwelling Area) LED replacing PAR30 Basecase, Total Watts = 3.42 x Msr Watts | 11 Watt to < 12 Watt PAR30 (Dwelling Area) LED replacing PAR30 Basecase, Total Watts = 3.42 x Msr Watts | 0.34 | 0.46015 | 821.8337 | -94.1352 | 2140.3078 | 1581.4408 | 0.53363 | 0.90418 | 1363.6869 | 804.8199 | -1412.6093 | -853.7423 | 987.529 | -117.8102 | 2451.1596 | 0.29688 | 1354.3573 | 0.15106 | -19.0131 | 812.6144 | 0.090638 | -11.4079 | 1354.3573 | 0.15106 | -19.0131 | 1354.3573 | 0.15106 | -19.0131 | 812.6144 | 0.090638 | -11.4079 | 16252.2874 | -228.1571 | 9751.3727 | -136.8943 | 0.10842 | -0.066736 | 0.1807 | -0.11123 | 1.301 | -0.80083 | 2.1684 | -1.3347 | 0.10316 | 0 | 0.17193 | 0 | 1.2379 | 0 | 2.0631 | 0 | 0.091677 | 0.055006 | 1.1001 | 0.66008 | 0.00040616 | 776.6209 | 868.1777 | 1644.7987 | 133.8189 | 28.6123 | 54.0067 | 276.9108 | 0 | 0 | 283.2722 | 0 | 0 | 0 | 0 | 0 | 868.1777 | 0 | 1800.6006 | 0 | 512.8326 | 10372.8312 | 6223.6988 | -145.6186 | -87.3712 | 0.13205 | 1.0774 | 0.3439 | 0.21911 | 0.2541 | 0.12932 | 0.39384 | -0.21185 | -0.087063 | -0.12205 | 0.0027337 | 1.0774 | 1.0774 | 1.0774 | 1.0774 | -0.26179 | 1.0774
444 | SCE | SCE-13-SW-001C | 14 Watt to < 15 Watt PAR30 (Common Area) LED replacing PAR30 Basecase, Total Watts = 3.42 x Msr Watts | 14 Watt to < 15 Watt PAR30 (Common Area) LED replacing PAR30 Basecase, Total Watts = 3.42 x Msr Watts | 0.64507 | 0.75441 | 6625.3329 | -687.7347 | 9204.5528 | 7870.4833 | 2.017 | 3.6888 | 2943.7093 | 1609.6398 | -3266.9546 | -1932.8851 | 9505.9974 | -1091.5832 | 16284.8974 | 0.36461 | 37852.5498 | 5.1743 | -515.6976 | 22711.5303 | 3.1046 | -309.4186 | 37852.5498 | 5.1743 | -515.6976 | 37852.5498 | 5.1743 | -515.6976 | 22711.5303 | 3.1046 | -309.4186 | 124913.4126 | -1701.802 | 74948.0491 | -1021.0812 | 3.0302 | -1.8101 | 5.0503 | -3.0168 | 9.9996 | -5.9733 | 16.666 | -9.9555 | 2.8831 | 0 | 4.8052 | 0 | 9.5142 | 0 | 15.8571 | 0 | 2.5623 | 1.5374 | 8.4555 | 5.0733 | 0.0032744 | 6260.8435 | 1736.3555 | 7997.199 | 1078.8006 | 230.6621 | 435.3831 | 2232.3569 | 0 | 0 | 2283.6408 | 0 | 0 | 0 | 0 | 0 | 1736.3555 | 0 | 3990.1449 | 0 | 1239.5842 | 106623.9416 | 63974.3662 | -1452.6289 | -871.5774 | 0.10356 | 0.78907 | 0.14388 | 0.046014 | 0.12303 | 0.025161 | 0.25455 | -0.040316 | 0.057548 | -0.019463 | 0.078402 | 0.78907 | 0.78907 | 0.78907 | 0.78907 | -0.15099 | 0.78907
445 | SCE | SCE-13-SW-001C | 14 Watt to < 15 Watt PAR30 (Dwelling Area) LED replacing PAR30 Basecase, Total Watts = 3.42 x Msr Watts | 14 Watt to < 15 Watt PAR30 (Dwelling Area) LED replacing PAR30 Basecase, Total Watts = 3.42 x Msr Watts | 0.36806 | 0.50812 | 1003.3291 | -112.6184 | 2419.9861 | 1752.9513 | 0.60516 | 1.1067 | 1471.8547 | 804.8199 | -1529.2754 | -862.2406 | 1215.4203 | -140.9419 | 2827.4298 | 0.31502 | 1666.9013 | 0.1745 | -22.7463 | 1000.1408 | 0.1047 | -13.6478 | 1666.9013 | 0.1745 | -22.7463 | 1666.9013 | 0.1745 | -22.7463 | 1000.1408 | 0.1047 | -13.6478 | 20002.8153 | -272.9551 | 12001.6894 | -163.7731 | 0.13344 | -0.079839 | 0.2224 | -0.13307 | 1.6013 | -0.95807 | 2.6688 | -1.5968 | 0.12696 | 0 | 0.2116 | 0 | 1.5235 | 0 | 2.5392 | 0 | 0.11283 | 0.0677 | 1.354 | 0.8124 | 0.00049586 | 948.1314 | 868.1777 | 1816.3092 | 163.3717 | 34.9311 | 65.9337 | 338.0643 | 0 | 0 | 345.8307 | 0 | 0 | 0 | 0 | 0 | 868.1777 | 0 | 1995.0725 | 0 | 619.7921 | 12766.5615 | 7659.937 | -174.2104 | -104.5262 | 0.13098 | 1.0774 | 0.31593 | 0.19215 | 0.22885 | 0.10507 | 0.36912 | -0.18494 | -0.061166 | -0.097863 | 0.025915 | 1.0774 | 1.0774 | 1.0774 | 1.0774 | -0.23814 | 1.0774
446 | SCE | SCE-13-SW-001C | 17 Watt to < 18 Watt PAR30 (Common Area) LED replacing PAR30 Basecase, Total Watts = 3.42 x Msr Watts | 17 Watt to < 18 Watt PAR30 (Common Area) LED replacing PAR30 Basecase, Total Watts = 3.42 x Msr Watts | 0.65708 | 0.78669 | 8391.3275 | -886.8767 | 11420.9916 | 9539.3226 | 2.1495 | 4.6622 | 3491.3088 | 1609.6398 | -3916.5408 | -2034.8718 | 11947.9049 | -1407.6646 | 20079.563 | 0.37374 | 47576.1406 | 7.5705 | -665.0242 | 28545.6849 | 4.5423 | -399.0145 | 47576.1406 | 7.5705 | -665.0242 | 47576.1406 | 7.5705 | -665.0242 | 28545.6849 | 4.5423 | -399.0145 | 157001.2617 | -2194.5797 | 94200.7589 | -1316.7478 | 3.8086 | -2.3342 | 6.3476 | -3.8904 | 12.5683 | -7.703 | 20.9471 | -12.8383 | 3.6237 | 0 | 6.0395 | 0 | 11.9583 | 0 | 19.9304 | 0 | 3.2205 | 1.9323 | 10.6275 | 6.3765 | 0.0041471 | 7929.6828 | 1736.3555 | 9666.0382 | 1366.3569 | 292.1455 | 551.4352 | 2827.3957 | 0 | 0 | 2892.3494 | 0 | 0 | 0 | 0 | 0 | 1736.3555 | 0 | 4974.6585 | 0 | 1781.0667 | 134013.5779 | 80408.1484 | -1873.2555 | -1123.9533 | 0.10436 | 0.78907 | 0.14204 | 0.04342 | 0.11864 | 0.020018 | 0.24972 | -0.037679 | 0.060939 | -0.014277 | 0.084341 | 0.78907 | 0.78907 | 0.78907 | 0.78907 | -0.14536 | 0.78907
447 | SCE | SCE-13-SW-001C | 17 Watt to < 18 Watt PAR30 (Dwelling Area) LED replacing PAR30 Basecase, Total Watts = 3.42 x Msr Watts | 17 Watt to < 18 Watt PAR30 (Dwelling Area) LED replacing PAR30 Basecase, Total Watts = 3.42 x Msr Watts | 0.38548 | 0.56521 | 1283.6618 | -143.1371 | 2958.6962 | 2017.8617 | 0.65335 | 1.4171 | 1745.6544 | 804.8199 | -1818.1715 | -877.337 | 1544.5966 | -179.136 | 3383.3222 | 0.3371 | 2118.3537 | 0.21618 | -28.9103 | 1271.0122 | 0.12971 | -17.3462 | 2118.3537 | 0.21618 | -28.9103 | 2118.3537 | 0.21618 | -28.9103 | 1271.0122 | 0.12971 | -17.3462 | 25420.2445 | -346.9238 | 15252.147 | -208.1543 | 0.16958 | -0.10148 | 0.28263 | -0.16913 | 2.0349 | -1.2177 | 3.3916 | -2.0295 | 0.16135 | 0 | 0.26891 | 0 | 1.9362 | 0 | 3.227 | 0 | 0.14339 | 0.086035 | 1.7207 | 1.0324 | 0.00063441 | 1213.0418 | 868.1777 | 2081.2195 | 209.0182 | 44.6909 | 84.3557 | 432.5203 | 0 | 0 | 442.4566 | 0 | 0 | 0 | 0 | 0 | 868.1777 | 0 | 2487.3292 | 0 | 890.5333 | 16224.1719 | 9734.5033 | -221.4201 | -132.852 | 0.13187 | 1.0774 | 0.30394 | 0.17933 | 0.20729 | 0.082677 | 0.34756 | -0.17207 | -0.047459 | -0.075422 | 0.04919 | 1.0774 | 1.0774 | 1.0774 | 1.0774 | -0.21569 | 1.0774
448 | SCE | SCE-13-SW-001C | 18 Watt to < 19 Watt PAR38 (Common Area) LED replacing PAR38 Basecase, Total Watts = 3.81 x Msr Watts | 18 Watt to < 19 Watt PAR38 (Common Area) LED replacing PAR38 Basecase, Total Watts = 3.81 x Msr Watts | 0.73411 | 0.80883 | 9877.2165 | -1025.8131 | 12057.3369 | 10943.4661 | 3.25 | 5.499 | 2723.5106 | 1609.6398 | -3205.9335 | -2092.0627 | 14171.7851 | -1628.1864 | 23487.0648 | 0.37686 | 56431.5536 | 7.7441 | -769.2055 | 33858.9329 | 4.6465 | -461.5233 | 56431.5536 | 7.7441 | -769.2055 | 56431.5536 | 7.7441 | -769.2055 | 33858.9329 | 4.6465 | -461.5233 | 186224.1243 | -2538.3781 | 111734.4768 | -1523.0269 | 4.5175 | -2.6999 | 7.5291 | -4.4999 | 14.9076 | -8.9097 | 24.846 | -14.8495 | 4.2982 | 0 | 7.1637 | 0 | 14.1841 | 0 | 23.6401 | 0 | 3.8199 | 2.2919 | 12.6056 | 7.5634 | 0.0048815 | 9333.8263 | 1736.3555 | 11070.1818 | 1608.3037 | 343.877 | 649.0803 | 3328.055 | 0 | 0 | 3404.5103 | 0 | 0 | 0 | 0 | 0 | 1736.3555 | 0 | 3594.2559 | 0 | 1021.8452 | 158957.711 | 95374.6285 | -2166.7159 | -1300.0296 | 0.10356 | 0.78907 | 0.12642 | 0.028556 | 0.11474 | 0.016877 | 0.24626 | -0.022858 | 0.075006 | -0.01118 | 0.086685 | 0.78907 | 0.78907 | 0.78907 | 0.78907 | -0.1427 | 0.78907
449 | SCE | SCE-13-SW-001C | 20 Watt to < 21 Watt PAR38 (Common Area) LED replacing PAR38 Basecase, Total Watts = 3.81 x Msr Watts | 20 Watt to < 21 Watt PAR38 (Common Area) LED replacing PAR38 Basecase, Total Watts = 3.81 x Msr Watts | 0.72584 | 0.82718 | 11571.1291 | -1194.8522 | 14295.4771 | 12544.189 | 3.0873 | 6.4463 | 3360.928 | 1609.6398 | -3919.2003 | -2167.9121 | 16482.8762 | -1896.488 | 27130.5771 | 0.38246 | 65634.2378 | 9.1853 | -895.9594 | 39380.5434 | 5.5112 | -537.5757 | 65634.2378 | 9.1853 | -895.9594 | 65634.2378 | 9.1853 | -895.9594 | 39380.5434 | 5.5112 | -537.5757 | 216592.9815 | -2956.6661 | 129955.7915 | -1773.9997 | 5.2542 | -3.1448 | 8.7569 | -5.2414 | 17.3387 | -10.3779 | 28.8978 | -17.2965 | 4.9991 | 0 | 8.3319 | 0 | 16.4972 | 0 | 27.4953 | 0 | 4.4428 | 2.6657 | 14.6613 | 8.7968 | 0.0057187 | 10934.5492 | 1736.3555 | 12670.9046 | 1884.1229 | 402.8508 | 760.3956 | 3898.8064 | 0 | 0 | 3988.3735 | 0 | 0 | 0 | 0 | 0 | 1736.3555 | 0 | 4740.2505 | 0 | 1652.1423 | 184880.0455 | 110928.0295 | -2523.7594 | -1514.2556 | 0.10431 | 0.78907 | 0.12887 | 0.030298 | 0.11308 | 0.014511 | 0.24458 | -0.02456 | 0.074014 | -0.008772 | 0.089801 | 0.78907 | 0.78907 | 0.78907 | 0.78907 | -0.14027 | 0.78907
450 | SCE | SCE-13-SW-001C | Up to 15 Watt Exterior PAR30 (Common Area) LED replacing PAR30 Basecase, Total Watts = 3.42 x Msr Watts | Up to 15 Watt Exterior PAR30 (Common Area) LED replacing PAR30 Basecase, Total Watts = 3.42 x Msr Watts | 0 | 0 | 0 | 0 | 0 | 0 | 0 | 0 | 0 | 0 | 0 | 0 | 0 | 0 | 0 | 0 | 0 | 0 | 0 | 0 | 0 | 0 | 0 | 0 | 0 | 0 | 0 | 0 | 0 | 0 | 0 | 0 | 0 | 0 | 0 | 0 | 0 | 0 | 0 | 0 | 0 | 0 | 0 | 0 | 0 | 0 | 0 | 0 | 0 | 0 | 0 | 0 | 0 | 0 | 0 | 0 | 0 | 0 | 0 | 0 | 0 | 0 | 0 | 0 | 0 | 0 | 0 | 0 | 0 | 0 | 0 | 0 | 0 | 0 | 0 | 0 | 0 | 0 | 0 | 0 | 0 | 0 | 0 | 0 | 0 | 0 | 0 | 0 | 0 | 0 | 0 | 0 | 0 | 0 | 0 | 0 | 0
451 | SCE | SCE-13-SW-001C | Up to 15 Watt Exterior PAR30 (Dwelling Area) LED replacing PAR30 Basecase, Total Watts = 3.42 x Msr Watts | Up to 15 Watt Exterior PAR30 (Dwelling Area) LED replacing PAR30 Basecase, Total Watts = 3.42 x Msr Watts | 0 | 0 | 0 | 0 | 0 | 0 | 0 | 0 | 0 | 0 | 0 | 0 | 0 | 0 | 0 | 0 | 0 | 0 | 0 | 0 | 0 | 0 | 0 | 0 | 0 | 0 | 0 | 0 | 0 | 0 | 0 | 0 | 0 | 0 | 0 | 0 | 0 | 0 | 0 | 0 | 0 | 0 | 0 | 0 | 0 | 0 | 0 | 0 | 0 | 0 | 0 | 0 | 0 | 0 | 0 | 0 | 0 | 0 | 0 | 0 | 0 | 0 | 0 | 0 | 0 | 0 | 0 | 0 | 0 | 0 | 0 | 0 | 0 | 0 | 0 | 0 | 0 | 0 | 0 | 0 | 0 | 0 | 0 | 0 | 0 | 0 | 0 | 0 | 0 | 0 | 0 | 0 | 0 | 0 | 0 | 0 | 0
452 | SCE | SCE-13-SW-001D | Comprehensive whole house retrofit | Comprehensive whole house retrofit | 0.11382 | 0.16624 | 521503.0763 | 102910.2753 | 5485874.1896 | 3756102.2389 | 0.21387 | 0.52479 | 2919603.1388 | 1189831.1881 | -4861460.838 | -3131688.8873 | 286279.0831 | 125343.6712 | 4167724.9931 | 0.14982 | 353113.6153 | 440.4685 | 18185.561 | 211868.1734 | 264.2811 | 10911.3368 | 392348.4614 | 489.4095 | 20206.1789 | 353113.6153 | 440.4685 | 18185.561 | 211868.1734 | 264.2811 | 10911.3368 | 4943590.6138 | 254597.8544 | 2966154.4272 | 152758.7156 | 19.9335 | 63.8313 | 33.2226 | 106.3855 | 279.0695 | 893.6385 | 465.1158 | 1489.3974 | 30.7207 | 0 | 51.2011 | 0 | 430.0893 | 0 | 716.8154 | 0 | 25.2326 | 15.1395 | 353.2559 | 211.9536 | 1 | 2566271.0508 | 1283498.2687 | 3849769.3195 | 220658.4682 | 45366.327 | 51781.1443 | 2232933.4786 | 0 | 0 | 15531.6326 | 0 | 0 | 0 | 0 | 0 | 1283498.2687 | 0 | 4286448 | 0 | 1651622.388 | 2965155.5256 | 1779093.3507 | 152707.2716 | 91624.3648 | 0.29313 | 1.1232 | 2.5753 | 1.3706 | 1.7633 | 0.55856 | 1.9565 | -2.2822 | -1.0775 | -1.4702 | -0.26543 | -8.7446 | -4.1285 | -5.6332 | -1.0171 | -1.6634 | -6.3736
453 | SCE | SCE-13-SW-001F | Resource Program Ending | Resource Program Ending | 0 | 0 | 0 | 0 | 295689.2016 | 295689.2016 | 0 | 0 | 0 | 0 | -295689.2016 | -295689.2016 | 0 | 0 | 295689.2016 | 0 | 0 | 0 | 0 | 0 | 0 | 0 | 0 | 0 | 0 | 0 | 0 | 0 | 0 | 0 | 0 | 0 | 0 | 0 | 0 | 0 | 0 | 0 | 0 | 0 | 0 | 0 | 0 | 0 | 0 | 0 | 0 | 0 | 0 | 0 | 0 | 0 | 0 | 0 | 0 | 1 | 295689.2016 | 0 | 295689.2016 | 0 | 295689.2016 | 0 | 0 | 0 | 0 | 0 | 0 | 0 | 0 | 0 | 0 | 0 | 0 | 0 | 0 | 0 | 0 | 0 | 0 | 0 | 0 | 0 | 0 | 0 | 0 | 0 | 0 | 0 | 0 | 0 | 0 | 0 | 0 | 0 | 0 | 0 | 0
454 | SCE | SCE-13-SW-001G | Duct Seal High to Low Maintenance | Duct Seal High to Low Maintenance | 1.8714 | 1.9522 | 39349.4065 | 19551.2258 | 31473.9812 | 30171.1379 | 2.1528 | 2.2605 | 27359.7107 | 26056.8673 | 27426.6511 | 28729.4944 | 25063.0292 | 29174.3052 | 84408.4723 | 0.6978 | 68997.891 | 91.3307 | 9492.1949 | 41398.7346 | 54.7984 | 5695.317 | 68997.891 | 91.3307 | 9492.1949 | 68997.891 | 91.3307 | 9492.1949 | 41398.7346 | 54.7984 | 5695.317 | 344989.4549 | 47460.9746 | 206993.6729 | 28476.5848 | 3.895 | 33.3176 | 6.4916 | 55.5293 | 19.4749 | 166.588 | 32.4582 | 277.6467 | 6.0028 | 0 | 10.0046 | 0 | 30.0139 | 0 | 50.0231 | 0 | 4.9304 | 2.9582 | 24.652 | 14.7912 | 0.0053214 | 4114.2705 | 28108.1421 | 32222.4126 | 817.8676 | 264.8021 | 471.4662 | 1287.7353 | 0 | 0 | 1272.3994 | 0 | 0 | 0 | 11243.2568 | 16864.8853 | 0 | 0 | 28108.1421 | 0 | 0 | 277475.9152 | 166485.5491 | 38172.9852 | 22903.7911 | 0.23635 | 0.85362 | 0.1263 | 0.10979 | 0.12107 | 0.10456 | 0.33871 | 0.11006 | 0.12657 | 0.11528 | 0.13179 | 0.39748 | 0.45711 | 0.41637 | 0.47599 | -0.10236 | -0.36968
455 | SCE | SCE-13-SW-001G | Duct Seal High to Low Maintenance | Duct Seal High to Low Maintenance | 2.6239 | 2.7301 | 33993.6001 | 14693.7101 | 18555.2634 | 17833.6252 | 3.2127 | 3.3734 | 15154.4041 | 14432.7658 | 30132.0467 | 30853.685 | 24859.1507 | 21925.9287 | 64618.7045 | 0.75346 | 68436.6184 | 68.6776 | 7133.8525 | 41061.9711 | 41.2066 | 4280.3115 | 68436.6184 | 68.6776 | 7133.8525 | 68436.6184 | 68.6776 | 7133.8525 | 41061.9711 | 41.2066 | 4280.3115 | 342183.0921 | 35669.2623 | 205309.8553 | 21401.5574 | 3.8633 | 25.0398 | 6.4388 | 41.733 | 19.3165 | 125.1991 | 32.1942 | 208.6652 | 5.9539 | 0 | 9.9232 | 0 | 29.7697 | 0 | 49.6162 | 0 | 4.8903 | 2.9342 | 24.4515 | 14.6709 | 0.0043987 | 3400.8593 | 15568.9564 | 18969.8158 | 676.05 | 218.8856 | 389.7143 | 1064.443 | 0 | 0 | 1051.7663 | 0 | 0 | 0 | 6227.5826 | 9341.3739 | 0 | 0 | 15568.9564 | 0 | 0 | 275218.7503 | 165131.2502 | 28688.8804 | 17213.3282 | 0.20586 | 0.85362 | 0.078455 | 0.064075 | 0.075404 | 0.061024 | 0.27322 | 0.1274 | 0.14178 | 0.13045 | 0.14483 | 0.5283 | 0.58793 | 0.54095 | 0.60058 | -0.067361 | -0.27932
456 | SCE | SCE-13-SW-001G | Duct Seal High to Low Maintenance | Duct Seal High to Low Maintenance | 3.1638 | 3.2857 | 48890.4947 | 12657.0539 | 19453.5645 | 18731.9262 | 4.0614 | 4.2644 | 15154.4041 | 14432.7658 | 42093.9841 | 42815.6224 | 30334.3233 | 18886.8339 | 67953.0834 | 0.90574 | 83509.6314 | 101.6296 | 6145.0481 | 50105.7788 | 60.9778 | 3687.0289 | 83509.6314 | 101.6296 | 6145.0481 | 83509.6314 | 101.6296 | 6145.0481 | 50105.7788 | 60.9778 | 3687.0289 | 417548.1568 | 30725.2406 | 250528.8941 | 18435.1443 | 4.7142 | 21.5691 | 7.857 | 35.9485 | 23.5709 | 107.8456 | 39.2849 | 179.7427 | 7.2653 | 0 | 12.1088 | 0 | 36.3264 | 0 | 60.544 | 0 | 5.9674 | 3.5804 | 29.8369 | 17.9021 | 0.0055605 | 4299.1604 | 15568.9564 | 19868.1168 | 854.6215 | 276.702 | 492.6532 | 1345.6044 | 0 | 0 | 1329.5793 | 0 | 0 | 0 | 6227.5826 | 9341.3739 | 0 | 0 | 15568.9564 | 0 | 0 | 335835.0677 | 201501.0406 | 24712.3908 | 14827.4345 | 0.24263 | 0.85362 | 0.076689 | 0.059741 | 0.073845 | 0.056897 | 0.26788 | 0.16594 | 0.18289 | 0.16879 | 0.18573 | 0.58382 | 0.64344 | 0.59382 | 0.65345 | -0.025252 | -0.088841
457 | SCE | SCE-13-SW-001G | Duct Seal High to Low Maintenance | Duct Seal High to Low Maintenance | 3.2328 | 3.3565 | 117580.347 | 8978.9361 | 39149.106 | 37705.8294 | 4.1757 | 4.3844 | 30308.8082 | 28865.5316 | 87410.1771 | 88853.4537 | 78663.6878 | 13398.3528 | 129767.87 | 0.97527 | 216559.1602 | 131.4811 | 4359.3078 | 129935.4961 | 78.8886 | 2615.5847 | 216559.1602 | 131.4811 | 4359.3078 | 216559.1602 | 131.4811 | 4359.3078 | 129935.4961 | 78.8886 | 2615.5847 | 1082795.801 | 21796.539 | 649677.4806 | 13077.9234 | 12.2249 | 15.3012 | 20.3749 | 25.502 | 61.1247 | 76.5059 | 101.8744 | 127.5098 | 18.8405 | 0 | 31.4009 | 0 | 94.2026 | 0 | 157.0043 | 0 | 15.4747 | 9.2848 | 77.3737 | 46.4242 | 0.011434 | 8840.2978 | 31137.9129 | 39978.2106 | 1757.3451 | 568.978 | 1013.0353 | 2766.9457 | 0 | 0 | 2733.9936 | 0 | 0 | 0 | 12455.1651 | 18682.7477 | 0 | 0 | 31137.9129 | 0 | 0 | 870895.4769 | 522537.2861 | 17531.013 | 10518.6078 | 0.22502 | 0.85362 | 0.069606 | 0.053888 | 0.06704 | 0.051322 | 0.23072 | 0.15541 | 0.17113 | 0.15798 | 0.1737 | 0.58957 | 0.6492 | 0.5993 | 0.65893 | -0.0057048 | -0.021641
458 | SCE | SCE-13-SW-001G | Refrigerant Charge Adjustment Maintenance | Refrigerant Charge Adjustment Maintenance | 0.41936 | 0.43969 | 9744.4383 | -12.3281 | 23206.821 | 22134.1466 | 0.43204 | 0.45364 | 22526.1618 | 21453.4874 | -13474.7108 | -12402.0364 | 6206.5775 | -18.396 | 28322.3282 | 0.34362 | 17086.5523 | 20.7618 | -5.9853 | 10251.9314 | 12.4571 | -3.5912 | 17086.5523 | 20.7618 | -5.9853 | 17086.5523 | 20.7618 | -5.9853 | 10251.9314 | 12.4571 | -3.5912 | 85432.7616 | -29.9267 | 51259.657 | -17.956 | 0.96455 | -0.021009 | 1.6076 | -0.035014 | 4.8227 | -0.10504 | 8.0379 | -0.17507 | 1.4865 | 0 | 2.4775 | 0 | 7.4326 | 0 | 12.3877 | 0 | 1.221 | 0.73258 | 6.1048 | 3.6629 | 0.00088036 | 680.6592 | 23142.3703 | 23823.0295 | 135.3069 | 43.8085 | 77.9987 | 213.0411 | 0 | 0 | 210.504 | 0 | 0 | 0 | 9256.9481 | 13885.4222 | 0 | 0 | 23142.3703 | 0 | 0 | 68713.7922 | 41228.2753 | -24.0702 | -14.4421 | 0.23635 | 0.85362 | 0.56289 | 0.54638 | 0.53687 | 0.52036 | 0.68696 | -0.32653 | -0.31002 | -0.30051 | -0.28401 | 0.85362 | 0.85362 | 0.85362 | 0.85362 | -0.45061 | 0.85362
459 | SCE | SCE-13-SW-001G | Refrigerant Charge Adjustment Maintenance | Refrigerant Charge Adjustment Maintenance | 0.60804 | 0.63709 | 64268.4344 | -22.9741 | 105659.3474 | 100841.7221 | 0.63502 | 0.66678 | 101170.1303 | 96352.505 | -41413.8871 | -36596.2619 | 46998.8082 | -34.2819 | 147806.2485 | 0.43466 | 129386.5406 | 131.6173 | -11.154 | 77631.9244 | 78.9704 | -6.6924 | 129386.5406 | 131.6173 | -11.154 | 129386.5406 | 131.6173 | -11.154 | 77631.9244 | 78.9704 | -6.6924 | 646932.7032 | -55.7701 | 388159.6219 | -33.462 | 7.304 | -0.039151 | 12.1733 | -0.065251 | 36.5198 | -0.19575 | 60.8664 | -0.32625 | 11.2565 | 0 | 18.7609 | 0 | 56.2827 | 0 | 93.8046 | 0 | 9.2456 | 5.5474 | 46.2281 | 27.7369 | 0.0058063 | 4489.2171 | 103937.6633 | 108426.8804 | 892.4025 | 288.9344 | 514.4324 | 1405.0907 | 0 | 0 | 1388.3572 | 0 | 0 | 0 | 41575.0653 | 62362.598 | 0 | 0 | 103937.6633 | 0 | 0 | 520329.6545 | 312197.7927 | -44.856 | -26.9136 | 0.20586 | 0.85362 | 0.33844 | 0.32406 | 0.32301 | 0.30863 | 0.47344 | -0.13258 | -0.1182 | -0.11715 | -0.10277 | 0.85362 | 0.85362 | 0.85362 | 0.85362 | -0.26758 | 0.85362
460 | SCE | SCE-13-SW-001G | Refrigerant Charge Adjustment Maintenance | Refrigerant Charge Adjustment Maintenance | 0.86681 | 0.9074 | 51823.8629 | -17.4685 | 59767.018 | 57093.3481 | 0.92269 | 0.96883 | 56147.0672 | 53473.3973 | -7960.6236 | -5286.9538 | 32154.3445 | -26.0665 | 89221.6262 | 0.58065 | 88520.1042 | 97.8054 | -8.481 | 53112.0625 | 58.6833 | -5.0886 | 88520.1042 | 97.8054 | -8.481 | 88520.1042 | 97.8054 | -8.481 | 53112.0625 | 58.6833 | -5.0886 | 442600.5211 | -42.4052 | 265560.3127 | -25.4431 | 4.997 | -0.029768 | 8.3284 | -0.049614 | 24.9851 | -0.14884 | 41.6419 | -0.24807 | 7.7012 | 0 | 12.8353 | 0 | 38.506 | 0 | 64.1766 | 0 | 6.3254 | 3.7952 | 31.6271 | 18.9762 | 0.004682 | 3619.9508 | 57682.9836 | 61302.9344 | 719.6028 | 232.9868 | 414.8207 | 1133.017 | 0 | 0 | 1119.5236 | 0 | 0 | 0 | 23073.1934 | 34609.7902 | 0 | 0 | 57682.9836 | 0 | 0 | 355984.7494 | 213590.8496 | -34.1066 | -20.464 | 0.24263 | 0.85362 | 0.27982 | 0.26287 | 0.2673 | 0.25035 | 0.41772 | -0.037189 | -0.020241 | -0.024671 | -0.0077229 | 0.85362 | 0.85362 | 0.85362 | 0.85362 | -0.17509 | 0.85362
461 | SCE | SCE-13-SW-001G | Refrigerant Charge Adjustment Maintenance | Refrigerant Charge Adjustment Maintenance | 1.0173 | 1.0644 | 172299.2899 | -42.1505 | 169323.2218 | 161833.3201 | 1.0952 | 1.1499 | 157287.9369 | 149798.0351 | 2933.9176 | 10423.8194 | 115271.7942 | -62.8969 | 277042.2174 | 0.62177 | 317340.359 | 183.8146 | -20.4642 | 190404.2154 | 110.2888 | -12.2785 | 317340.359 | 183.8146 | -20.4642 | 317340.359 | 183.8146 | -20.4642 | 190404.2154 | 110.2888 | -12.2785 | 1586701.7949 | -102.3211 | 952021.077 | -61.3926 | 17.9141 | -0.071829 | 29.8568 | -0.11972 | 89.5705 | -0.35915 | 149.2842 | -0.59858 | 27.6084 | 0 | 46.014 | 0 | 138.0421 | 0 | 230.0701 | 0 | 22.6763 | 13.6058 | 113.3815 | 68.0289 | 0.015566 | 12035.2849 | 161590.5859 | 173625.8708 | 2392.4702 | 774.6133 | 1379.1582 | 3766.9523 | 0 | 0 | 3722.0909 | 0 | 0 | 0 | 64636.2343 | 96954.3515 | 0 | 0 | 161590.5859 | 0 | 0 | 1276188.3774 | 765713.0265 | -82.2971 | -49.3783 | 0.22502 | 0.85362 | 0.22113 | 0.20541 | 0.21135 | 0.19563 | 0.36181 | 0.0038867 | 0.019604 | 0.013668 | 0.029386 | 0.85362 | 0.85362 | 0.85362 | 0.85362 | -0.13679 | 0.85362
462 | SCE | SCE-13-SW-001G | Condenser Coil Cleaning Maintenance | Condenser Coil Cleaning Maintenance | 0.59907 | 0.62771 | 2436.1096 | -3.0836 | 4061.3236 | 3876.0304 | 0.62527 | 0.65653 | 3891.1589 | 3705.8656 | -1628.2977 | -1443.0044 | 1551.6444 | -4.6014 | 5423.0734 | 0.44864 | 4271.6381 | 5.19 | -1.4971 | 2562.9828 | 3.114 | -0.89826 | 4271.6381 | 5.19 | -1.4971 | 4271.6381 | 5.19 | -1.4971 | 2562.9828 | 3.114 | -0.89826 | 21358.1904 | -7.4855 | 12814.9142 | -4.4913 | 0.24114 | -0.0052548 | 0.4019 | -0.008758 | 1.2057 | -0.026274 | 2.0095 | -0.04379 | 0.37163 | 0 | 0.61938 | 0 | 1.8581 | 0 | 3.0969 | 0 | 0.30524 | 0.18314 | 1.5262 | 0.91572 | 0.00022009 | 170.1648 | 3997.6024 | 4167.7672 | 33.8267 | 10.9521 | 19.4997 | 53.2603 | 0 | 0 | 52.626 | 0 | 0 | 0 | 1599.041 | 2398.5615 | 0 | 0 | 3997.6024 | 0 | 0 | 17178.448 | 10307.0688 | -6.0206 | -3.6124 | 0.23635 | 0.85362 | 0.39403 | 0.37752 | 0.37606 | 0.35955 | 0.52615 | -0.15768 | -0.14117 | -0.1397 | -0.12319 | 0.85362 | 0.85362 | 0.85362 | 0.85362 | -0.2898 | 0.85362
463 | SCE | SCE-13-SW-001G | Condenser Coil Cleaning Maintenance | Condenser Coil Cleaning Maintenance | 0.86359 | 0.90404 | 8033.5543 | -2.8718 | 9299.1931 | 8883.0959 | 0.91905 | 0.965 | 8738.0409 | 8321.9438 | -1268.5105 | -852.4134 | 5874.851 | -4.2852 | 14753.6617 | 0.54432 | 16173.3176 | 16.4522 | -1.3943 | 9703.9905 | 9.8713 | -0.83655 | 16173.3176 | 16.4522 | -1.3943 | 16173.3176 | 16.4522 | -1.3943 | 9703.9905 | 9.8713 | -0.83655 | 80866.5879 | -6.9713 | 48519.9527 | -4.1828 | 0.913 | -0.0048938 | 1.5217 | -0.0081564 | 4.565 | -0.024469 | 7.6083 | -0.040782 | 1.4071 | 0 | 2.3451 | 0 | 7.0353 | 0 | 11.7256 | 0 | 1.1557 | 0.69342 | 5.7785 | 3.4671 | 0.00072579 | 561.1521 | 8977.0721 | 9538.2243 | 111.5503 | 36.1168 | 64.304 | 175.6363 | 0 | 0 | 173.5446 | 0 | 0 | 0 | 3590.8289 | 5386.2433 | 0 | 0 | 8977.0721 | 0 | 0 | 65041.2068 | 39024.7241 | -5.607 | -3.3642 | 0.20586 | 0.85362 | 0.23829 | 0.22391 | 0.22763 | 0.21325 | 0.37806 | -0.032432 | -0.018052 | -0.021769 | -0.0073899 | 0.85362 | 0.85362 | 0.85362 | 0.85362 | -0.1722 | 0.85362
464 | SCE | SCE-13-SW-001G | Condenser Coil Cleaning Maintenance | Condenser Coil Cleaning Maintenance | 1.2214 | 1.277 | 12955.9657 | -4.3683 | 10603.8063 | 10141.9578 | 1.3354 | 1.4021 | 9698.8186 | 9236.9701 | 2347.7911 | 2809.6396 | 8038.5861 | -6.5183 | 18174.0257 | 0.71264 | 22130.0261 | 24.4514 | -2.1208 | 13278.0156 | 14.6708 | -1.2725 | 22130.0261 | 24.4514 | -2.1208 | 22130.0261 | 24.4514 | -2.1208 | 13278.0156 | 14.6708 | -1.2725 | 110650.1303 | -10.604 | 66390.0782 | -6.3624 | 1.2493 | -0.007444 | 2.0821 | -0.012407 | 6.2463 | -0.03722 | 10.4105 | -0.062033 | 1.9253 | 0 | 3.2088 | 0 | 9.6265 | 0 | 16.0442 | 0 | 1.5814 | 0.94881 | 7.9068 | 4.7441 | 0.0011705 | 904.9877 | 9964.1321 | 10869.1198 | 179.9007 | 58.2467 | 103.7052 | 283.2542 | 0 | 0 | 279.8809 | 0 | 0 | 0 | 3985.6528 | 5978.4793 | 0 | 0 | 9964.1321 | 0 | 0 | 88996.1874 | 53397.7124 | -8.5288 | -5.1173 | 0.24263 | 0.85362 | 0.19858 | 0.18163 | 0.18993 | 0.17298 | 0.34035 | 0.04405 | 0.060998 | 0.052699 | 0.069647 | 0.85362 | 0.85362 | 0.85362 | 0.85362 | -0.097721 | 0.85362
465 | SCE | SCE-13-SW-001G | Condenser Coil Cleaning Maintenance | Condenser Coil Cleaning Maintenance | 1.427 | 1.4909 | 21537.4112 | -5.2696 | 15089.3336 | 14442.4325 | 1.585 | 1.6643 | 13584.923 | 12938.0219 | 6442.808 | 7089.7091 | 14408.9743 | -7.8633 | 28843.5435 | 0.74652 | 39667.5449 | 22.9768 | -2.5584 | 23800.5269 | 13.7861 | -1.535 | 39667.5449 | 22.9768 | -2.5584 | 39667.5449 | 22.9768 | -2.5584 | 23800.5269 | 13.7861 | -1.535 | 198337.7244 | -12.792 | 119002.6346 | -7.6752 | 2.2393 | -0.00898 | 3.7321 | -0.014967 | 11.1963 | -0.0449 | 18.6605 | -0.074833 | 3.4511 | 0 | 5.7518 | 0 | 17.2553 | 0 | 28.7588 | 0 | 2.8345 | 1.7007 | 14.1727 | 8.5036 | 0.0019458 | 1504.4106 | 13956.5418 | 15460.9524 | 299.0588 | 96.8267 | 172.3948 | 470.869 | 0 | 0 | 465.2614 | 0 | 0 | 0 | 5582.6167 | 8373.9251 | 0 | 0 | 13956.5418 | 0 | 0 | 159523.5472 | 95714.1283 | -10.2887 | -6.1732 | 0.22502 | 0.85362 | 0.15765 | 0.14193 | 0.15089 | 0.13517 | 0.30135 | 0.067368 | 0.083086 | 0.074127 | 0.089845 | 0.85362 | 0.85362 | 0.85362 | 0.85362 | -0.076333 | 0.85362
466 | SCE | SCE-13-SW-001G | Duct Seal Med to Low Maintenance | Duct Seal Med to Low Maintenance | 0.83574 | 0.87497 | 5443.7137 | 2650.6423 | 9685.3028 | 9251.0217 | 0.88755 | 0.93193 | 9119.9036 | 8685.6224 | -1590.9467 | -1156.6656 | 3467.2939 | 3955.2839 | 16673.5994 | 0.48546 | 9545.3731 | 12.6823 | 1286.897 | 5727.2239 | 7.6094 | 772.1382 | 9545.3731 | 12.6823 | 1286.897 | 9545.3731 | 12.6823 | 1286.897 | 5727.2239 | 7.6094 | 772.1382 | 47726.8654 | 6434.485 | 28636.1193 | 3860.691 | 0.53884 | 4.517 | 0.89807 | 7.5283 | 2.6942 | 22.585 | 4.4904 | 37.6417 | 0.83044 | 0 | 1.3841 | 0 | 4.1522 | 0 | 6.9203 | 0 | 0.68209 | 0.40925 | 3.4104 | 2.0463 | 0.00073129 | 565.3992 | 9369.3807 | 9934.7799 | 112.3946 | 36.3901 | 64.7907 | 176.9656 | 0 | 0 | 174.8581 | 0 | 0 | 0 | 3747.7523 | 5621.6284 | 0 | 0 | 9369.3807 | 0 | 0 | 38386.8419 | 23032.1052 | 5175.273 | 3105.1638 | 0.23635 | 0.85362 | 0.28281 | 0.2663 | 0.27013 | 0.25362 | 0.48687 | -0.046455 | -0.029946 | -0.033774 | -0.017265 | -0.16778 | -0.10815 | -0.12198 | -0.062354 | -0.25051 | -0.90476
467 | SCE | SCE-13-SW-001G | Duct Seal Med to Low Maintenance | Duct Seal Med to Low Maintenance | 1.2034 | 1.2583 | 13933.7725 | 5977.1004 | 16545.1993 | 15823.561 | 1.3139 | 1.3796 | 15154.4041 | 14432.7658 | 3365.6736 | 4087.3119 | 10189.6165 | 8919.0188 | 34932.1964 | 0.56999 | 28051.7588 | 27.8091 | 2901.9051 | 16831.0553 | 16.6855 | 1741.1431 | 28051.7588 | 27.8091 | 2901.9051 | 28051.7588 | 27.8091 | 2901.9051 | 16831.0553 | 16.6855 | 1741.1431 | 140258.7941 | 14509.5255 | 84155.2764 | 8705.7153 | 1.5835 | 10.1857 | 2.6392 | 16.9761 | 7.9177 | 50.9284 | 13.1962 | 84.8807 | 2.4405 | 0 | 4.0675 | 0 | 12.2024 | 0 | 20.3374 | 0 | 2.0045 | 1.2027 | 10.0225 | 6.0135 | 0.0017988 | 1390.7952 | 15568.9564 | 16959.7516 | 276.4734 | 89.5142 | 159.3753 | 435.3083 | 0 | 0 | 430.1241 | 0 | 0 | 0 | 6227.5826 | 9341.3739 | 0 | 0 | 15568.9564 | 0 | 0 | 112810.5126 | 67686.3076 | 11670.0491 | 7002.0295 | 0.20586 | 0.85362 | 0.17106 | 0.15668 | 0.1636 | 0.14922 | 0.36116 | 0.034798 | 0.049177 | 0.042259 | 0.056638 | 0.14429 | 0.20392 | 0.17523 | 0.23486 | -0.15531 | -0.644
468 | SCE | SCE-13-SW-001G | Duct Seal Med to Low Maintenance | Duct Seal Med to Low Maintenance | 1.4702 | 1.5358 | 9858.8142 | 2555.7509 | 8444.3724 | 8083.5532 | 1.6384 | 1.7203 | 7577.2021 | 7216.3829 | 3970.1928 | 4331.0119 | 6116.9448 | 3813.687 | 18014.1851 | 0.68915 | 16839.7957 | 20.4833 | 1240.8268 | 10103.8774 | 12.29 | 744.4961 | 16839.7957 | 20.4833 | 1240.8268 | 16839.7957 | 20.4833 | 1240.8268 | 10103.8774 | 12.29 | 744.4961 | 84198.9785 | 6204.1342 | 50519.3871 | 3722.4805 | 0.95062 | 4.3553 | 1.5844 | 7.2588 | 4.7531 | 21.7765 | 7.9218 | 36.2942 | 1.4651 | 0 | 2.4418 | 0 | 7.3253 | 0 | 12.2088 | 0 | 1.2033 | 0.722 | 6.0166 | 3.61 | 0.0011216 | 867.1703 | 7784.4782 | 8651.6485 | 172.383 | 55.8127 | 99.3716 | 271.4177 | 0 | 0 | 268.1853 | 0 | 0 | 0 | 3113.7913 | 4670.6869 | 0 | 0 | 7784.4782 | 0 | 0 | 67721.4572 | 40632.8743 | 4990.0012 | 2994.0007 | 0.24263 | 0.85362 | 0.16504 | 0.14809 | 0.15799 | 0.14104 | 0.35207 | 0.077594 | 0.094542 | 0.084646 | 0.10159 | 0.27299 | 0.33262 | 0.2978 | 0.35743 | -0.10944 | -0.38503
469 | SCE | SCE-13-SW-001G | Duct Seal Med to Low Maintenance | Duct Seal Med to Low Maintenance | 1.53 | 1.5979 | 24145.9639 | 1813.8887 | 16967.7269 | 16246.0886 | 1.713 | 1.7987 | 15154.4041 | 14432.7658 | 8992.1258 | 9713.7641 | 16154.1501 | 2706.6816 | 35106.9203 | 0.73945 | 44471.97 | 26.7182 | 880.6499 | 26683.182 | 16.0309 | 528.39 | 44471.97 | 26.7182 | 880.6499 | 44471.97 | 26.7182 | 880.6499 | 26683.182 | 16.0309 | 528.39 | 222359.8502 | 4403.2496 | 133415.9101 | 2641.9498 | 2.5105 | 3.0911 | 4.1841 | 5.1518 | 12.5524 | 15.4554 | 20.9206 | 25.759 | 3.869 | 0 | 6.4484 | 0 | 19.3452 | 0 | 32.2419 | 0 | 3.1778 | 1.9067 | 15.8892 | 9.5335 | 0.0023453 | 1813.3228 | 15568.9564 | 17382.2792 | 360.4668 | 116.7088 | 207.7939 | 567.5562 | 0 | 0 | 560.797 | 0 | 0 | 0 | 6227.5826 | 9341.3739 | 0 | 0 | 15568.9564 | 0 | 0 | 178844.6055 | 107306.7633 | 3541.5451 | 2124.9271 | 0.22502 | 0.85362 | 0.14708 | 0.13136 | 0.14082 | 0.1251 | 0.3043 | 0.077943 | 0.093661 | 0.084198 | 0.099916 | 0.29568 | 0.35531 | 0.31941 | 0.37904 | -0.079286 | -0.30078
470 | SCE | SCE-13-SW-001G | Air Flow Adjustment Maintenance | Air Flow Adjustment Maintenance | 0.32588 | 0.34178 | 609.0274 | -0.7709 | 1866.5219 | 1779.6657 | 0.33348 | 0.35015 | 1823.9807 | 1737.1245 | -1258.2654 | -1171.4092 | 387.9111 | -1.1503 | 2166.4264 | 0.28076 | 1067.9095 | 1.2973 | -0.37428 | 640.7457 | 0.77837 | -0.22457 | 1067.9095 | 1.2973 | -0.37428 | 1067.9095 | 1.2973 | -0.37428 | 640.7457 | 0.77837 | -0.22457 | 5339.5476 | -1.8714 | 3203.7286 | -1.1228 | 0.060284 | -0.0013137 | 0.10047 | -0.0021895 | 0.30142 | -0.0065685 | 0.50237 | -0.010948 | 0.092907 | 0 | 0.15485 | 0 | 0.46454 | 0 | 0.77423 | 0 | 0.07631 | 0.045786 | 0.38155 | 0.22893 | 5.5023e-05 | 42.5412 | 1873.8761 | 1916.4173 | 8.4567 | 2.738 | 4.8749 | 13.3151 | 0 | 0 | 13.1565 | 0 | 0 | 0 | 749.5505 | 1124.3257 | 0 | 0 | 1873.8761 | 0 | 0 | 4294.612 | 2576.7672 | -1.5052 | -0.90309 | 0.23635 | 0.85362 | 0.72437 | 0.70786 | 0.69066 | 0.67415 | 0.84075 | -0.48801 | -0.4715 | -0.45431 | -0.4378 | 0.85362 | 0.85362 | 0.85362 | 0.85362 | -0.6044 | 0.85362
471 | SCE | SCE-13-SW-001G | Air Flow Adjustment Maintenance | Air Flow Adjustment Maintenance | 0.47393 | 0.4968 | 2008.3886 | -0.71794 | 4236.2447 | 4041.1992 | 0.49016 | 0.51467 | 4095.9567 | 3900.9111 | -2228.5741 | -2033.5285 | 1468.7128 | -1.0713 | 5508.8406 | 0.36445 | 4043.3294 | 4.113 | -0.34856 | 2425.9976 | 2.4678 | -0.20914 | 4043.3294 | 4.113 | -0.34856 | 4043.3294 | 4.113 | -0.34856 | 2425.9976 | 2.4678 | -0.20914 | 20216.647 | -1.7428 | 12129.9882 | -1.0457 | 0.22825 | -0.0012235 | 0.38042 | -0.0020391 | 1.1412 | -0.0061173 | 1.9021 | -0.010195 | 0.35177 | 0 | 0.58628 | 0 | 1.7588 | 0 | 2.9314 | 0 | 0.28893 | 0.17336 | 1.4446 | 0.86678 | 0.00018145 | 140.288 | 4208.0026 | 4348.2906 | 27.8876 | 9.0292 | 16.076 | 43.9091 | 0 | 0 | 43.3862 | 0 | 0 | 0 | 1683.201 | 2524.8015 | 0 | 0 | 4208.0026 | 0 | 0 | 16260.3017 | 9756.181 | -1.4018 | -0.84105 | 0.20586 | 0.85362 | 0.43421 | 0.41983 | 0.41422 | 0.39984 | 0.56465 | -0.22835 | -0.21397 | -0.20836 | -0.19398 | 0.85362 | 0.85362 | 0.85362 | 0.85362 | -0.35879 | 0.85362
472 | SCE | SCE-13-SW-001G | Air Flow Adjustment Maintenance | Air Flow Adjustment Maintenance | 0.67844 | 0.71068 | 3238.9914 | -1.0932 | 4772.5682 | 4556.0767 | 0.7122 | 0.74781 | 4546.3212 | 4329.8297 | -1534.6699 | -1318.1784 | 2009.6465 | -1.6312 | 6564.092 | 0.49327 | 5532.5065 | 6.1128 | -0.53075 | 3319.5039 | 3.6677 | -0.31845 | 5532.5065 | 6.1128 | -0.53075 | 5532.5065 | 6.1128 | -0.53075 | 3319.5039 | 3.6677 | -0.31845 | 27662.5326 | -2.6537 | 16597.5195 | -1.5922 | 0.31231 | -0.0018629 | 0.52052 | -0.0031049 | 1.5616 | -0.0093146 | 2.6026 | -0.015524 | 0.48132 | 0 | 0.80221 | 0 | 2.4066 | 0 | 4.011 | 0 | 0.39534 | 0.2372 | 1.9767 | 1.186 | 0.00029263 | 226.2469 | 4670.6869 | 4896.9339 | 44.9752 | 14.5617 | 25.9263 | 70.8136 | 0 | 0 | 69.9702 | 0 | 0 | 0 | 1868.2748 | 2802.4122 | 0 | 0 | 4670.6869 | 0 | 0 | 22249.0468 | 13349.4281 | -2.1344 | -1.2806 | 0.24263 | 0.85362 | 0.35751 | 0.34056 | 0.34129 | 0.32435 | 0.49171 | -0.11488 | -0.097932 | -0.098662 | -0.081714 | 0.85362 | 0.85362 | 0.85362 | 0.85362 | -0.24908 | 0.85362
473 | SCE | SCE-13-SW-001G | Air Flow Adjustment Maintenance | Air Flow Adjustment Maintenance | 0.79819 | 0.83577 | 10768.7056 | -2.6348 | 13488.0706 | 12881.6009 | 0.84533 | 0.8876 | 12735.8653 | 12129.3956 | -2721.9998 | -2115.53 | 7204.4871 | -3.9316 | 20082.1564 | 0.5361 | 19833.7724 | 11.4884 | -1.2792 | 11900.2635 | 6.893 | -0.76752 | 19833.7724 | 11.4884 | -1.2792 | 19833.7724 | 11.4884 | -1.2792 | 11900.2635 | 6.893 | -0.76752 | 99168.8622 | -6.396 | 59501.3173 | -3.8376 | 1.1196 | -0.00449 | 1.8661 | -0.0074833 | 5.5982 | -0.02245 | 9.3303 | -0.037417 | 1.7255 | 0 | 2.8759 | 0 | 8.6276 | 0 | 14.3794 | 0 | 1.4173 | 0.85036 | 7.0863 | 4.2518 | 0.0009729 | 752.2053 | 13084.258 | 13836.4633 | 149.5294 | 48.4133 | 86.1974 | 235.4345 | 0 | 0 | 232.6307 | 0 | 0 | 0 | 5233.7032 | 7850.5548 | 0 | 0 | 13084.258 | 0 | 0 | 79761.7736 | 47857.0642 | -5.1443 | -3.0866 | 0.22502 | 0.85362 | 0.28184 | 0.26612 | 0.26917 | 0.25345 | 0.41963 | -0.056823 | -0.041105 | -0.04415 | -0.028432 | 0.85362 | 0.85362 | 0.85362 | 0.85362 | -0.19461 | 0.85362
474 | SCE | SCE-13-SW-001G | Evaporator Coil Cleaning Maintenance | Evaporator Coil Cleaning Maintenance | 0.21938 | 0.23018 | 557.3045 | -0.19922 | 2539.405 | 2420.3347 | 0.2228 | 0.23394 | 2500.4767 | 2381.4064 | -1982.2997 | -1863.2294 | 407.5507 | -0.29728 | 2827.5881 | 0.19702 | 1121.9768 | 1.1413 | -0.096722 | 673.1861 | 0.68479 | -0.058033 | 1121.9768 | 1.1413 | -0.096722 | 1121.9768 | 1.1413 | -0.096722 | 673.1861 | 0.68479 | -0.058033 | 5609.8842 | -0.48361 | 3365.9305 | -0.29017 | 0.063336 | -0.00033949 | 0.10556 | -0.00056582 | 0.31668 | -0.0016975 | 0.5278 | -0.0028291 | 0.097611 | 0 | 0.16269 | 0 | 0.48806 | 0 | 0.81343 | 0 | 0.080174 | 0.048104 | 0.40087 | 0.24052 | 5.035e-05 | 38.9283 | 2568.8778 | 2607.8061 | 7.7385 | 2.5055 | 4.4609 | 12.1843 | 0 | 0 | 12.0392 | 0 | 0 | 0 | 1027.5511 | 1541.3267 | 0 | 0 | 2568.8778 | 0 | 0 | 4512.0445 | 2707.2267 | -0.38897 | -0.23338 | 0.20586 | 0.85362 | 0.93801 | 0.92363 | 0.89403 | 0.87965 | 1.0445 | -0.73215 | -0.71777 | -0.68817 | -0.67379 | 0.85362 | 0.85362 | 0.85362 | 0.85362 | -0.8386 | 0.85362
475 | SCE | SCE-13-SW-001G | Evaporator Coil Cleaning Maintenance | Evaporator Coil Cleaning Maintenance | 0.31657 | 0.33203 | 809.7479 | -0.2733 | 2557.0384 | 2437.9681 | 0.32373 | 0.33991 | 2500.4767 | 2381.4064 | -1747.5638 | -1628.4935 | 502.4116 | -0.40781 | 2939.9719 | 0.27533 | 1383.1266 | 1.5282 | -0.13269 | 829.876 | 0.91693 | -0.079612 | 1383.1266 | 1.5282 | -0.13269 | 1383.1266 | 1.5282 | -0.13269 | 829.876 | 0.91693 | -0.079612 | 6915.6331 | -0.66343 | 4149.3799 | -0.39806 | 0.078079 | -0.00046573 | 0.13013 | -0.00077622 | 0.39039 | -0.0023286 | 0.65065 | -0.0038811 | 0.12033 | 0 | 0.20055 | 0 | 0.60166 | 0 | 1.0028 | 0 | 0.098835 | 0.059301 | 0.49417 | 0.2965 | 7.3157e-05 | 56.5617 | 2568.8778 | 2625.4395 | 11.2438 | 3.6404 | 6.4816 | 17.7034 | 0 | 0 | 17.4926 | 0 | 0 | 0 | 1027.5511 | 1541.3267 | 0 | 0 | 2568.8778 | 0 | 0 | 5562.2617 | 3337.357 | -0.5336 | -0.32016 | 0.24263 | 0.85362 | 0.76619 | 0.74924 | 0.73051 | 0.71356 | 0.88093 | -0.52356 | -0.50661 | -0.48788 | -0.47093 | 0.85362 | 0.85362 | 0.85362 | 0.85362 | -0.6383 | 0.85362
476 | SCE | SCE-13-SW-001G | Evaporator Coil Cleaning Maintenance | Evaporator Coil Cleaning Maintenance | 0.3742 | 0.39239 | 1922.0522 | -0.47027 | 5135.2107 | 4897.0701 | 0.38424 | 0.40346 | 5000.9534 | 4762.8127 | -3213.6288 | -2975.4882 | 1285.8927 | -0.70174 | 6182.261 | 0.31082 | 3540.0304 | 2.0505 | -0.22832 | 2124.0182 | 1.2303 | -0.13699 | 3540.0304 | 2.0505 | -0.22832 | 3540.0304 | 2.0505 | -0.22832 | 2124.0182 | 1.2303 | -0.13699 | 17700.152 | -1.1416 | 10620.0912 | -0.68496 | 0.19984 | -0.0008014 | 0.33306 | -0.0013357 | 0.99919 | -0.004007 | 1.6653 | -0.0066783 | 0.30798 | 0 | 0.5133 | 0 | 1.5399 | 0 | 2.5665 | 0 | 0.25296 | 0.15178 | 1.2648 | 0.75888 | 0.00017365 | 134.2573 | 5137.7556 | 5272.013 | 26.6887 | 8.6411 | 15.3849 | 42.0215 | 0 | 0 | 41.5211 | 0 | 0 | 0 | 2055.1022 | 3082.6534 | 0 | 0 | 5137.7556 | 0 | 0 | 14236.2782 | 8541.7669 | -0.91819 | -0.55091 | 0.22502 | 0.85362 | 0.60119 | 0.58547 | 0.57331 | 0.55759 | 0.72377 | -0.37617 | -0.36045 | -0.34829 | -0.33257 | 0.85362 | 0.85362 | 0.85362 | 0.85362 | -0.49875 | 0.85362
477 | SCE | SCE-13-SW-001G | Air Conditioner - Efficient Fan Control | Air Conditioner - Efficient Fan Control | 2.9924 | 3.1096 | 1198352.684 | 0 | 400460.1676 | 385376.6445 | 3.7832 | 3.9724 | 316753.9841 | 301670.4611 | 797892.5164 | 812976.0395 | 763273.223 | 0 | 1148649.8676 | 1.0433 | 1400848.0296 | 730.5898 | 0 | 1260763.2267 | 657.5308 | 0 | 1400848.0296 | 730.5898 | 0 | 1400848.0296 | 730.5898 | 0 | 1260763.2267 | 657.5308 | 0 | 7004240.1481 | 0 | 6303816.1333 | 0 | 118.6184 | 0 | 131.7982 | 0 | 593.0921 | 0 | 658.9912 | 0 | 182.8093 | 0 | 203.1215 | 0 | 914.0467 | 0 | 1015.6074 | 0 | 100.1009 | 90.0908 | 500.5045 | 450.4541 | 0.10827 | 83706.1835 | 325418.8648 | 409125.0483 | 16639.7845 | 5387.4858 | 9592.1341 | 26199.3965 | 0 | 0 | 25887.3826 | 0 | 0 | 0 | 130167.5459 | 195251.3189 | 0 | 0 | 325418.8648 | 0 | 0 | 5633528.5548 | 5070175.6993 | 0 | 0 | 0.23635 | 0 | 0.078983 | 0.062474 | 0.076009 | 0.059499 | 0.22655 | 0.15737 | 0.17388 | 0.16034 | 0.17685 | 0 | 0 | 0 | 0 | 0.009803 | 0
478 | SCE | SCE-13-SW-001G | Air Conditioner - Efficient Fan Control | Air Conditioner - Efficient Fan Control | 3.0805 | 3.2001 | 866816.1521 | 0 | 281388.3429 | 270872.1366 | 3.9251 | 4.1213 | 220840.3316 | 210324.1253 | 585427.8091 | 595944.0154 | 633893.2404 | 0 | 904765.377 | 0.95806 | 1163394.7975 | 660.5002 | 0 | 1047055.3178 | 594.4502 | 0 | 1163394.7975 | 660.5002 | 0 | 1163394.7975 | 660.5002 | 0 | 1047055.3178 | 594.4502 | 0 | 5816973.9877 | 0 | 5235276.589 | 0 | 98.5118 | 0 | 109.4575 | 0 | 492.5589 | 0 | 547.2877 | 0 | 151.8219 | 0 | 168.691 | 0 | 759.1096 | 0 | 843.4551 | 0 | 83.1331 | 74.8198 | 415.6656 | 374.0991 | 0.078313 | 60548.0113 | 226881.4714 | 287429.4828 | 12036.2179 | 3896.9828 | 6938.372 | 18951.0653 | 0 | 0 | 18725.3733 | 0 | 0 | 0 | 90752.5886 | 136128.8829 | 0 | 0 | 226881.4714 | 0 | 0 | 4678607.2964 | 4210746.5667 | 0 | 0 | 0.20586 | 0 | 0.066826 | 0.052447 | 0.064329 | 0.049949 | 0.21487 | 0.13903 | 0.15341 | 0.14153 | 0.15591 | 0 | 0 | 0 | 0 | -0.0090125 | 0
479 | SCE | SCE-13-SW-001G | Air Conditioner - Efficient Fan Control | Air Conditioner - Efficient Fan Control | 3.3297 | 3.456 | 789043.4662 | 0 | 236968.3574 | 228308.6979 | 4.3389 | 4.5559 | 181852.8492 | 173193.1897 | 552075.1088 | 560734.7683 | 489565.5021 | 0 | 717874.2 | 1.0991 | 898507.7012 | 502.1432 | 0 | 808656.9311 | 451.9289 | 0 | 898507.7012 | 502.1432 | 0 | 898507.7012 | 502.1432 | 0 | 808656.9311 | 451.9289 | 0 | 4492538.5059 | 0 | 4043284.6553 | 0 | 76.0822 | 0 | 84.5357 | 0 | 380.4109 | 0 | 422.6787 | 0 | 117.2544 | 0 | 130.2827 | 0 | 586.272 | 0 | 651.4134 | 0 | 64.205 | 57.7845 | 321.0249 | 288.9225 | 0.071286 | 55115.5082 | 186827.4772 | 241942.9854 | 10956.3015 | 3547.3367 | 6315.8458 | 17250.7333 | 0 | 0 | 17045.2909 | 0 | 0 | 0 | 74730.9909 | 112096.4863 | 0 | 0 | 186827.4772 | 0 | 0 | 3613360.3962 | 3252024.3566 | 0 | 0 | 0.24263 | 0 | 0.072868 | 0.05592 | 0.070205 | 0.053257 | 0.22075 | 0.16976 | 0.18671 | 0.17243 | 0.18937 | 0 | 0 | 0 | 0 | 0.021885 | 0
480 | SCE | SCE-13-SW-001G | Air Conditioner - Efficient Fan Control | Air Conditioner - Efficient Fan Control | 5.1222 | 5.2837 | 3212402.1266 | 0 | 627158.71 | 607979.2303 | 7.9758 | 8.3746 | 402769.0746 | 383589.5949 | 2585243.4165 | 2604422.8963 | 2149163.568 | 0 | 2757142.7983 | 1.1651 | 3944395.6094 | 827.7316 | 0 | 3549956.0484 | 744.9584 | 0 | 3944395.6094 | 827.7316 | 0 | 3944395.6094 | 827.7316 | 0 | 3549956.0484 | 744.9584 | 0 | 19721978.0469 | 0 | 17749780.2422 | 0 | 333.9962 | 0 | 371.1069 | 0 | 1669.9811 | 0 | 1855.5346 | 0 | 514.7399 | 0 | 571.9332 | 0 | 2573.6994 | 0 | 2859.6661 | 0 | 281.8561 | 253.6705 | 1409.2805 | 1268.3525 | 0.29022 | 224389.6354 | 413786.9186 | 638176.554 | 44605.9661 | 14442.1348 | 25713.4584 | 70232.243 | 0 | 0 | 69395.833 | 0 | 0 | 0 | 165514.7674 | 248272.1511 | 0 | 0 | 413786.9186 | 0 | 0 | 15862438.1997 | 14276194.3797 | 0 | 0 | 0.22502 | 0 | 0.04393 | 0.028213 | 0.042587 | 0.026869 | 0.19313 | 0.18109 | 0.19681 | 0.18243 | 0.19815 | 0 | 0 | 0 | 0 | 0.031889 | 0
481 | SCE | SCE-13-SW-001G | Central AC Brushless Fan Motor replacing Permanent Split Capacitor (PSC) Motor | Central AC Brushless Fan Motor replacing Permanent Split Capacitor (PSC) Motor | 0.2296 | 0.24087 | 4753.5969 | -269.3857 | 19530.774 | 18616.5488 | 0.23357 | 0.24525 | 19198.7303 | 18284.5051 | -15046.5628 | -14132.3376 | 5161.7715 | -401.9769 | 23376.3434 | 0.19183 | 14210.2274 | 18.947 | -130.7878 | 8526.1364 | 11.3682 | -78.4727 | 14210.2274 | 18.947 | -130.7878 | 14210.2274 | 18.947 | -130.7878 | 8526.1364 | 11.3682 | -78.4727 | 71051.137 | -653.9389 | 42630.6822 | -392.3634 | 0.88591 | -0.45907 | 1.4765 | -0.76511 | 4.4296 | -2.2953 | 7.3826 | -3.8255 | 1.1752 | 0 | 1.9587 | 0 | 5.876 | 0 | 9.7934 | 0 | 0.9942 | 0.59652 | 4.971 | 2.9826 | 0.00042946 | 332.0437 | 19723.9162 | 20055.9599 | 66.0063 | 21.371 | 38.0498 | 103.9271 | 0 | 0 | 102.6895 | 0 | 0 | 0 | 7889.5665 | 11834.3497 | 0 | 0 | 19723.9162 | 0 | 0 | 57146.6142 | 34287.9685 | -525.9648 | -315.5789 | 0.13864 | 0.85362 | 0.56961 | 0.55993 | 0.54295 | 0.53326 | 0.68177 | -0.43097 | -0.42129 | -0.40431 | -0.39463 | 0.85362 | 0.85362 | 0.85362 | 0.85362 | -0.54313 | 0.85362
482 | SCE | SCE-13-SW-001G | Central AC Brushless Fan Motor replacing Permanent Split Capacitor (PSC) Motor | Central AC Brushless Fan Motor replacing Permanent Split Capacitor (PSC) Motor | 0.31704 | 0.3325 | 11157.3315 | -745.3926 | 32841.2309 | 31314.4747 | 0.32475 | 0.34098 | 32061.8797 | 30535.1235 | -22429.292 | -20902.5358 | 13959.7706 | -1112.2735 | 44161.9718 | 0.23577 | 38430.8984 | 31.4813 | -361.891 | 23058.539 | 18.8888 | -217.1346 | 38430.8984 | 31.4813 | -361.891 | 38430.8984 | 31.4813 | -361.891 | 23058.539 | 18.8888 | -217.1346 | 192154.492 | -1809.4548 | 115292.6952 | -1085.6729 | 2.3959 | -1.2702 | 3.9932 | -2.1171 | 11.9796 | -6.3512 | 19.9659 | -10.5853 | 3.1783 | 0 | 5.2971 | 0 | 15.8914 | 0 | 26.4857 | 0 | 2.6888 | 1.6133 | 13.4438 | 8.0663 | 0.001008 | 779.3512 | 32938.94 | 33718.2912 | 154.9257 | 50.1605 | 89.3081 | 243.931 | 0 | 0 | 241.026 | 0 | 0 | 0 | 13175.576 | 19763.364 | 0 | 0 | 32938.94 | 0 | 0 | 154550.3573 | 92730.2144 | -1455.3492 | -873.2095 | 0.12032 | 0.85362 | 0.35416 | 0.34575 | 0.33769 | 0.32929 | 0.47624 | -0.23384 | -0.22543 | -0.21737 | -0.20897 | 0.85362 | 0.85362 | 0.85362 | 0.85362 | -0.35592 | 0.85362
483 | SCE | SCE-13-SW-001G | Central AC Brushless Fan Motor replacing Permanent Split Capacitor (PSC) Motor | Central AC Brushless Fan Motor replacing Permanent Split Capacitor (PSC) Motor | 0.31034 | 0.32549 | 10836.8845 | -651.7238 | 32818.8473 | 31292.0912 | 0.31767 | 0.33356 | 32061.8797 | 30535.1235 | -22633.6866 | -21106.9305 | 11865.805 | -972.5011 | 42185.395 | 0.24144 | 32666.2636 | 27.2219 | -316.4144 | 19599.7582 | 16.3331 | -189.8486 | 32666.2636 | 27.2219 | -316.4144 | 32666.2636 | 27.2219 | -316.4144 | 19599.7582 | 16.3331 | -189.8486 | 163331.3182 | -1582.072 | 97998.7909 | -949.2432 | 2.0365 | -1.1106 | 3.3942 | -1.851 | 10.1826 | -5.5531 | 16.971 | -9.2551 | 2.7015 | 0 | 4.5026 | 0 | 13.5077 | 0 | 22.5128 | 0 | 2.2854 | 1.3713 | 11.4272 | 6.8563 | 0.00097906 | 756.9677 | 32938.94 | 33695.9077 | 150.4761 | 48.7198 | 86.7431 | 236.9251 | 0 | 0 | 234.1035 | 0 | 0 | 0 | 13175.576 | 19763.364 | 0 | 0 | 32938.94 | 0 | 0 | 131367.8037 | 78820.6822 | -1272.4646 | -763.4788 | 0.13749 | 0.85362 | 0.41637 | 0.40677 | 0.397 | 0.3874 | 0.53521 | -0.27889 | -0.26928 | -0.25952 | -0.24991 | 0.85362 | 0.85362 | 0.85362 | 0.85362 | -0.39772 | 0.85362
484 | SCE | SCE-13-SW-001G | Central AC Brushless Fan Motor replacing Permanent Split Capacitor (PSC) Motor | Central AC Brushless Fan Motor replacing Permanent Split Capacitor (PSC) Motor | 0.58679 | 0.61486 | 67112.0043 | -338.9548 | 113793.4912 | 108597.9842 | 0.612 | 0.6426 | 109105.6478 | 103910.1407 | -47020.4417 | -41824.9346 | 76403.3844 | -505.7878 | 184495.5807 | 0.36192 | 210336.6014 | 117.7013 | -164.5639 | 126201.9609 | 70.6208 | -98.7383 | 210336.6014 | 117.7013 | -164.5639 | 210336.6014 | 117.7013 | -164.5639 | 126201.9609 | 70.6208 | -98.7383 | 1051683.0071 | -822.8193 | 631009.8043 | -493.6916 | 13.1131 | -0.57762 | 21.8552 | -0.9627 | 65.5655 | -2.8881 | 109.2758 | -4.8135 | 17.3951 | 0 | 28.9918 | 0 | 86.9755 | 0 | 144.9592 | 0 | 14.7159 | 8.8295 | 73.5793 | 44.1476 | 0.0060632 | 4687.8434 | 112090.2587 | 116778.1022 | 931.887 | 301.7183 | 537.1936 | 1467.2592 | 0 | 0 | 1449.7853 | 0 | 0 | 0 | 44836.1035 | 67254.1552 | 0 | 0 | 112090.2587 | 0 | 0 | 845871.3759 | 507522.8255 | -661.7957 | -397.0774 | 0.13223 | 0.85362 | 0.22421 | 0.21498 | 0.21398 | 0.20474 | 0.36352 | -0.091979 | -0.082742 | -0.081742 | -0.072505 | 0.85362 | 0.85362 | 0.85362 | 0.85362 | -0.23129 | 0.85362
485 | SCE | SCE-13-SW-001G | Window Evap Cooler | Window Evap Cooler | 1.2269 | 1.2806 | 559772.0755 | -158448.5024 | 327097.6175 | 313383.4768 | 1.3935 | 1.4632 | 287996.9548 | 274282.8141 | 74225.9556 | 87940.0963 | 405510.821 | -190604.912 | 528289.3859 | 0.75967 | 382406.4036 | 0 | -21138.888 | 286804.8027 | 0 | -15854.166 | 382406.4036 | 0 | -21138.888 | 382406.4036 | 0 | -21138.888 | 286804.8027 | 0 | -15854.166 | 5736096.0547 | -317083.3207 | 4302072.041 | -237812.4905 | 26.9839 | -92.7469 | 35.9786 | -123.6625 | 404.7588 | -1391.2031 | 539.6783 | -1854.9374 | 41.5864 | 0 | 55.4485 | 0 | 623.7959 | 0 | 831.7279 | 0 | 27.3258 | 20.4943 | 409.8863 | 307.4147 | 0.050573 | 39100.6627 | 295875.1801 | 334975.8428 | 7772.7424 | 2516.5915 | 4480.6582 | 12238.2089 | 0 | 0 | 12092.4616 | 0 | 0 | 0 | 118350.072 | 177525.1081 | 0 | 0 | 295875.1801 | 0 | 0 | 3337436.2218 | 2503077.1664 | -184488.7794 | -138366.5846 | 0.22363 | 1.1451 | 0.13068 | 0.11506 | 0.1252 | 0.10958 | 0.21106 | 0.092955 | 0.10858 | 0.098434 | 0.11406 | 1.1451 | 1.1451 | 1.1451 | 1.1451 | 0.012578 | 1.1451
486 | SCE | SCE-13-SW-001G | Window Evap Cooler | Window Evap Cooler | 2.016 | 2.0965 | 495404.1667 | -135333.5365 | 178602.9746 | 171745.9043 | 2.5005 | 2.6255 | 143998.4774 | 137141.4071 | 181467.6556 | 188324.7259 | 305606.457 | -162798.8679 | 314553.4934 | 1.1447 | 288194.1988 | 599.7636 | -18055.0806 | 216145.6491 | 449.8227 | -13541.3104 | 288194.1988 | 599.7636 | -18055.0806 | 288194.1988 | 599.7636 | -18055.0806 | 216145.6491 | 449.8227 | -13541.3104 | 4322912.982 | -270826.2086 | 3242184.7365 | -203119.6565 | 20.336 | -79.2167 | 27.1146 | -105.6222 | 305.0397 | -1188.25 | 406.7196 | -1584.3333 | 31.3409 | 0 | 41.7879 | 0 | 470.1134 | 0 | 626.8178 | 0 | 20.5936 | 15.4452 | 308.904 | 231.678 | 0.044757 | 34604.4972 | 147937.5901 | 182542.0872 | 6878.9587 | 2227.2099 | 3965.4296 | 10830.9435 | 0 | 0 | 10701.9556 | 0 | 0 | 0 | 59175.036 | 88762.554 | 0 | 0 | 147937.5901 | 0 | 0 | 2515203.0636 | 1886402.2977 | -157574.9761 | -118181.232 | 0.26262 | 1.1451 | 0.094679 | 0.076335 | 0.091044 | 0.0727 | 0.16675 | 0.16794 | 0.18628 | 0.17157 | 0.18992 | 1.1451 | 1.1451 | 1.1451 | 1.1451 | 0.095871 | 1.1451
487 | SCE | SCE-13-SW-001G | Window Evap Cooler | Window Evap Cooler | 3.0189 | 3.1355 | 2318787.6586 | -90920.2995 | 737963.6435 | 710535.3621 | 3.8679 | 4.0613 | 575993.9097 | 548565.6283 | 1489903.7156 | 1517331.997 | 1526083.01 | -109372.1645 | 2127246.2075 | 1.0473 | 1439132.7808 | 268.4778 | -12129.834 | 1079349.5856 | 201.3583 | -9097.3755 | 1439132.7808 | 268.4778 | -12129.834 | 1439132.7808 | 268.4778 | -12129.834 | 1079349.5856 | 201.3583 | -9097.3755 | 21586991.7127 | -181947.51 | 16190243.7845 | -136460.6325 | 101.5502 | -53.2196 | 135.4002 | -70.9595 | 1523.2527 | -798.2947 | 2031.0036 | -1064.3929 | 156.5046 | 0 | 208.6727 | 0 | 2347.5683 | 0 | 3130.0911 | 0 | 102.8366 | 77.1275 | 1542.5495 | 1156.9121 | 0.20949 | 161969.7338 | 591750.3602 | 753720.094 | 32197.6389 | 10424.6737 | 18560.581 | 50695.2903 | 0 | 0 | 50091.5498 | 0 | 0 | 0 | 236700.1441 | 355050.2161 | 0 | 0 | 591750.3602 | 0 | 0 | 12559972.3882 | 9419979.2912 | -105862.6293 | -79396.972 | 0.24616 | 1.1451 | 0.07834 | 0.061146 | 0.075429 | 0.058234 | 0.22582 | 0.16782 | 0.18501 | 0.17073 | 0.18792 | 1.1451 | 1.1451 | 1.1451 | 1.1451 | 0.020334 | 1.1451
488 | SCE | SCE-13-SW-001G | Tier 2 Advanced Power Strip replacing Standard Power Strip | Tier 2 Advanced Power Strip replacing Standard Power Strip | 0.7685 | 0.80437 | 2928.9317 | -451.471 | 3223.757 | 3079.9871 | 0.82058 | 0.86161 | 3019.1681 | 2875.3982 | -746.2963 | -602.5264 | 4020.7925 | -673.6843 | 6427.0953 | 0.38547 | 7379.4273 | 1.3053 | -146.1273 | 6641.4845 | 1.1747 | -131.5145 | 7379.4273 | 1.3053 | -146.1273 | 7379.4273 | 1.3053 | -146.1273 | 6641.4845 | 1.1747 | -131.5145 | 36897.1363 | -730.6364 | 33207.4226 | -657.5727 | 0.8497 | -0.76936 | 0.94411 | -0.85484 | 4.2485 | -3.8468 | 4.7205 | -4.2742 | 0.80729 | 0 | 0.89698 | 0 | 4.0364 | 0 | 4.4849 | 0 | 0.49123 | 0.4421 | 2.4561 | 2.2105 | 0.00026461 | 204.5889 | 3101.7581 | 3306.3471 | 40.6698 | 13.1677 | 23.4444 | 64.0348 | 0 | 0 | 63.2722 | 0 | 0 | 0 | 1240.7033 | 1861.0549 | 0 | 0 | 3101.7581 | 0 | 0 | 29676.4626 | 26708.8163 | -587.6527 | -528.8875 | 0.10966 | 0.85362 | 0.1207 | 0.11304 | 0.11532 | 0.10766 | 0.24064 | -0.011039 | -0.0033785 | -0.0056556 | 0.0020043 | 0.85362 | 0.85362 | 0.85362 | 0.85362 | -0.13097 | 0.85362
489 | SCE | SCE-13-SW-001G | Tier 2 Advanced Power Strip replacing Standard Power Strip | Tier 2 Advanced Power Strip replacing Standard Power Strip | 0.80781 | 0.84543 | 2995.8276 | -422.7606 | 3185.2302 | 3043.5174 | 0.86461 | 0.90785 | 2975.9685 | 2834.2557 | -612.1632 | -470.4504 | 4120.2221 | -630.8427 | 6532.8969 | 0.39386 | 7561.9121 | 1.3504 | -136.8346 | 6805.7209 | 1.2153 | -123.1511 | 7561.9121 | 1.3504 | -136.8346 | 7561.9121 | 1.3504 | -136.8346 | 6805.7209 | 1.2153 | -123.1511 | 37809.5605 | -684.173 | 34028.6045 | -615.7557 | 0.87071 | -0.72043 | 0.96746 | -0.80048 | 4.3535 | -3.6022 | 4.8373 | -4.0024 | 0.82725 | 0 | 0.91916 | 0 | 4.1362 | 0 | 4.5958 | 0 | 0.50337 | 0.45304 | 2.5169 | 2.2652 | 0.00027066 | 209.2617 | 3057.3769 | 3266.6385 | 41.5987 | 13.4685 | 23.9799 | 65.4973 | 0 | 0 | 64.7173 | 0 | 0 | 0 | 1222.9507 | 1834.4261 | 0 | 0 | 3057.3769 | 0 | 0 | 30410.3278 | 27369.295 | -550.2821 | -495.2539 | 0.10946 | 0.85362 | 0.11638 | 0.10873 | 0.1112 | 0.10356 | 0.23869 | -0.0069203 | 0.0007256 | -0.0017425 | 0.0059034 | 0.85362 | 0.85362 | 0.85362 | 0.85362 | -0.12923 | 0.85362
490 | SCE | SCE-13-SW-001G | Tier 2 Advanced Power Strip replacing Standard Power Strip | Tier 2 Advanced Power Strip replacing Standard Power Strip | 0.84107 | 0.8801 | 63890.989 | -9269.87 | 64942.2127 | 62062.2431 | 0.90314 | 0.94829 | 60479.3605 | 57599.391 | -10321.0937 | -7441.1241 | 86923.3955 | -13832.484 | 135153.1546 | 0.40414 | 159531.9521 | 30.9005 | -3000.3716 | 143578.7569 | 27.8105 | -2700.3344 | 159531.9521 | 30.9005 | -3000.3716 | 159531.9521 | 30.9005 | -3000.3716 | 143578.7569 | 27.8105 | -2700.3344 | 797659.7606 | -15001.8579 | 717893.7845 | -13501.6721 | 18.3692 | -15.797 | 20.4102 | -17.5522 | 91.8458 | -78.9848 | 102.0509 | -87.7609 | 17.4523 | 0 | 19.3914 | 0 | 87.2614 | 0 | 96.9571 | 0 | 10.6195 | 9.5576 | 53.0977 | 47.7879 | 0.0057722 | 4462.8522 | 62133.7878 | 66596.64 | 887.1614 | 287.2375 | 511.4112 | 1396.8387 | 0 | 0 | 1380.2034 | 0 | 0 | 0 | 24853.5151 | 37280.2727 | 0 | 0 | 62133.7878 | 0 | 0 | 641559.8185 | 577403.8367 | -12066.0333 | -10859.43 | 0.11065 | 0.85362 | 0.11247 | 0.10474 | 0.10748 | 0.099756 | 0.23407 | -0.0018206 | 0.0059086 | 0.0031672 | 0.010896 | 0.85362 | 0.85362 | 0.85362 | 0.85362 | -0.12342 | 0.85362
491 | SCE | SCE-13-SW-001G | Tier 2 Advanced Power Strip replacing Standard Power Strip | Tier 2 Advanced Power Strip replacing Standard Power Strip | 0.83511 | 0.87386 | 95795.6601 | -14447.4316 | 97410.4674 | 93090.5131 | 0.89671 | 0.94154 | 90719.0408 | 86399.0865 | -16062.239 | -11742.2847 | 130385.0932 | -21558.4324 | 201917.1739 | 0.40288 | 239297.9282 | 50.8886 | -4676.1889 | 215368.1354 | 45.7997 | -4208.57 | 239297.9282 | 50.8886 | -4676.1889 | 239297.9282 | 50.8886 | -4676.1889 | 215368.1354 | 45.7997 | -4208.57 | 1196489.6409 | -23380.9444 | 1076840.6768 | -21042.8499 | 27.5538 | -24.6201 | 30.6153 | -27.3557 | 137.7688 | -123.1007 | 153.0764 | -136.7785 | 26.1784 | 0 | 29.0871 | 0 | 130.892 | 0 | 145.4356 | 0 | 15.9293 | 14.3364 | 79.6465 | 71.6819 | 0.0086547 | 6691.4267 | 93200.6817 | 99892.1084 | 1330.1753 | 430.6727 | 766.79 | 2094.3655 | 0 | 0 | 2069.4232 | 0 | 0 | 0 | 37280.2727 | 55920.409 | 0 | 0 | 93200.6817 | 0 | 0 | 962339.7278 | 866105.755 | -18805.3543 | -16924.8189 | 0.11061 | 0.85362 | 0.11247 | 0.10474 | 0.10748 | 0.099756 | 0.23313 | -0.0018644 | 0.0058614 | 0.0031233 | 0.010849 | 0.85362 | 0.85362 | 0.85362 | 0.85362 | -0.12253 | 0.85362
492 | SCE | SCE-13-SW-001G | Tier 2 Advanced Power Strip replacing Standard Power Strip | Tier 2 Advanced Power Strip replacing Standard Power Strip | 0.82525 | 0.86355 | 95928.5767 | -15532.6847 | 97419.7518 | 93099.7975 | 0.88621 | 0.93052 | 90719.0408 | 86399.0865 | -17023.8598 | -12703.9054 | 132777.4802 | -23177.8451 | 202699.4326 | 0.39663 | 243688.7158 | 51.861 | -5027.4519 | 219319.8443 | 46.6749 | -4524.7067 | 243688.7158 | 51.861 | -5027.4519 | 243688.7158 | 51.861 | -5027.4519 | 219319.8443 | 46.6749 | -4524.7067 | 1218443.5792 | -25137.2594 | 1096599.2213 | -22623.5335 | 28.0593 | -26.4695 | 31.177 | -29.4106 | 140.2966 | -132.3477 | 155.8851 | -147.053 | 26.6587 | 0 | 29.6208 | 0 | 133.2937 | 0 | 148.1041 | 0 | 16.2216 | 14.5994 | 81.108 | 72.9972 | 0.0086667 | 6700.711 | 93200.6817 | 99901.3928 | 1332.0209 | 431.2702 | 767.8539 | 2097.2714 | 0 | 0 | 2072.2946 | 0 | 0 | 0 | 37280.2727 | 55920.409 | 0 | 0 | 93200.6817 | 0 | 0 | 979997.3375 | 881997.6037 | -20217.9631 | -18196.1668 | 0.10876 | 0.85362 | 0.11045 | 0.10286 | 0.10556 | 0.097958 | 0.22982 | -0.0016907 | 0.0059065 | 0.0032072 | 0.010804 | 0.85362 | 0.85362 | 0.85362 | 0.85362 | -0.12106 | 0.85362
493 | SCE | SCE-13-SW-001G | Tier 2 Advanced Power Strip replacing Standard Power Strip | Tier 2 Advanced Power Strip replacing Standard Power Strip | 0.84489 | 0.88399 | 99186.5335 | -16685.7661 | 97647.3235 | 93327.3692 | 0.90941 | 0.95488 | 90719.0408 | 86399.0865 | -15146.556 | -10826.6017 | 135169.8673 | -24898.4712 | 203598.7652 | 0.40521 | 248079.5035 | 48.2956 | -5400.6688 | 223271.5532 | 43.466 | -4860.602 | 248079.5035 | 48.2956 | -5400.6688 | 248079.5035 | 48.2956 | -5400.6688 | 223271.5532 | 43.466 | -4860.602 | 1240397.5176 | -27003.3442 | 1116357.7658 | -24303.0098 | 28.5649 | -28.4345 | 31.7388 | -31.5939 | 142.8245 | -142.1726 | 158.6939 | -157.9696 | 27.1391 | 0 | 30.1545 | 0 | 135.6954 | 0 | 150.7727 | 0 | 16.5139 | 14.8625 | 82.5694 | 74.3124 | 0.008961 | 6928.2827 | 93200.6817 | 100128.9644 | 1377.2594 | 445.9172 | 793.932 | 2168.4996 | 0 | 0 | 2142.6745 | 0 | 0 | 0 | 37280.2727 | 55920.409 | 0 | 0 | 93200.6817 | 0 | 0 | 997654.9471 | 897889.4524 | -21718.8599 | -19546.9739 | 0.11047 | 0.85362 | 0.10875 | 0.10104 | 0.10394 | 0.096225 | 0.22675 | 0.0017143 | 0.0094304 | 0.0065255 | 0.014242 | 0.85362 | 0.85362 | 0.85362 | 0.85362 | -0.11629 | 0.85362
494 | SCE | SCE-13-SW-001G | Tier 2 Advanced Power Strip replacing Standard Power Strip | Tier 2 Advanced Power Strip replacing Standard Power Strip | 0.96885 | 1.0135 | 109941.064 | -10887.701 | 102238.498 | 97735.6885 | 1.0475 | 1.0999 | 94559.0002 | 90056.1906 | -3185.135 | 1317.6745 | 150865.9515 | -16246.6086 | 232355.0314 | 0.4263 | 276886.7877 | 54.394 | -3524.0137 | 249198.109 | 48.9546 | -3171.6123 | 276886.7877 | 54.394 | -3524.0137 | 276886.7877 | 54.394 | -3524.0137 | 249198.109 | 48.9546 | -3171.6123 | 1384433.9386 | -17620.0683 | 1245990.5448 | -15858.0615 | 31.8819 | -18.5539 | 35.4243 | -20.6155 | 159.4094 | -92.7697 | 177.1216 | -103.0774 | 30.2905 | 0 | 33.6561 | 0 | 151.4525 | 0 | 168.2806 | 0 | 18.4315 | 16.5883 | 92.1574 | 82.9417 | 0.0099326 | 7679.4979 | 97145.6841 | 104825.182 | 1526.592 | 494.2668 | 880.0159 | 2403.6242 | 0 | 0 | 2374.999 | 0 | 0 | 0 | 38858.2737 | 58287.4105 | 0 | 0 | 97145.6841 | 0 | 0 | 1113503.8149 | 1002153.4334 | -14171.8667 | -12754.6801 | 0.1097 | 0.85362 | 0.10202 | 0.094356 | 0.097526 | 0.089863 | 0.23186 | 0.007686 | 0.015349 | 0.012179 | 0.019842 | 0.85362 | 0.85362 | 0.85362 | 0.85362 | -0.12215 | 0.85362
495 | SCE | SCE-13-SW-001G | 10 Watt to < 11 Watt A-Lamp (Dwelling Area) LED replacing A19 Basecase, Total Watts = 2.96 x Msr Watts | 10 Watt to < 11 Watt A-Lamp (Dwelling Area) LED replacing A19 Basecase, Total Watts = 2.96 x Msr Watts | 0 | 0 | 0 | 0 | 0 | 0 | 0 | 0 | 0 | 0 | 0 | 0 | 0 | 0 | 0 | 0 | 0 | 0 | 0 | 0 | 0 | 0 | 0 | 0 | 0 | 0 | 0 | 0 | 0 | 0 | 0 | 0 | 0 | 0 | 0 | 0 | 0 | 0 | 0 | 0 | 0 | 0 | 0 | 0 | 0 | 0 | 0 | 0 | 0 | 0 | 0 | 0 | 0 | 0 | 0 | 0 | 0 | 0 | 0 | 0 | 0 | 0 | 0 | 0 | 0 | 0 | 0 | 0 | 0 | 0 | 0 | 0 | 0 | 0 | 0 | 0 | 0 | 0 | 0 | 0 | 0 | 0 | 0 | 0 | 0 | 0 | 0 | 0 | 0 | 0 | 0 | 0 | 0 | 0 | 0 | 0 | 0
496 | SCE | SCE-13-SW-001G | Up to 10 Watt Exterior A-Lamp (Dwelling Area) LED replacing A19 Basecase, Total Watts = 2.96 x Msr Watts | Up to 10 Watt Exterior A-Lamp (Dwelling Area) LED replacing A19 Basecase, Total Watts = 2.96 x Msr Watts | 0 | 0 | 0 | 0 | 0 | 0 | 0 | 0 | 0 | 0 | 0 | 0 | 0 | 0 | 0 | 0 | 0 | 0 | 0 | 0 | 0 | 0 | 0 | 0 | 0 | 0 | 0 | 0 | 0 | 0 | 0 | 0 | 0 | 0 | 0 | 0 | 0 | 0 | 0 | 0 | 0 | 0 | 0 | 0 | 0 | 0 | 0 | 0 | 0 | 0 | 0 | 0 | 0 | 0 | 0 | 0 | 0 | 0 | 0 | 0 | 0 | 0 | 0 | 0 | 0 | 0 | 0 | 0 | 0 | 0 | 0 | 0 | 0 | 0 | 0 | 0 | 0 | 0 | 0 | 0 | 0 | 0 | 0 | 0 | 0 | 0 | 0 | 0 | 0 | 0 | 0 | 0 | 0 | 0 | 0 | 0 | 0
497 | SCE | SCE-13-SW-001G | Commissioned Variable Speed Drive on Pool Pump Controls replacing Single Speed Pool Pump | Commissioned Variable Speed Drive on Pool Pump Controls replacing Single Speed Pool Pump | 0.4506 | 0.47239 | 155079.709 | 0 | 344162.2881 | 328289.4401 | 0.46524 | 0.48851 | 333329.8089 | 317456.9608 | -189082.5791 | -173209.7311 | 289471.1126 | 0 | 617760.5526 | 0.25104 | 284048.4498 | 85.518 | 0 | 255643.6048 | 76.9662 | 0 | 477235.7072 | 150.1293 | 0 | 477235.7072 | 150.1293 | 0 | 429512.1365 | 135.1163 | 0 | 2840484.4982 | 0 | 2556436.0484 | 0 | 27.3669 | 0 | 30.4077 | 0 | 273.6694 | 0 | 304.0771 | 0 | 34.284 | 0 | 38.0933 | 0 | 342.8401 | 0 | 380.9335 | 0 | 19.6522 | 17.6869 | 196.5216 | 176.8695 | 0.014011 | 10832.4792 | 342448.1251 | 353280.6044 | 2153.3669 | 697.1985 | 1241.3252 | 3390.4833 | 0 | 0 | 3350.1054 | 0 | 0 | 0 | 102734.4375 | 239713.6876 | 0 | 0 | 0 | 342448.1251 | 0 | 2181099.9599 | 1887581.9061 | 0 | 0 | 0.082158 | 0 | 0.18233 | 0.17659 | 0.17392 | 0.16818 | 0.32728 | -0.10017 | -0.094433 | -0.091763 | -0.086024 | 0 | 0 | 0 | 0 | -0.24512 | 0
498 | SCE | SCE-13-SW-001G | Commissioned Variable Speed Drive on Pool Pump Controls replacing Single Speed Pool Pump | Commissioned Variable Speed Drive on Pool Pump Controls replacing Single Speed Pool Pump | 0.45225 | 0.47411 | 155664.4516 | 0 | 344203.133 | 328330.2849 | 0.467 | 0.49035 | 333329.8089 | 317456.9608 | -188538.6814 | -172665.8333 | 290400.5789 | 0 | 618730.8638 | 0.25159 | 285120.8008 | 85.518 | 0 | 256608.7208 | 76.9662 | 0 | 477235.7072 | 150.1293 | 0 | 477235.7072 | 150.1293 | 0 | 429512.1365 | 135.1163 | 0 | 2851208.0085 | 0 | 2566087.2076 | 0 | 27.4703 | 0 | 30.5225 | 0 | 274.7025 | 0 | 305.225 | 0 | 34.4134 | 0 | 38.2372 | 0 | 344.1344 | 0 | 382.3716 | 0 | 19.7264 | 17.7537 | 197.2636 | 177.5372 | 0.014064 | 10873.3241 | 342448.1251 | 353321.4493 | 2161.4863 | 699.8274 | 1246.0057 | 3403.2674 | 0 | 0 | 3362.7373 | 0 | 0 | 0 | 102734.4375 | 239713.6876 | 0 | 0 | 0 | 342448.1251 | 0 | 2188190.2788 | 1893324.2591 | 0 | 0 | 0.082218 | 0 | 0.1818 | 0.17606 | 0.17341 | 0.16767 | 0.3268 | -0.099581 | -0.093838 | -0.091197 | -0.085454 | 0 | 0 | 0 | 0 | -0.24458 | 0
499 | SCE | SCE-13-SW-001G | Commissioned Variable Speed Drive on Pool Pump Controls replacing Single Speed Pool Pump | Commissioned Variable Speed Drive on Pool Pump Controls replacing Single Speed Pool Pump | 0.45269 | 0.47457 | 27736.344 | 0 | 61270.1185 | 58444.7516 | 0.46747 | 0.49084 | 59332.706 | 56507.339 | -33533.7745 | -30708.4075 | 51796.9926 | 0 | 110241.7442 | 0.2516 | 50798.1467 | 15.2222 | 0 | 45718.3321 | 13.7 | 0 | 85667.7216 | 26.723 | 0 | 85667.7216 | 26.723 | 0 | 77100.9494 | 24.0507 | 0 | 507981.4674 | 0 | 457183.3207 | 0 | 4.8942 | 0 | 5.438 | 0 | 48.942 | 0 | 54.38 | 0 | 6.1312 | 0 | 6.8125 | 0 | 61.3122 | 0 | 68.1247 | 0 | 3.5145 | 3.1631 | 35.1452 | 31.6307 | 0.0025058 | 1937.4125 | 60955.7663 | 62893.1788 | 385.1344 | 124.6955 | 222.0137 | 606.3953 | 0 | 0 | 599.1736 | 0 | 0 | 0 | 18286.7299 | 42669.0364 | 0 | 0 | 0 | 60955.7663 | 0 | 390263.2456 | 337814.2867 | 0 | 0 | 0.082105 | 0 | 0.18137 | 0.17564 | 0.17301 | 0.16727 | 0.32634 | -0.099267 | -0.093532 | -0.090903 | -0.085168 | 0 | 0 | 0 | 0 | -0.24423 | 0
500 | SCE | SCE-13-SW-002A | Non-Resource | Non-Resource | 0 | 0 | 0 | 0 | 2221278.2598 | 2221278.2598 | 0 | 0 | 0 | 0 | -2221278.2598 | -2221278.2598 | 0 | 0 | 2221278.2598 | 0 | 0 | 0 | 0 | 0 | 0 | 0 | 0 | 0 | 0 | 0 | 0 | 0 | 0 | 0 | 0 | 0 | 0 | 0 | 0 | 0 | 0 | 0 | 0 | 0 | 0 | 0 | 0 | 0 | 0 | 0 | 0 | 0 | 0 | 0 | 0 | 0 | 0 | 0 | 0 | 1 | 2221278.2598 | 0 | 2221278.2598 | 101472.8441 | 54201.7763 | 48943.5608 | 2016660.0786 | 0 | 0 | 0 | 0 | 0 | 0 | 0 | 0 | 0 | 0 | 0 | 0 | 0 | 0 | 0 | 0 | 0 | 0 | 0 | 0 | 0 | 0 | 0 | 0 | 0 | 0 | 0 | 0 | 0 | 0 | 0 | 0 | 0 | 0
501 | SCE | SCE-13-SW-002B | A-C compressor replacements | A-C compressor replacements | 0.19352 | 4.7045 | 244.0561 | 0 | 1261.1134 | 51.8771 | 0.19683 | 7.9501 | 1239.9346 | 30.6983 | -1017.0573 | 192.179 | 243.0664 | 0 | 294.9435 | 0.82747 | 170.1357 | 0.080825 | 0 | 144.6154 | 0.068701 | 0 | 189.0397 | 0.089806 | 0 | 170.1357 | 0.080825 | 0 | 144.6154 | 0.068701 | 0 | 3401.0134 | 0 | 2890.8614 | 0 | 0.015026 | 0 | 0.017678 | 0 | 0.30038 | 0 | 0.35338 | 0 | 0.019933 | 0 | 0.023451 | 0 | 0.39846 | 0 | 0.46878 | 0 | 0.011903 | 0.010118 | 0.23795 | 0.20225 | 8.1086e-06 | 21.1788 | 33.115 | 54.2938 | 2.1484 | 0.40117 | 0.6877 | 16.2563 | 0 | 0 | 1.6852 | 0 | 0 | 0 | 0 | 0 | 33.115 | 0 | 1565.7917 | 0 | 1226.1414 | 1710.929 | 1454.2897 | 0 | 0 | 0.16782 | 0 | 0.86717 | 0.8526 | 0.035672 | 0.021109 | 0.20281 | -0.69935 | -0.68479 | 0.13215 | 0.14671 | 0 | 0 | 0 | 0 | -0.034991 | 0
502 | SCE | SCE-13-SW-002B | Chilled water reset | Chilled water reset | 0.043796 | 3.1221 | 1304.3842 | 0 | 29783.2745 | 417.7951 | 0.043963 | 4.2822 | 29670.082 | 304.6026 | -28478.8903 | 886.5891 | 1334.4925 | 0 | 1752.2876 | 0.74439 | 2026.4181 | 0.52554 | 0 | 1722.4554 | 0.4467 | 0 | 2251.5757 | 0.58393 | 0 | 2026.4181 | 0.52554 | 0 | 1722.4554 | 0.4467 | 0 | 13577.0009 | 0 | 11540.4507 | 0 | 0.17897 | 0 | 0.21056 | 0 | 1.1991 | 0 | 1.4107 | 0 | 0.23742 | 0 | 0.27931 | 0 | 1.5907 | 0 | 1.8714 | 0 | 0.14178 | 0.12051 | 0.94989 | 0.80741 | 4.3337e-05 | 113.1925 | 328.5818 | 441.7744 | 11.4824 | 2.1441 | 3.6755 | 86.8837 | 0 | 0 | 9.0069 | 0 | 0 | 0 | 0 | 0 | 328.5818 | 0 | 37576.5688 | 0 | 29798.3896 | 10302.9283 | 8757.4891 | 0 | 0 | 0.14894 | 0 | 3.4009 | 3.388 | 0.047707 | 0.034782 | 0.20009 | -3.2519 | -3.239 | 0.10124 | 0.11416 | 0 | 0 | 0 | 0 | -0.051145 | 0
503 | SCE | SCE-13-SW-002B | Frictionless compressor retrofit | Frictionless compressor retrofit | 0.53952 | 3.0133 | 8805.0407 | 0 | 16320.1986 | 2922.0569 | 0.56602 | 4.0802 | 15556.1103 | 2157.9687 | -7515.1579 | 5882.9838 | 8652.7015 | 0 | 11574.7585 | 0.76071 | 7199.7393 | 4.1906 | 0 | 6119.7784 | 3.562 | 0 | 7999.7103 | 4.6563 | 0 | 7199.7393 | 4.1906 | 0 | 6119.7784 | 3.562 | 0 | 107996.0892 | 0 | 91796.6758 | 0 | 0.61961 | 0 | 0.72896 | 0 | 9.2942 | 0 | 10.9344 | 0 | 0.84488 | 0 | 0.99398 | 0 | 12.6733 | 0 | 14.9097 | 0 | 0.50405 | 0.42845 | 7.5608 | 6.4267 | 0.00029254 | 764.0882 | 2327.8505 | 3091.9387 | 77.51 | 14.4732 | 24.8108 | 586.4949 | 0 | 0 | 60.7994 | 0 | 0 | 0 | 0 | 0 | 2327.8505 | 0 | 19194.3105 | 0 | 13493.168 | 62835.4296 | 53410.1152 | 0 | 0 | 0.16486 | 0 | 0.30556 | 0.29126 | 0.05471 | 0.040404 | 0.21671 | -0.14071 | -0.1264 | 0.11015 | 0.12445 | 0 | 0 | 0 | 0 | -0.051858 | 0
504 | SCE | SCE-13-SW-002B | Optimize room temperature setpoints - retrocommissioning | Optimize room temperature setpoints - retrocommissioning | 0.34884 | 4.0251 | 3466.2059 | 0 | 9936.4946 | 861.1515 | 0.35973 | 6.1857 | 9635.7024 | 560.3593 | -6470.2887 | 2605.0544 | 3449.352 | 0 | 4310.5034 | 0.80413 | 4533.5437 | -0.13217 | 0 | 3853.5121 | -0.11234 | 0 | 5037.2708 | -0.14685 | 0 | 4533.5437 | -0.13217 | 0 | 3853.5121 | -0.11234 | 0 | 36268.3496 | 0 | 30828.0972 | 0 | 0.39016 | 0 | 0.45901 | 0 | 3.1213 | 0 | 3.6721 | 0 | 0.53201 | 0 | 0.62589 | 0 | 4.2561 | 0 | 5.0071 | 0 | 0.31739 | 0.26978 | 2.5391 | 2.1583 | 0.00011516 | 300.7921 | 604.4725 | 905.2646 | 30.5127 | 5.6975 | 9.767 | 230.8805 | 0 | 0 | 23.9344 | 0 | 0 | 0 | 0 | 0 | 604.4725 | 0 | 12086.3051 | 0 | 9185.4661 | 26347.866 | 22395.6861 | 0 | 0 | 0.15477 | 0 | 0.44368 | 0.43025 | 0.038452 | 0.025021 | 0.19247 | -0.28891 | -0.27548 | 0.11632 | 0.12975 | 0 | 0 | 0 | 0 | -0.037699 | 0
505 | SCE | SCE-13-SW-002B | Optimize return fan VFD - retrocommissioning | Optimize return fan VFD - retrocommissioning | 0.34884 | 4.0251 | 9174.1238 | 0 | 26299.2549 | 2279.2386 | 0.35973 | 6.1857 | 25503.1382 | 1483.1219 | -17125.1311 | 6894.8852 | 9129.516 | 0 | 11408.7546 | 0.80413 | 11999.0828 | 0 | 0 | 10199.2204 | 0 | 0 | 13332.3143 | 0 | 0 | 11999.0828 | 0 | 0 | 10199.2204 | 0 | 0 | 95992.6627 | 0 | 81593.7633 | 0 | 1.0326 | 0 | 1.2149 | 0 | 8.2612 | 0 | 9.719 | 0 | 1.4081 | 0 | 1.6566 | 0 | 11.2647 | 0 | 13.2525 | 0 | 0.84005 | 0.71405 | 6.7204 | 5.7124 | 0.0003048 | 796.1167 | 1599.8777 | 2395.9944 | 80.759 | 15.0799 | 25.8508 | 611.0791 | 0 | 0 | 63.348 | 0 | 0 | 0 | 0 | 0 | 1599.8777 | 0 | 31989.2308 | 0 | 24311.4825 | 69735.7846 | 59275.4169 | 0 | 0 | 0.15477 | 0 | 0.44368 | 0.43025 | 0.038452 | 0.025021 | 0.19247 | -0.28891 | -0.27548 | 0.11632 | 0.12975 | 0 | 0 | 0 | 0 | -0.037699 | 0
506 | SCE | SCE-13-SW-002B | Optimize fan static pressure controls - retrocommissioning | Optimize fan static pressure controls - retrocommissioning | 0.34831 | 3.7053 | 520.597 | 0 | 1494.6166 | 140.5018 | 0.35917 | 5.4613 | 1449.44 | 95.3252 | -974.0195 | 380.0952 | 518.0657 | 0 | 658.5675 | 0.7905 | 680.9029 | 0.10838 | 0 | 578.7674 | 0.092125 | 0 | 756.5587 | 0.12043 | 0 | 680.9029 | 0.10838 | 0 | 578.7674 | 0.092125 | 0 | 5447.2228 | 0 | 4630.1394 | 0 | 0.058599 | 0 | 0.06894 | 0 | 0.46879 | 0 | 0.55152 | 0 | 0.079903 | 0 | 0.094004 | 0 | 0.63923 | 0 | 0.75203 | 0 | 0.04767 | 0.040519 | 0.38136 | 0.32416 | 1.7296e-05 | 45.1766 | 102.8295 | 148.0061 | 4.5828 | 0.85573 | 1.4669 | 34.6764 | 0 | 0 | 3.5948 | 0 | 0 | 0 | 0 | 0 | 102.8295 | 0 | 1815.2686 | 0 | 1369.9513 | 3957.2437 | 3363.6571 | 0 | 0 | 0.15477 | 0 | 0.44434 | 0.43091 | 0.041771 | 0.02834 | 0.19579 | -0.28957 | -0.27614 | 0.113 | 0.12643 | 0 | 0 | 0 | 0 | -0.041018 | 0
507 | SCE | SCE-13-SW-002B | Optimize exhaust fan VFD - retrocommissioning | Optimize exhaust fan VFD - retrocommissioning | 0.34817 | 3.6233 | 4343.4947 | 0 | 12475.3283 | 1198.7542 | 0.35901 | 5.2851 | 12098.4063 | 821.8323 | -8131.8336 | 3144.7405 | 4322.3751 | 0 | 5521.1293 | 0.7867 | 5680.9733 | 1.1616 | 0 | 4828.8273 | 0.98736 | 0 | 6312.1926 | 1.2907 | 0 | 5680.9733 | 1.1616 | 0 | 4828.8273 | 0.98736 | 0 | 45447.7867 | 0 | 38630.6187 | 0 | 0.48891 | 0 | 0.57519 | 0 | 3.9113 | 0 | 4.6015 | 0 | 0.66666 | 0 | 0.7843 | 0 | 5.3333 | 0 | 6.2744 | 0 | 0.39772 | 0.33807 | 3.1818 | 2.7045 | 0.00014431 | 376.922 | 886.5294 | 1263.4513 | 38.2354 | 7.1396 | 12.2391 | 289.3158 | 0 | 0 | 29.9921 | 0 | 0 | 0 | 0 | 0 | 886.5294 | 0 | 15145.3215 | 0 | 11407.0337 | 33016.4512 | 28063.9835 | 0 | 0 | 0.15477 | 0 | 0.44453 | 0.4311 | 0.042715 | 0.029284 | 0.19673 | -0.28976 | -0.27633 | 0.11206 | 0.12549 | 0 | 0 | 0 | 0 | -0.041962 | 0
508 | SCE | SCE-13-SW-002B | Parking garage exhaust fan - on/off cycling | Parking garage exhaust fan - on/off cycling | 0.19211 | 2.1188 | 5775.6049 | 0 | 30064.3845 | 2725.9083 | 0.19536 | 2.5961 | 29563.1861 | 2224.7099 | -24288.7795 | 3049.6967 | 10472.6071 | 0 | 13198.5153 | 0.4376 | 20351.1703 | 3.332 | 0 | 17298.4948 | 2.8322 | 0 | 22612.4115 | 3.7022 | 0 | 20351.1703 | 3.332 | 0 | 17298.4948 | 2.8322 | 0 | 101755.8517 | 0 | 86492.4739 | 0 | 1.8122 | 0 | 2.132 | 0 | 9.0609 | 0 | 10.6599 | 0 | 2.0781 | 0 | 2.4448 | 0 | 10.3905 | 0 | 12.2241 | 0 | 1.3487 | 1.1464 | 6.7434 | 5.7319 | 0.00019189 | 501.1983 | 2399.8458 | 2901.0441 | 50.8421 | 9.4936 | 16.2744 | 384.7072 | 0 | 0 | 39.881 | 0 | 0 | 0 | 0 | 0 | 2399.8458 | 0 | 36953.5526 | 0 | 27642.9654 | 81842.496 | 69566.1216 | 0 | 0 | 0.083023 | 0 | 0.43217 | 0.42497 | 0.039184 | 0.03198 | 0.18973 | -0.34915 | -0.34194 | 0.043839 | 0.051043 | 0 | 0 | 0 | 0 | -0.1067 | 0
509 | SCE | SCE-13-SW-002B | Chiller (HVAC) Compressor - VFD | Chiller (HVAC) Compressor - VFD | 0.06201 | 1.855 | 2033.6598 | 0 | 32795.8239 | 1096.3379 | 0.062345 | 2.2108 | 32619.3459 | 919.86 | -30762.1641 | 937.3219 | 3477.6001 | 0 | 4573.9381 | 0.44462 | 5280.713 | 0.49351 | 0 | 4488.606 | 0.41948 | 0 | 5867.4588 | 0.54834 | 0 | 5280.713 | 0.49351 | 0 | 4488.606 | 0.41948 | 0 | 35380.7758 | 0 | 30073.6594 | 0 | 0.48028 | 0 | 0.56503 | 0 | 3.2178 | 0 | 3.7857 | 0 | 0.57881 | 0 | 0.68096 | 0 | 3.8781 | 0 | 4.5624 | 0 | 0.35967 | 0.30572 | 2.4098 | 2.0483 | 6.7567e-05 | 176.478 | 992.2741 | 1168.752 | 17.9021 | 3.3428 | 5.7304 | 135.46 | 0 | 0 | 14.0426 | 0 | 0 | 0 | 0 | 0 | 992.2741 | 0 | 41163.2752 | 0 | 32136.8009 | 26848.7571 | 22821.4435 | 0 | 0 | 0.089112 | 0 | 1.4371 | 1.4293 | 0.04804 | 0.040307 | 0.20042 | -1.3479 | -1.3402 | 0.041072 | 0.048805 | 0 | 0 | 0 | 0 | -0.11131 | 0
510 | SCE | SCE-13-SW-002B | Optimize chiller water compressor VFD - retrocommissioning | Optimize chiller water compressor VFD - retrocommissioning | 0.34656 | 2.9176 | 8814.0336 | 0 | 25433.2316 | 3020.9736 | 0.3573 | 3.9067 | 24668.363 | 2256.105 | -16619.198 | 5793.0599 | 8771.1767 | 0 | 11792.1503 | 0.74745 | 11528.1111 | 0 | 0 | 9798.8945 | 0 | 0 | 12809.0124 | 0 | 0 | 11528.1111 | 0 | 0 | 9798.8945 | 0 | 0 | 92224.8891 | 0 | 78391.1558 | 0 | 0.99212 | 0 | 1.1672 | 0 | 7.9369 | 0 | 9.3376 | 0 | 1.3528 | 0 | 1.5915 | 0 | 10.8225 | 0 | 12.7324 | 0 | 0.80708 | 0.68602 | 6.4567 | 5.4882 | 0.00029284 | 764.8686 | 2433.7124 | 3198.581 | 77.5891 | 14.488 | 24.8361 | 587.0939 | 0 | 0 | 60.8615 | 0 | 0 | 0 | 0 | 0 | 2433.7124 | 0 | 30733.633 | 0 | 22639.9365 | 66998.6103 | 56948.8187 | 0 | 0 | 0.15477 | 0 | 0.4466 | 0.43317 | 0.053047 | 0.039616 | 0.20707 | -0.29183 | -0.2784 | 0.10172 | 0.11515 | 0 | 0 | 0 | 0 | -0.052295 | 0
511 | SCE | SCE-13-SW-002B | Carbon Dioxide (CO2) Demand Control Ventilation | Carbon Dioxide (CO2) Demand Control Ventilation | 0.0011094 | 0.63488 | 49.1267 | 0 | 44282.1257 | 77.3797 | 0.0011095 | 0.6719 | 44277.8626 | 73.1165 | -44232.999 | -28.2529 | 90.2034 | 0 | 167.583 | 0.29315 | 175.2901 | 0.32308 | 0 | 148.9966 | 0.27462 | 0 | 194.7668 | 0.35898 | 0 | 175.2901 | 0.32308 | 0 | 148.9966 | 0.27462 | 0 | 876.4506 | 0 | 744.983 | 0 | 0.016254 | 0 | 0.019123 | 0 | 0.081272 | 0 | 0.095614 | 0 | 0.019249 | 0 | 0.022646 | 0 | 0.096245 | 0 | 0.11323 | 0 | 0.011948 | 0.010156 | 0.059739 | 0.050778 | 1.6322e-06 | 4.2631 | 78.8725 | 83.1356 | 0.43246 | 0.080752 | 0.13843 | 3.2723 | 0 | 0 | 0.33922 | 0 | 0 | 0 | 0 | 0 | 78.8725 | 0 | 56173.852 | 0 | 44875.9837 | 704.9315 | 599.1918 | 0 | 0 | 0.081988 | 0 | 73.9031 | 73.896 | 0.12914 | 0.12203 | 0.27968 | -73.8211 | -73.814 | -0.047152 | -0.040037 | 0 | 0 | 0 | 0 | -0.19769 | 0
512 | SCE | SCE-13-SW-002B | Supply air reset | Supply air reset | 0.34772 | 3.3986 | 3817.709 | 0 | 10979.1104 | 1123.3275 | 0.35854 | 4.8201 | 10647.8154 | 792.0324 | -7161.4014 | 2694.3816 | 3799.146 | 0 | 4922.4735 | 0.77557 | 4993.2842 | 1.6975 | 0 | 4244.2915 | 1.4429 | 0 | 5548.0935 | 1.8861 | 0 | 4993.2842 | 1.6975 | 0 | 4244.2915 | 1.4429 | 0 | 39946.2733 | 0 | 33954.3323 | 0 | 0.42973 | 0 | 0.50556 | 0 | 3.4378 | 0 | 4.0445 | 0 | 0.58596 | 0 | 0.68936 | 0 | 4.6877 | 0 | 5.5149 | 0 | 0.34958 | 0.29714 | 2.7966 | 2.3771 | 0.00012684 | 331.2951 | 854.3836 | 1185.6786 | 33.607 | 6.2753 | 10.7575 | 254.2937 | 0 | 0 | 26.3615 | 0 | 0 | 0 | 0 | 0 | 854.3836 | 0 | 13311.9607 | 0 | 9966.0617 | 29019.767 | 24666.802 | 0 | 0 | 0.15477 | 0 | 0.4451 | 0.43167 | 0.04554 | 0.032109 | 0.19956 | -0.29033 | -0.27689 | 0.10923 | 0.12266 | 0 | 0 | 0 | 0 | -0.044788 | 0
513 | SCE | SCE-13-SW-002B | Adjust supply air temperature reset retrocommissioning | Adjust supply air temperature reset retrocommissioning | 0.34877 | 3.9844 | 4110.912 | 0 | 11786.7427 | 1031.7415 | 0.35966 | 6.0902 | 11430.0039 | 675.0028 | -7675.8307 | 3079.1704 | 4090.9233 | 0 | 5122.6648 | 0.80249 | 5376.7721 | 0.067429 | 0 | 4570.2563 | 0.057314 | 0 | 5974.1913 | 0.074921 | 0 | 5376.7721 | 0.067429 | 0 | 4570.2563 | 0.057314 | 0 | 43014.1771 | 0 | 36562.0505 | 0 | 0.46273 | 0 | 0.54439 | 0 | 3.7018 | 0 | 4.3551 | 0 | 0.63096 | 0 | 0.74231 | 0 | 5.0477 | 0 | 5.9384 | 0 | 0.37643 | 0.31996 | 3.0114 | 2.5597 | 0.00013658 | 356.7388 | 728.141 | 1084.8798 | 36.188 | 6.7573 | 11.5837 | 273.8237 | 0 | 0 | 28.3861 | 0 | 0 | 0 | 0 | 0 | 728.141 | 0 | 14334.3293 | 0 | 10884.9507 | 31248.5069 | 26561.2309 | 0 | 0 | 0.15477 | 0 | 0.44376 | 0.43033 | 0.038844 | 0.025413 | 0.19286 | -0.28899 | -0.27556 | 0.11593 | 0.12936 | 0 | 0 | 0 | 0 | -0.038091 | 0
514 | SCE | SCE-13-SW-002B | Data center HVAC flow management retrofit [RET ONLY] | Data center HVAC flow management retrofit [RET ONLY] | 0.13827 | 3.7085 | 2735.8599 | 0 | 19786.0699 | 737.731 | 0.13995 | 5.4683 | 19548.6561 | 500.3171 | -17050.21 | 1998.129 | 4442.0664 | 0 | 5179.7973 | 0.52818 | 3696.1543 | 0.42195 | 0 | 3141.7311 | 0.35866 | 0 | 4106.8381 | 0.46883 | 0 | 3696.1543 | 0.42195 | 0 | 3141.7311 | 0.35866 | 0 | 55442.3141 | 0 | 47125.967 | 0 | 0.35011 | 0 | 0.4119 | 0 | 5.2517 | 0 | 6.1784 | 0 | 0.37026 | 0 | 0.4356 | 0 | 5.5538 | 0 | 6.5339 | 0 | 0.24319 | 0.20671 | 3.6478 | 3.1006 | 9.0897e-05 | 237.4138 | 539.7036 | 777.1174 | 24.0835 | 4.497 | 7.7091 | 182.2329 | 0 | 0 | 18.8913 | 0 | 0 | 0 | 0 | 0 | 539.7036 | 0 | 24681.9344 | 0 | 19313.7846 | 32258.035 | 27419.3297 | 0 | 0 | 0.099779 | 0 | 0.72161 | 0.71295 | 0.026906 | 0.018247 | 0.18891 | -0.62183 | -0.61317 | 0.072873 | 0.081532 | 0 | 0 | 0 | 0 | -0.089132 | 0
515 | SCE | SCE-13-SW-002B | Cooling tower - VFD | Cooling tower - VFD | 0.060858 | 2.091 | 215.8848 | 0 | 3547.3396 | 103.2472 | 0.061181 | 2.5545 | 3528.6055 | 84.513 | -3331.4549 | 112.6376 | 386.6139 | 0 | 489.8611 | 0.44071 | 751.2977 | 0.045821 | 0 | 638.6031 | 0.038948 | 0 | 834.7752 | 0.050913 | 0 | 751.2977 | 0.045821 | 0 | 638.6031 | 0.038948 | 0 | 3756.4886 | 0 | 3193.0153 | 0 | 0.06833 | 0 | 0.080388 | 0 | 0.34165 | 0 | 0.40194 | 0 | 0.082349 | 0 | 0.096881 | 0 | 0.41175 | 0 | 0.48441 | 0 | 0.051171 | 0.043495 | 0.25586 | 0.21748 | 7.1726e-06 | 18.7342 | 91.1662 | 109.9003 | 1.9004 | 0.35486 | 0.60832 | 14.3799 | 0 | 0 | 1.4907 | 0 | 0 | 0 | 0 | 0 | 91.1662 | 0 | 4456.6525 | 0 | 3492.3891 | 3021.3535 | 2568.1505 | 0 | 0 | 0.084062 | 0 | 1.3813 | 1.374 | 0.040203 | 0.032908 | 0.19074 | -1.2972 | -1.2899 | 0.043859 | 0.051154 | 0 | 0 | 0 | 0 | -0.10668 | 0
516 | SCE | SCE-13-SW-002B | Constant air volume to variable air volume conversions [RET ONLY] | Constant air volume to variable air volume conversions [RET ONLY] | 0.13975 | 1.9217 | 5170.5459 | 0 | 36999.1138 | 2690.5878 | 0.14146 | 2.3063 | 36550.4216 | 2241.8956 | -31828.5678 | 2479.9581 | 5392.0547 | 0 | 8082.6425 | 0.63971 | 10478.2527 | 1.8369 | 0 | 8906.5148 | 1.5614 | 0 | 11642.503 | 2.0163 | 0 | 10478.2527 | 1.8147 | 0 | 8906.5148 | 1.5425 | 0 | 52391.2633 | 0 | 44532.5738 | 0 | 0.92544 | 0 | 1.0887 | 0 | 4.9696 | 0 | 5.4437 | 0 | 1.2276 | 0 | 1.4443 | 0 | 6.1382 | 0 | 7.2214 | 0 | 0.73309 | 0.62313 | 3.6655 | 3.1156 | 0.00017179 | 448.6922 | 2418.3843 | 2867.0766 | 45.5159 | 8.499 | 14.5695 | 344.4048 | 0 | 0 | 35.703 | 0 | 0 | 0 | 0 | 0 | 2418.3843 | 0 | 0 | 0 | -1934.7075 | 48857.4387 | 35817.6279 | 0 | 0 | 0.14436 | 0 | 1.033 | 1.0205 | 0.075119 | 0.062592 | 0.22566 | -0.88863 | -0.8761 | 0.069238 | 0.081766 | 0 | 0 | 0 | 0 | -0.081303 | 0
517 | SCE | SCE-13-SW-002B | Hot water pump motor - VFD | Hot water pump motor - VFD | 0.0047067 | 2.4648 | 80.1666 | 0 | 17032.5248 | 32.524 | 0.0047086 | 3.1355 | 17025.568 | 25.5673 | -16952.3582 | 47.6426 | 143.5518 | 0 | 176.0758 | 0.4553 | 278.9609 | 0.031847 | 0 | 237.1168 | 0.02707 | 0 | 309.9565 | 0.035386 | 0 | 278.9609 | 0.031847 | 0 | 237.1168 | 0.02707 | 0 | 1394.8045 | 0 | 1185.5838 | 0 | 0.025371 | 0 | 0.029849 | 0 | 0.12686 | 0 | 0.14924 | 0 | 0.030577 | 0 | 0.035973 | 0 | 0.15288 | 0 | 0.17986 | 0 | 0.019 | 0.01615 | 0.095 | 0.08075 | 2.6635e-06 | 6.9567 | 27.58 | 34.5367 | 0.7057 | 0.13177 | 0.22589 | 5.3398 | 0 | 0 | 0.55356 | 0 | 0 | 0 | 0 | 0 | 27.58 | 0 | 21600.4186 | 0 | 17258.2709 | 1121.8449 | 953.5681 | 0 | 0 | 0.08407 | 0 | 17.8619 | 17.8546 | 0.034108 | 0.026812 | 0.18465 | -17.7778 | -17.7705 | 0.049962 | 0.057258 | 0 | 0 | 0 | 0 | -0.10058 | 0
518 | SCE | SCE-13-SW-002B | Condenser water pump motor - VFD | Condenser water pump motor - VFD | 0.47077 | 4.2208 | 4619.1585 | 0 | 9812.0128 | 1094.3804 | 0.49082 | 6.6603 | 9411.1691 | 693.5367 | -5192.8543 | 3524.7781 | 4559.4723 | 0 | 5653.8527 | 0.81699 | 4413.9796 | 0.62958 | 0 | 3751.8826 | 0.53514 | 0 | 4904.4218 | 0.69953 | 0 | 4413.9796 | 0.62958 | 0 | 3751.8826 | 0.53514 | 0 | 52967.7549 | 0 | 45022.5917 | 0 | 0.37987 | 0 | 0.44691 | 0 | 4.5584 | 0 | 5.3629 | 0 | 0.51798 | 0 | 0.60938 | 0 | 6.2157 | 0 | 7.3126 | 0 | 0.30902 | 0.26267 | 3.7083 | 3.152 | 0.00015347 | 400.8437 | 748.134 | 1148.9777 | 40.662 | 7.5927 | 13.0158 | 307.6775 | 0 | 0 | 31.8956 | 0 | 0 | 0 | 0 | 0 | 748.134 | 0 | 11767.5504 | 0 | 8815.5331 | 33806.0462 | 28735.1393 | 0 | 0 | 0.16075 | 0 | 0.34146 | 0.32751 | 0.038085 | 0.024135 | 0.19676 | -0.18071 | -0.16676 | 0.12266 | 0.13661 | 0 | 0 | 0 | 0 | -0.036008 | 0
519 | SCE | SCE-13-SW-002B | Pneumatic to DDC controls [RET ONLY] | Pneumatic to DDC controls [RET ONLY] | 0.54411 | 3.9423 | 4661.7002 | 0 | 8567.5784 | 1182.4788 | 0.57107 | 5.9923 | 8163.043 | 777.9434 | -3905.8782 | 3479.2214 | 4581.0464 | 0 | 5763.5252 | 0.80883 | 3811.7968 | 0.20684 | 0 | 3240.0273 | 0.17581 | 0 | 4235.3297 | 0.22982 | 0 | 3811.7968 | 0.20684 | 0 | 3240.0273 | 0.17581 | 0 | 57176.9515 | 0 | 48600.4088 | 0 | 0.32805 | 0 | 0.38594 | 0 | 4.9207 | 0 | 5.789 | 0 | 0.44731 | 0 | 0.52625 | 0 | 6.7097 | 0 | 7.8937 | 0 | 0.26686 | 0.22683 | 4.003 | 3.4025 | 0.00015488 | 404.5354 | 839.1855 | 1243.7208 | 41.0365 | 7.6626 | 13.1357 | 310.5111 | 0 | 0 | 32.1894 | 0 | 0 | 0 | 0 | 0 | 839.1855 | 0 | 10162.1472 | 0 | 7458.3694 | 33267.3001 | 28277.2051 | 0 | 0 | 0.16486 | 0 | 0.30299 | 0.28868 | 0.041817 | 0.027511 | 0.20382 | -0.13813 | -0.12382 | 0.12304 | 0.13735 | 0 | 0 | 0 | 0 | -0.038965 | 0
520 | SCE | SCE-13-SW-002B | HVAC - energy management system (EMS) | HVAC - energy management system (EMS) | 0.24652 | 2.1762 | 6874.8067 | 0 | 27887.3154 | 3159.1588 | 0.25191 | 2.6828 | 27290.7299 | 2562.5733 | -21012.5087 | 3715.6479 | 7169.3268 | 0 | 10328.4855 | 0.66562 | 13931.9836 | 1.0264 | 0 | 11842.1861 | 0.87246 | 0 | 15479.9818 | 1.1405 | 0 | 13931.9836 | 1.0264 | 0 | 11842.1861 | 0.87246 | 0 | 69659.9181 | 0 | 59210.9304 | 0 | 1.2305 | 0 | 1.4476 | 0 | 6.1523 | 0 | 7.2381 | 0 | 1.6323 | 0 | 1.9203 | 0 | 8.1614 | 0 | 9.6016 | 0 | 0.97473 | 0.82852 | 4.8736 | 4.1426 | 0.00022841 | 596.5854 | 2764.3068 | 3360.8922 | 60.5183 | 11.3004 | 19.3718 | 457.9239 | 0 | 0 | 47.471 | 0 | 0 | 0 | 0 | 0 | 2764.3068 | 0 | 33983.855 | 0 | 24975.6385 | 56027.6532 | 47623.5052 | 0 | 0 | 0.14436 | 0 | 0.58558 | 0.57305 | 0.066336 | 0.053809 | 0.21688 | -0.44122 | -0.42869 | 0.078021 | 0.090548 | 0 | 0 | 0 | 0 | -0.07252 | 0
521 | SCE | SCE-13-SW-002B | HVAC Compressor Controls | HVAC Compressor Controls | 0.050923 | 1.0959 | 1115.3105 | 0 | 21901.7875 | 1017.7423 | 0.051149 | 1.211 | 21805.0025 | 920.9573 | -20786.4769 | 97.5682 | 2045.3236 | 0 | 3063.0659 | 0.36412 | 3974.6291 | 1.3307 | 0 | 3378.4347 | 1.1311 | 0 | 4416.2546 | 1.4786 | 0 | 3974.6291 | 1.3307 | 0 | 3378.4347 | 1.1311 | 0 | 19873.1455 | 0 | 16892.1737 | 0 | 0.37345 | 0 | 0.43936 | 0 | 1.8673 | 0 | 2.1968 | 0 | 0.41225 | 0 | 0.485 | 0 | 2.0612 | 0 | 2.425 | 0 | 0.26516 | 0.22539 | 1.3258 | 1.1269 | 3.7055e-05 | 96.785 | 993.4579 | 1090.2428 | 9.818 | 1.8333 | 3.1427 | 74.2897 | 0 | 0 | 7.7013 | 0 | 0 | 0 | 0 | 0 | 993.4579 | 0 | 27438.666 | 0 | 21156.1665 | 15984.0226 | 13586.4192 | 0 | 0 | 0.08209 | 0 | 1.612 | 1.6049 | 0.074909 | 0.067785 | 0.22545 | -1.5299 | -1.5228 | 0.0071813 | 0.014305 | 0 | 0 | 0 | 0 | -0.14336 | 0
522 | SCE | SCE-13-SW-002B | Revise supply fan schedule retrocommissioning | Revise supply fan schedule retrocommissioning | 0.34884 | 4.0251 | 4080.8857 | 0 | 11698.5836 | 1013.8639 | 0.35973 | 6.1857 | 11344.4504 | 659.7307 | -7617.6979 | 3067.0219 | 4061.043 | 0 | 5074.9069 | 0.80413 | 5337.5 | 0 | 0 | 4536.875 | 0 | 0 | 5930.5556 | 0 | 0 | 5337.5 | 0 | 0 | 4536.875 | 0 | 0 | 42700.0002 | 0 | 36295.0001 | 0 | 0.45935 | 0 | 0.54041 | 0 | 3.6748 | 0 | 4.3233 | 0 | 0.62635 | 0 | 0.73688 | 0 | 5.0108 | 0 | 5.8951 | 0 | 0.37368 | 0.31763 | 2.9894 | 2.541 | 0.00013558 | 354.1331 | 711.6667 | 1065.7999 | 35.9237 | 6.7079 | 11.4991 | 271.8237 | 0 | 0 | 28.1788 | 0 | 0 | 0 | 0 | 0 | 711.6667 | 0 | 14229.6309 | 0 | 10814.3714 | 31020.2668 | 26367.2268 | 0 | 0 | 0.15477 | 0 | 0.44368 | 0.43025 | 0.038452 | 0.025021 | 0.19247 | -0.28891 | -0.27548 | 0.11632 | 0.12975 | 0 | 0 | 0 | 0 | -0.037699 | 0
523 | SCE | SCE-13-SW-002B | Optimize hot water pump VFD retrocommissioning | Optimize hot water pump VFD retrocommissioning | 0.34861 | 3.8806 | 306.3808 | 0 | 878.8617 | 78.9514 | 0.35949 | 5.851 | 852.2744 | 52.3641 | -572.4809 | 227.4294 | 304.8911 | 0 | 383.8425 | 0.79819 | 400.7237 | 0.027509 | 0 | 340.6151 | 0.023383 | 0 | 445.2485 | 0.030566 | 0 | 400.7237 | 0.027509 | 0 | 340.6151 | 0.023383 | 0 | 3205.7895 | 0 | 2724.9211 | 0 | 0.034487 | 0 | 0.040572 | 0 | 0.27589 | 0 | 0.32458 | 0 | 0.047025 | 0 | 0.055323 | 0 | 0.3762 | 0 | 0.44258 | 0 | 0.028055 | 0.023846 | 0.22444 | 0.19077 | 1.0179e-05 | 26.5873 | 56.4864 | 83.0736 | 2.697 | 0.50361 | 0.86332 | 20.4077 | 0 | 0 | 2.1156 | 0 | 0 | 0 | 0 | 0 | 56.4864 | 0 | 1068.3185 | 0 | 809.4657 | 2328.9098 | 1979.5733 | 0 | 0 | 0.15477 | 0 | 0.44397 | 0.43053 | 0.039883 | 0.026452 | 0.1939 | -0.28919 | -0.27576 | 0.11489 | 0.12832 | 0 | 0 | 0 | 0 | -0.03913 | 0
524 | SCE | SCE-13-SW-002B | Efficient windows | Efficient windows | 0.012518 | 4.273 | 57.1162 | 0 | 4562.7148 | 13.3668 | 0.012532 | 6.7912 | 4557.7583 | 8.4103 | -4505.5986 | 43.7494 | 78.1863 | 0 | 91.5531 | 0.62386 | 54.727 | 0.014995 | 0 | 46.5179 | 0.012746 | 0 | 60.8077 | 0.016661 | 0 | 54.727 | 0.014995 | 0 | 46.5179 | 0.012746 | 0 | 1093.9921 | 0 | 929.8933 | 0 | 0.002775 | 0 | 0.0032648 | 0 | 0.055473 | 0 | 0.065263 | 0 | 0.0064604 | 0 | 0.0076004 | 0 | 0.12914 | 0 | 0.15193 | 0 | 0.0038408 | 0.0032647 | 0.076778 | 0.065261 | 1.8976e-06 | 4.9565 | 9.0724 | 14.0289 | 0.50279 | 0.093884 | 0.16094 | 3.8045 | 0 | 0 | 0.39439 | 0 | 0 | 0 | 0 | 0 | 9.0724 | 0 | 5782.052 | 0 | 4618.3837 | 550.3486 | 467.7963 | 0 | 0 | 0.1221 | 0 | 9.7536 | 9.743 | 0.028574 | 0.017979 | 0.19571 | -9.6315 | -9.6209 | 0.093522 | 0.10412 | 0 | 0 | 0 | 0 | -0.073615 | 0
525 | SCE | SCE-13-SW-002B | Efficient Dishwasher | Efficient Dishwasher | 0.043275 | 2.62 | 89.1133 | 0 | 2059.2419 | 34.0123 | 0.043438 | 3.391 | 2051.5087 | 26.2792 | -1970.1286 | 55.101 | 146.2706 | 0 | 180.2829 | 0.4943 | 150.7427 | 0.074241 | 0 | 128.1313 | 0.063105 | 0 | 167.4919 | 0.08249 | 0 | 150.7427 | 0.074241 | 0 | 128.1313 | 0.063105 | 0 | 1658.1699 | 0 | 1409.4444 | 0 | 0.013988 | 0 | 0.016457 | 0 | 0.15387 | 0 | 0.18102 | 0 | 0.015389 | 0 | 0.018104 | 0 | 0.16928 | 0 | 0.19915 | 0 | 0.0099888 | 0.0084905 | 0.10988 | 0.093395 | 2.9607e-06 | 7.7331 | 28.348 | 36.0811 | 0.78446 | 0.14648 | 0.2511 | 5.9357 | 0 | 0 | 0.61533 | 0 | 0 | 0 | 0 | 0 | 28.348 | 0 | 2596.8707 | 0 | 2054.8181 | 1092.4056 | 928.5447 | 0 | 0 | 0.095971 | 0 | 2.2177 | 2.2094 | 0.03663 | 0.028302 | 0.19416 | -2.1217 | -2.1134 | 0.059341 | 0.067669 | 0 | 0 | 0 | 0 | -0.098185 | 0
526 | SCE | SCE-13-SW-002B | Interior linear fluorescent reflector retrofit kit | Interior linear fluorescent reflector retrofit kit | 6.7663 | 6.902 | 6022.8511 | 0 | 890.1279 | 872.6292 | 16.3899 | 17.2094 | 367.4739 | 349.9752 | 5132.7232 | 5150.222 | 7640.5589 | 0 | 8513.188 | 0.70747 | 6357.5557 | 1.3191 | 0 | 5403.9223 | 1.1212 | 0 | 7063.9507 | 1.4656 | 0 | 6357.5557 | 1.3191 | 0 | 5403.9223 | 1.1212 | 0 | 95363.335 | 0 | 81058.8347 | 0 | 0.67717 | 0 | 0.79667 | 0 | 10.1575 | 0 | 11.95 | 0 | 0.70176 | 0 | 0.8256 | 0 | 10.5263 | 0 | 12.3839 | 0 | 0.43422 | 0.36909 | 6.5133 | 5.5363 | 0.00020011 | 522.654 | 377.5263 | 900.1803 | 53.0186 | 9.9 | 16.9711 | 401.176 | 0 | 0 | 41.5882 | 0 | 0 | 0 | 0 | 0 | 377.5263 | 0 | 377.5263 | 0 | 0 | 55485.3066 | 47162.5106 | 0 | 0 | 0.1277 | 0 | 0.018874 | 0.0077917 | 0.018503 | 0.0074206 | 0.18051 | 0.10883 | 0.11991 | 0.1092 | 0.12028 | 0 | 0 | 0 | 0 | -0.052803 | 0
527 | SCE | SCE-13-SW-002B | Interior LED fixture replacement (utilizing approved luminaries) | Interior LED fixture replacement (utilizing approved luminaries) | 6.3056 | 6.4446 | 492414.9968 | 0 | 78091.6325 | 76407.7945 | 13.9255 | 14.6218 | 35360.5971 | 33676.7592 | 414323.3643 | 416007.2023 | 631927.8505 | 0 | 708335.645 | 0.69517 | 611763.0329 | 114.161 | 0 | 519998.578 | 97.0369 | 0 | 679736.7032 | 126.8456 | 0 | 611763.0329 | 114.161 | 0 | 519998.578 | 97.0369 | 0 | 7341156.3949 | 0 | 6239982.9357 | 0 | 65.1611 | 0 | 76.6601 | 0 | 781.933 | 0 | 919.9211 | 0 | 67.5273 | 0 | 79.4439 | 0 | 810.328 | 0 | 953.327 | 0 | 41.7833 | 35.5158 | 501.4 | 426.19 | 0.01636 | 42731.0354 | 36327.8947 | 79058.93 | 4334.6851 | 809.4028 | 1387.5219 | 32799.2658 | 0 | 0 | 3400.1598 | 0 | 0 | 0 | 0 | 0 | 36327.8947 | 0 | 36327.8947 | 0 | 0 | 4685406.6723 | 3982595.6714 | 0 | 0 | 0.12364 | 0 | 0.019608 | 0.0088788 | 0.019185 | 0.008456 | 0.17786 | 0.10403 | 0.11476 | 0.10446 | 0.11519 | 0 | 0 | 0 | 0 | -0.054216 | 0
528 | SCE | SCE-13-SW-002B | Optimize daylighting controls - retrocommissioning | Optimize daylighting controls - retrocommissioning | 6.4223 | 6.5606 | 378.6501 | 0 | 58.9589 | 57.7161 | 14.5075 | 15.2329 | 26.1003 | 24.8574 | 319.6912 | 320.934 | 648.6175 | 0 | 706.3336 | 0.53608 | 852.4894 | 0 | 0 | 724.616 | 0 | 0 | 947.2105 | 0 | 0 | 852.4894 | 0 | 0 | 724.616 | 0 | 0 | 6819.9153 | 0 | 5796.928 | 0 | 0.078588 | 0 | 0.092456 | 0 | 0.6287 | 0 | 0.73965 | 0 | 0.091101 | 0 | 0.10718 | 0 | 0.72881 | 0 | 0.85742 | 0 | 0.057375 | 0.048769 | 0.459 | 0.39015 | 1.258e-05 | 32.8587 | 26.8142 | 59.6729 | 3.3332 | 0.6224 | 1.067 | 25.2215 | 0 | 0 | 2.6146 | 0 | 0 | 0 | 0 | 0 | 26.8142 | 0 | 26.8142 | 0 | 0 | 4954.4635 | 4211.294 | 0 | 0 | 0.089913 | 0 | 0.014 | 0.0061977 | 0.013705 | 0.0059026 | 0.16772 | 0.075913 | 0.083715 | 0.076208 | 0.08401 | 0 | 0 | 0 | 0 | -0.077811 | 0
529 | SCE | SCE-13-SW-002B | Exterior Screw-in LED Lamps | Exterior Screw-in LED Lamps | 0 | 0 | 0 | 0 | 0 | 0 | 0 | 0 | 0 | 0 | 0 | 0 | 0 | 0 | 0 | 0 | 0 | 0 | 0 | 0 | 0 | 0 | 0 | 0 | 0 | 0 | 0 | 0 | 0 | 0 | 0 | 0 | 0 | 0 | 0 | 0 | 0 | 0 | 0 | 0 | 0 | 0 | 0 | 0 | 0 | 0 | 0 | 0 | 0 | 0 | 0 | 0 | 0 | 0 | 0 | 0 | 0 | 0 | 0 | 0 | 0 | 0 | 0 | 0 | 0 | 0 | 0 | 0 | 0 | 0 | 0 | 0 | 0 | 0 | 0 | 0 | 0 | 0 | 0 | 0 | 0 | 0 | 0 | 0 | 0 | 0 | 0 | 0 | 0 | 0 | 0 | 0 | 0 | 0 | 0 | 0 | 0
530 | SCE | SCE-13-SW-002B | Exterior LED advertisement sign/smart sign | Exterior LED advertisement sign/smart sign | 0 | 0 | 0 | 0 | 0 | 0 | 0 | 0 | 0 | 0 | 0 | 0 | 0 | 0 | 0 | 0 | 0 | 0 | 0 | 0 | 0 | 0 | 0 | 0 | 0 | 0 | 0 | 0 | 0 | 0 | 0 | 0 | 0 | 0 | 0 | 0 | 0 | 0 | 0 | 0 | 0 | 0 | 0 | 0 | 0 | 0 | 0 | 0 | 0 | 0 | 0 | 0 | 0 | 0 | 0 | 0 | 0 | 0 | 0 | 0 | 0 | 0 | 0 | 0 | 0 | 0 | 0 | 0 | 0 | 0 | 0 | 0 | 0 | 0 | 0 | 0 | 0 | 0 | 0 | 0 | 0 | 0 | 0 | 0 | 0 | 0 | 0 | 0 | 0 | 0 | 0 | 0 | 0 | 0 | 0 | 0 | 0
531 | SCE | SCE-13-SW-002B | Interior LED parking garage luminaires | Interior LED parking garage luminaires | 0.75132 | 3.8019 | 65406.5839 | 0 | 87055.7473 | 17203.5495 | 0.80372 | 5.6739 | 81379.862 | 11527.6642 | -21649.1634 | 48203.0344 | 83937.8212 | 0 | 101141.3706 | 0.64668 | 81259.3653 | 8.6839 | 0 | 69070.4605 | 7.3813 | 0 | 90288.1837 | 9.6488 | 0 | 81259.3653 | 8.6839 | 0 | 69070.4605 | 7.3813 | 0 | 975112.3838 | 0 | 828845.5262 | 0 | 8.6552 | 0 | 10.1826 | 0 | 103.8627 | 0 | 122.1914 | 0 | 8.9695 | 0 | 10.5524 | 0 | 107.6344 | 0 | 126.6287 | 0 | 5.55 | 4.7175 | 66.6 | 56.61 | 0.0021731 | 5675.8853 | 12435.1565 | 18111.0418 | 575.7683 | 107.5115 | 184.302 | 4356.6665 | 0 | 0 | 451.637 | 0 | 0 | 0 | 0 | 0 | 12435.1565 | 0 | 100352.1148 | 0 | 70333.5667 | 622354.003 | 529000.9026 | 0 | 0 | 0.12364 | 0 | 0.16457 | 0.15384 | 0.032521 | 0.021791 | 0.19119 | -0.040925 | -0.030195 | 0.091121 | 0.10185 | 0 | 0 | 0 | 0 | -0.067551 | 0
532 | SCE | SCE-13-SW-002B | Exterior Screw-in PAR/Reflector LED Lamps | Exterior Screw-in PAR/Reflector LED Lamps | 0 | 0 | 0 | 0 | 0 | 0 | 0 | 0 | 0 | 0 | 0 | 0 | 0 | 0 | 0 | 0 | 0 | 0 | 0 | 0 | 0 | 0 | 0 | 0 | 0 | 0 | 0 | 0 | 0 | 0 | 0 | 0 | 0 | 0 | 0 | 0 | 0 | 0 | 0 | 0 | 0 | 0 | 0 | 0 | 0 | 0 | 0 | 0 | 0 | 0 | 0 | 0 | 0 | 0 | 0 | 0 | 0 | 0 | 0 | 0 | 0 | 0 | 0 | 0 | 0 | 0 | 0 | 0 | 0 | 0 | 0 | 0 | 0 | 0 | 0 | 0 | 0 | 0 | 0 | 0 | 0 | 0 | 0 | 0 | 0 | 0 | 0 | 0 | 0 | 0 | 0 | 0 | 0 | 0 | 0 | 0 | 0
533 | SCE | SCE-13-SW-002B | Interior LED recessed, surface and pendant-mounted downlights | Interior LED recessed, surface and pendant-mounted downlights | 4.0415 | 4.1704 | 63787.4268 | 0 | 15783.2585 | 15295.2641 | 6.2245 | 6.5357 | 10247.8812 | 9759.8868 | 48004.1683 | 48492.1627 | 81859.9185 | 0 | 97155.1827 | 0.65655 | 79247.7685 | 13.1032 | 0 | 67360.6033 | 11.1377 | 0 | 88053.0762 | 14.5591 | 0 | 79247.7685 | 13.1032 | 0 | 67360.6033 | 11.1377 | 0 | 950973.2225 | 0 | 808327.2392 | 0 | 8.441 | 0 | 9.9305 | 0 | 101.2916 | 0 | 119.1666 | 0 | 8.7475 | 0 | 10.2912 | 0 | 104.9699 | 0 | 123.494 | 0 | 5.4126 | 4.6007 | 64.9513 | 55.2086 | 0.0021193 | 5535.3773 | 10528.2144 | 16063.5917 | 561.515 | 104.85 | 179.7396 | 4248.8161 | 0 | 0 | 440.4566 | 0 | 0 | 0 | 0 | 0 | 10528.2144 | 0 | 10528.2144 | 0 | 0 | 606947.4675 | 515905.3473 | 0 | 0 | 0.12364 | 0 | 0.030593 | 0.019864 | 0.029647 | 0.018918 | 0.18832 | 0.093048 | 0.10378 | 0.093994 | 0.10472 | 0 | 0 | 0 | 0 | -0.064678 | 0
534 | SCE | SCE-13-SW-002B | Exterior LED bollards | Exterior LED bollards | 0 | 0 | 0 | 0 | 0 | 0 | 0 | 0 | 0 | 0 | 0 | 0 | 0 | 0 | 0 | 0 | 0 | 0 | 0 | 0 | 0 | 0 | 0 | 0 | 0 | 0 | 0 | 0 | 0 | 0 | 0 | 0 | 0 | 0 | 0 | 0 | 0 | 0 | 0 | 0 | 0 | 0 | 0 | 0 | 0 | 0 | 0 | 0 | 0 | 0 | 0 | 0 | 0 | 0 | 0 | 0 | 0 | 0 | 0 | 0 | 0 | 0 | 0 | 0 | 0 | 0 | 0 | 0 | 0 | 0 | 0 | 0 | 0 | 0 | 0 | 0 | 0 | 0 | 0 | 0 | 0 | 0 | 0 | 0 | 0 | 0 | 0 | 0 | 0 | 0 | 0 | 0 | 0 | 0 | 0 | 0 | 0
535 | SCE | SCE-13-SW-002B | Exterior lighting controls - occupancy sensors | Exterior lighting controls - occupancy sensors | 0 | 0 | 0 | 0 | 0 | 0 | 0 | 0 | 0 | 0 | 0 | 0 | 0 | 0 | 0 | 0 | 0 | 0 | 0 | 0 | 0 | 0 | 0 | 0 | 0 | 0 | 0 | 0 | 0 | 0 | 0 | 0 | 0 | 0 | 0 | 0 | 0 | 0 | 0 | 0 | 0 | 0 | 0 | 0 | 0 | 0 | 0 | 0 | 0 | 0 | 0 | 0 | 0 | 0 | 0 | 0 | 0 | 0 | 0 | 0 | 0 | 0 | 0 | 0 | 0 | 0 | 0 | 0 | 0 | 0 | 0 | 0 | 0 | 0 | 0 | 0 | 0 | 0 | 0 | 0 | 0 | 0 | 0 | 0 | 0 | 0 | 0 | 0 | 0 | 0 | 0 | 0 | 0 | 0 | 0 | 0 | 0
536 | SCE | SCE-13-SW-002B | Exterior LED wall wash luminaires | Exterior LED wall wash luminaires | 0 | 0 | 0 | 0 | 0 | 0 | 0 | 0 | 0 | 0 | 0 | 0 | 0 | 0 | 0 | 0 | 0 | 0 | 0 | 0 | 0 | 0 | 0 | 0 | 0 | 0 | 0 | 0 | 0 | 0 | 0 | 0 | 0 | 0 | 0 | 0 | 0 | 0 | 0 | 0 | 0 | 0 | 0 | 0 | 0 | 0 | 0 | 0 | 0 | 0 | 0 | 0 | 0 | 0 | 0 | 0 | 0 | 0 | 0 | 0 | 0 | 0 | 0 | 0 | 0 | 0 | 0 | 0 | 0 | 0 | 0 | 0 | 0 | 0 | 0 | 0 | 0 | 0 | 0 | 0 | 0 | 0 | 0 | 0 | 0 | 0 | 0 | 0 | 0 | 0 | 0 | 0 | 0 | 0 | 0 | 0 | 0
537 | SCE | SCE-13-SW-002B | Reduce lighting schedule retrocommissioning | Reduce lighting schedule retrocommissioning | 6.4223 | 6.5606 | 818.8357 | 0 | 127.4995 | 124.8118 | 14.5075 | 15.2329 | 56.4421 | 53.7544 | 691.3362 | 694.024 | 1402.6438 | 0 | 1527.4556 | 0.53608 | 1843.5193 | 0 | 0 | 1566.9914 | 0 | 0 | 2048.3548 | 0 | 0 | 1843.5193 | 0 | 0 | 1566.9914 | 0 | 0 | 14748.1547 | 0 | 12535.9315 | 0 | 0.16995 | 0 | 0.19994 | 0 | 1.3596 | 0 | 1.5995 | 0 | 0.19701 | 0 | 0.23177 | 0 | 1.5761 | 0 | 1.8542 | 0 | 0.12408 | 0.10546 | 0.9926 | 0.84371 | 2.7205e-05 | 71.0573 | 57.9861 | 129.0435 | 7.2081 | 1.346 | 2.3073 | 54.5418 | 0 | 0 | 5.6541 | 0 | 0 | 0 | 0 | 0 | 57.9861 | 0 | 57.9861 | 0 | 0 | 10714.0912 | 9106.9775 | 0 | 0 | 0.089913 | 0 | 0.014 | 0.0061977 | 0.013705 | 0.0059026 | 0.16772 | 0.075913 | 0.083715 | 0.076208 | 0.08401 | 0 | 0 | 0 | 0 | -0.077811 | 0
538 | SCE | SCE-13-SW-002B | Interior LED integral lamps - Decorative Lamps | Interior LED integral lamps - Decorative Lamps | 1.4759 | 3.9972 | 15788.884 | 0 | 10697.4799 | 3949.94 | 1.6928 | 6.1202 | 9327.3442 | 2579.8043 | 5091.4041 | 11838.944 | 20262.2495 | 0 | 24212.1895 | 0.6521 | 19615.6812 | 1.8099 | 0 | 16673.329 | 1.5384 | 0 | 21795.2013 | 2.011 | 0 | 19615.6812 | 1.8099 | 0 | 16673.329 | 1.5384 | 0 | 235388.1739 | 0 | 200079.9478 | 0 | 2.0893 | 0 | 2.458 | 0 | 25.072 | 0 | 29.4965 | 0 | 2.1652 | 0 | 2.5473 | 0 | 25.9825 | 0 | 30.5677 | 0 | 1.3397 | 1.1388 | 16.077 | 13.6654 | 0.00052458 | 1370.1357 | 2782.8942 | 4153.0299 | 138.9881 | 25.9528 | 44.4898 | 1051.6816 | 0 | 0 | 109.0233 | 0 | 0 | 0 | 0 | 0 | 2782.8942 | 0 | 11182.4022 | 0 | 6719.6064 | 150233.7318 | 127698.672 | 0 | 0 | 0.12364 | 0 | 0.083771 | 0.073042 | 0.030932 | 0.020202 | 0.1896 | 0.03987 | 0.0506 | 0.09271 | 0.10344 | 0 | 0 | 0 | 0 | -0.065962 | 0
539 | SCE | SCE-13-SW-002B | Exterior LED fixture replacements (utilizing approved luminaries) | Exterior LED fixture replacements (utilizing approved luminaries) | 0 | 0 | 0 | 0 | 0 | 0 | 0 | 0 | 0 | 0 | 0 | 0 | 0 | 0 | 0 | 0 | 0 | 0 | 0 | 0 | 0 | 0 | 0 | 0 | 0 | 0 | 0 | 0 | 0 | 0 | 0 | 0 | 0 | 0 | 0 | 0 | 0 | 0 | 0 | 0 | 0 | 0 | 0 | 0 | 0 | 0 | 0 | 0 | 0 | 0 | 0 | 0 | 0 | 0 | 0 | 0 | 0 | 0 | 0 | 0 | 0 | 0 | 0 | 0 | 0 | 0 | 0 | 0 | 0 | 0 | 0 | 0 | 0 | 0 | 0 | 0 | 0 | 0 | 0 | 0 | 0 | 0 | 0 | 0 | 0 | 0 | 0 | 0 | 0 | 0 | 0 | 0 | 0 | 0 | 0 | 0 | 0
540 | SCE | SCE-13-SW-002B | Day lighting controls | Day lighting controls | 6.4239 | 6.5622 | 553.7131 | 0 | 86.1952 | 84.3788 | 14.5161 | 15.2419 | 38.1448 | 36.3284 | 467.5178 | 469.3342 | 947.9374 | 0 | 1032.3162 | 0.53638 | 1245.8908 | 0.47657 | 0 | 1059.0072 | 0.40508 | 0 | 1384.3231 | 0.52952 | 0 | 1245.8908 | 0.47657 | 0 | 1059.0072 | 0.40508 | 0 | 9967.1262 | 0 | 8472.0573 | 0 | 0.11485 | 0 | 0.13512 | 0 | 0.91883 | 0 | 1.081 | 0 | 0.13314 | 0 | 0.15664 | 0 | 1.0651 | 0 | 1.2531 | 0 | 0.083853 | 0.071275 | 0.67082 | 0.5702 | 1.8397e-05 | 48.0504 | 39.1883 | 87.2387 | 4.8743 | 0.91016 | 1.5602 | 36.8823 | 0 | 0 | 3.8234 | 0 | 0 | 0 | 0 | 0 | 39.1883 | 0 | 39.1883 | 0 | 0 | 7240.8177 | 6154.695 | 0 | 0 | 0.089966 | 0 | 0.014005 | 0.0061977 | 0.01371 | 0.0059026 | 0.16773 | 0.075961 | 0.083768 | 0.076256 | 0.084063 | 0 | 0 | 0 | 0 | -0.077762 | 0
541 | SCE | SCE-13-SW-002B | Interior LED track or mono-point directional lighting fixtures | Interior LED track or mono-point directional lighting fixtures | 0.22958 | 3.6149 | 15943.655 | 0 | 69446.9985 | 4410.5865 | 0.23425 | 5.2671 | 68063.432 | 3027.0201 | -53503.3435 | 11533.0684 | 20460.8708 | 0 | 24871.4573 | 0.64104 | 19807.9644 | 3.7548 | 0 | 16836.7697 | 3.1916 | 0 | 22008.8493 | 4.172 | 0 | 19807.9644 | 3.7548 | 0 | 16836.7697 | 3.1916 | 0 | 237695.5728 | 0 | 202041.2369 | 0 | 2.1098 | 0 | 2.4821 | 0 | 25.3178 | 0 | 29.7857 | 0 | 2.1864 | 0 | 2.5723 | 0 | 26.2372 | 0 | 30.8673 | 0 | 1.3529 | 1.1499 | 16.2346 | 13.7994 | 0.00052972 | 1383.5665 | 3265.3162 | 4648.8826 | 140.3506 | 26.2072 | 44.9259 | 1061.9908 | 0 | 0 | 110.092 | 0 | 0 | 0 | 0 | 0 | 3265.3162 | 0 | 85610.0309 | 0 | 65875.7718 | 151706.4019 | 128950.4417 | 0 | 0 | 0.12364 | 0 | 0.53856 | 0.52783 | 0.034204 | 0.023474 | 0.19288 | -0.41491 | -0.40418 | 0.089438 | 0.10017 | 0 | 0 | 0 | 0 | -0.069234 | 0
542 | SCE | SCE-13-SW-002B | Exterior LED wall-mounted area luminaires | Exterior LED wall-mounted area luminaires | 0 | 0 | 0 | 0 | 0 | 0 | 0 | 0 | 0 | 0 | 0 | 0 | 0 | 0 | 0 | 0 | 0 | 0 | 0 | 0 | 0 | 0 | 0 | 0 | 0 | 0 | 0 | 0 | 0 | 0 | 0 | 0 | 0 | 0 | 0 | 0 | 0 | 0 | 0 | 0 | 0 | 0 | 0 | 0 | 0 | 0 | 0 | 0 | 0 | 0 | 0 | 0 | 0 | 0 | 0 | 0 | 0 | 0 | 0 | 0 | 0 | 0 | 0 | 0 | 0 | 0 | 0 | 0 | 0 | 0 | 0 | 0 | 0 | 0 | 0 | 0 | 0 | 0 | 0 | 0 | 0 | 0 | 0 | 0 | 0 | 0 | 0 | 0 | 0 | 0 | 0 | 0 | 0 | 0 | 0 | 0 | 0
543 | SCE | SCE-13-SW-002B | Motor generator set replacements (ineligible for hotel industry) | Motor generator set replacements (ineligible for hotel industry) | 0.0073971 | 3.6768 | 271.751 | 0 | 36737.7509 | 73.9088 | 0.0074018 | 5.3997 | 36714.1687 | 50.3266 | -36465.9999 | 197.8423 | 441.2381 | 0 | 515.1469 | 0.52752 | 367.1454 | 0.036011 | 0 | 312.0736 | 0.030609 | 0 | 407.9393 | 0.040012 | 0 | 367.1454 | 0.036011 | 0 | 312.0736 | 0.030609 | 0 | 5507.1807 | 0 | 4681.1036 | 0 | 0.034777 | 0 | 0.040914 | 0 | 0.52166 | 0 | 0.61372 | 0 | 0.036778 | 0 | 0.043268 | 0 | 0.55167 | 0 | 0.64903 | 0 | 0.024156 | 0.020533 | 0.36234 | 0.30799 | 9.0287e-06 | 23.5821 | 54.2885 | 77.8706 | 2.3922 | 0.44669 | 0.76574 | 18.1011 | 0 | 0 | 1.8765 | 0 | 0 | 0 | 0 | 0 | 54.2885 | 0 | 46580.6595 | 0 | 37221.0968 | 3204.2463 | 2723.6093 | 0 | 0 | 0.099776 | 0 | 13.4886 | 13.48 | 0.027136 | 0.018478 | 0.18914 | -13.3889 | -13.3802 | 0.07264 | 0.081298 | 0 | 0 | 0 | 0 | -0.089365 | 0
544 | SCE | SCE-13-SW-002B | Nonresidential Pool Pump - VFD | Nonresidential Pool Pump - VFD | 0.43882 | 1.1617 | 797.9441 | 0 | 1818.3937 | 686.8532 | 0.45619 | 1.292 | 1749.1493 | 617.6088 | -1020.4496 | 111.0909 | 1531.1391 | 0 | 2217.9923 | 0.35976 | 4303.7241 | 0.32302 | 0 | 3658.1655 | 0.27456 | 0 | 4781.9157 | 0.35891 | 0 | 4303.7241 | 0.32302 | 0 | 3658.1655 | 0.27456 | 0 | 14202.2895 | 0 | 12071.9461 | 0 | 0.36203 | 0 | 0.42592 | 0 | 1.1947 | 0 | 1.4055 | 0 | 0.43239 | 0 | 0.5087 | 0 | 1.4269 | 0 | 1.6787 | 0 | 0.28347 | 0.24095 | 0.93547 | 0.79515 | 2.6511e-05 | 69.2444 | 666.2288 | 735.4732 | 7.0242 | 1.3116 | 2.2484 | 53.1503 | 0 | 0 | 5.5099 | 0 | 0 | 0 | 0 | 0 | 666.2288 | 0 | 2063.061 | 0 | 1117.4658 | 12122.8301 | 10304.4056 | 0 | 0 | 0.077437 | 0 | 0.17647 | 0.16975 | 0.066656 | 0.059936 | 0.21525 | -0.09903 | -0.092311 | 0.010781 | 0.017501 | 0 | 0 | 0 | 0 | -0.13781 | 0
545 | SCE | SCE-13-SW-002B | Optimize chilled water pump VFD retrocommissioning | Optimize chilled water pump VFD retrocommissioning | 0.34866 | 3.9101 | 2506.913 | 0 | 7190.1756 | 641.1447 | 0.35954 | 5.9181 | 6972.6295 | 423.5986 | -4683.2626 | 1865.7682 | 2494.7235 | 0 | 3135.8682 | 0.79943 | 3278.8588 | 0.17788 | 0 | 2787.03 | 0.1512 | 0 | 3643.1765 | 0.19764 | 0 | 3278.8588 | 0.17788 | 0 | 2787.03 | 0.1512 | 0 | 26230.8705 | 0 | 22296.2399 | 0 | 0.28218 | 0 | 0.33198 | 0 | 2.2574 | 0 | 2.6558 | 0 | 0.38477 | 0 | 0.45267 | 0 | 3.0782 | 0 | 3.6214 | 0 | 0.22955 | 0.19512 | 1.8364 | 1.561 | 8.3291e-05 | 217.5462 | 456.9455 | 674.4917 | 22.0681 | 4.1207 | 7.064 | 166.9829 | 0 | 0 | 17.3104 | 0 | 0 | 0 | 0 | 0 | 456.9455 | 0 | 8741.349 | 0 | 6627.5228 | 19055.9391 | 16197.5482 | 0 | 0 | 0.15477 | 0 | 0.44391 | 0.43047 | 0.039583 | 0.026152 | 0.1936 | -0.28913 | -0.2757 | 0.11519 | 0.12862 | 0 | 0 | 0 | 0 | -0.03883 | 0
546 | SCE | SCE-13-SW-002B | Well pump - VSD | Well pump - VSD | 0.041942 | 1.077 | 516.3424 | 0 | 12310.8544 | 479.4088 | 0.042095 | 1.1881 | 12266.047 | 434.6014 | -11794.512 | 36.9336 | 990.6848 | 0 | 1470.0936 | 0.35123 | 2784.6159 | 0.38262 | 0 | 2366.9235 | 0.32523 | 0 | 3094.0177 | 0.42514 | 0 | 2784.6159 | 0.38262 | 0 | 2366.9235 | 0.32523 | 0 | 9189.2323 | 0 | 7810.8475 | 0 | 0.23424 | 0 | 0.27558 | 0 | 0.773 | 0 | 0.90941 | 0 | 0.27977 | 0 | 0.32914 | 0 | 0.92324 | 0 | 1.0862 | 0 | 0.18342 | 0.1559 | 0.60527 | 0.51448 | 1.7155e-05 | 44.8074 | 468.8145 | 513.6219 | 4.5453 | 0.84873 | 1.4549 | 34.393 | 0 | 0 | 3.5654 | 0 | 0 | 0 | 0 | 0 | 468.8145 | 0 | 15456.3578 | 0 | 11990.0346 | 7843.7707 | 6667.2051 | 0 | 0 | 0.077445 | 0 | 1.8465 | 1.8398 | 0.071906 | 0.065185 | 0.2205 | -1.769 | -1.7623 | 0.0055396 | 0.01226 | 0 | 0 | 0 | 0 | -0.14305 | 0
547 | SCE | SCE-13-SW-002B | Fluid Pump - VFD | Fluid Pump - VFD | 0.053903 | 1.3236 | 1731.669 | 0 | 32125.7307 | 1308.286 | 0.054156 | 1.4954 | 31975.459 | 1158.0144 | -30394.0617 | 423.3829 | 3060.029 | 0 | 4368.315 | 0.39642 | 5946.4821 | 2.4097 | 0 | 5054.5098 | 2.0483 | 0 | 6607.2024 | 2.6775 | 0 | 5946.4821 | 2.4097 | 0 | 5054.5098 | 2.0483 | 0 | 29732.4107 | 0 | 25272.5491 | 0 | 0.50022 | 0 | 0.58849 | 0 | 2.5011 | 0 | 2.9424 | 0 | 0.59744 | 0 | 0.70287 | 0 | 2.9872 | 0 | 3.5144 | 0 | 0.39168 | 0.33293 | 1.9584 | 1.6646 | 5.7534e-05 | 150.2716 | 1249.1768 | 1399.4484 | 15.2437 | 2.8464 | 4.8795 | 115.3447 | 0 | 0 | 11.9573 | 0 | 0 | 0 | 0 | 0 | 1249.1768 | 0 | 40285.6797 | 0 | 31229.2023 | 23913.8552 | 20326.7769 | 0 | 0 | 0.085192 | 0 | 1.5805 | 1.5731 | 0.064363 | 0.05697 | 0.2149 | -1.4953 | -1.4879 | 0.020829 | 0.028222 | 0 | 0 | 0 | 0 | -0.12971 | 0
548 | SCE | SCE-13-SW-002B | Optimize condenser water pump VFD - retrocommissioning | Optimize condenser water pump VFD - retrocommissioning | 0.34817 | 3.6259 | 1635.1101 | 0 | 4696.2768 | 450.9478 | 0.35902 | 5.2907 | 4554.3844 | 309.0554 | -3061.1668 | 1184.1623 | 1627.1596 | 0 | 2078.1074 | 0.78683 | 2138.6043 | 0.22028 | 0 | 1817.8137 | 0.18724 | 0 | 2376.2271 | 0.24476 | 0 | 2138.6043 | 0.22028 | 0 | 1817.8137 | 0.18724 | 0 | 17108.8348 | 0 | 14542.5096 | 0 | 0.18405 | 0 | 0.21653 | 0 | 1.4724 | 0 | 1.7322 | 0 | 0.25096 | 0 | 0.29525 | 0 | 2.0077 | 0 | 2.362 | 0 | 0.14972 | 0.12726 | 1.1978 | 1.0181 | 5.4325e-05 | 141.8924 | 333.3851 | 475.2775 | 14.3937 | 2.6877 | 4.6074 | 108.913 | 0 | 0 | 11.2905 | 0 | 0 | 0 | 0 | 0 | 333.3851 | 0 | 5701.4614 | 0 | 4294.461 | 12429.0543 | 10564.6961 | 0 | 0 | 0.15477 | 0 | 0.44453 | 0.43109 | 0.042684 | 0.029254 | 0.1967 | -0.28975 | -0.27632 | 0.11209 | 0.12552 | 0 | 0 | 0 | 0 | -0.041932 | 0
549 | SCE | SCE-13-SW-002B | Wastewater Pump - VFD (eligibile for REA only) | Wastewater Pump - VFD (eligibile for REA only) | 0.11647 | 2.8337 | 51.4368 | 0 | 441.6354 | 18.152 | 0.11766 | 3.7577 | 437.1718 | 13.6884 | -390.1987 | 33.2847 | 85.2845 | 0 | 103.4366 | 0.49728 | 82.5631 | 0.022545 | 0 | 70.1786 | 0.019163 | 0 | 91.7368 | 0.02505 | 0 | 82.5631 | 0.022545 | 0 | 70.1786 | 0.019163 | 0 | 990.7569 | 0 | 842.1434 | 0 | 0.0078206 | 0 | 0.0092008 | 0 | 0.093848 | 0 | 0.11041 | 0 | 0.0082706 | 0 | 0.0097301 | 0 | 0.099248 | 0 | 0.11676 | 0 | 0.0054322 | 0.0046174 | 0.065186 | 0.055408 | 1.709e-06 | 4.4636 | 14.766 | 19.2296 | 0.45279 | 0.084549 | 0.14494 | 3.4262 | 0 | 0 | 0.35517 | 0 | 0 | 0 | 0 | 0 | 14.766 | 0 | 551.3342 | 0 | 429.2546 | 632.3389 | 537.4881 | 0 | 0 | 0.095698 | 0 | 0.82167 | 0.81336 | 0.033772 | 0.025467 | 0.19244 | -0.72597 | -0.71766 | 0.061926 | 0.070231 | 0 | 0 | 0 | 0 | -0.096746 | 0
550 | SCE | SCE-13-SW-002B | Wastewater treatment - blower VFD | Wastewater treatment - blower VFD | 0.11646 | 2.8057 | 251.6214 | 0 | 2160.5484 | 89.6837 | 0.11765 | 3.7086 | 2138.7131 | 67.8484 | -1908.927 | 161.9377 | 417.1905 | 0 | 506.8742 | 0.49642 | 403.878 | 0.11604 | 0 | 343.2963 | 0.09863 | 0 | 448.7533 | 0.12893 | 0 | 403.878 | 0.11604 | 0 | 343.2963 | 0.09863 | 0 | 4846.5355 | 0 | 4119.5551 | 0 | 0.038257 | 0 | 0.045008 | 0 | 0.45908 | 0 | 0.54009 | 0 | 0.040458 | 0 | 0.047597 | 0 | 0.48549 | 0 | 0.57117 | 0 | 0.026573 | 0.022587 | 0.31888 | 0.27104 | 8.36e-06 | 21.8353 | 73.1896 | 95.0249 | 2.215 | 0.4136 | 0.70902 | 16.7602 | 0 | 0 | 1.7375 | 0 | 0 | 0 | 0 | 0 | 73.1896 | 0 | 2696.9895 | 0 | 2099.0399 | 3093.2442 | 2629.2576 | 0 | 0 | 0.095701 | 0 | 0.82173 | 0.81343 | 0.03411 | 0.025805 | 0.19278 | -0.72603 | -0.71773 | 0.061591 | 0.069895 | 0 | 0 | 0 | 0 | -0.097082 | 0
551 | SCE | SCE-13-SW-002B | Process Motor - VFD | Process Motor - VFD | 0.11632 | 2.3986 | 252.236 | 0 | 2168.4967 | 105.1594 | 0.1175 | 3.0291 | 2146.608 | 83.2707 | -1916.2607 | 147.0766 | 418.1349 | 0 | 523.2942 | 0.48202 | 404.7922 | 0.16255 | 0 | 344.0733 | 0.13817 | 0 | 449.7691 | 0.18061 | 0 | 404.7922 | 0.16255 | 0 | 344.0733 | 0.13817 | 0 | 4857.5061 | 0 | 4128.8802 | 0 | 0.038343 | 0 | 0.04511 | 0 | 0.46012 | 0 | 0.54132 | 0 | 0.040549 | 0 | 0.047705 | 0 | 0.48659 | 0 | 0.57246 | 0 | 0.026633 | 0.022638 | 0.3196 | 0.27166 | 8.3804e-06 | 21.8887 | 89.826 | 111.7147 | 2.2204 | 0.41461 | 0.71075 | 16.8012 | 0 | 0 | 1.7417 | 0 | 0 | 0 | 0 | 0 | 89.826 | 0 | 2703.0944 | 0 | 2090.6147 | 3100.2461 | 2635.2092 | 0 | 0 | 0.095718 | 0 | 0.82289 | 0.81459 | 0.039906 | 0.031599 | 0.19858 | -0.72718 | -0.71887 | 0.055812 | 0.064118 | 0 | 0 | 0 | 0 | -0.10286 | 0
552 | SCE | SCE-13-SW-002B | Air compressor retrofit | Air compressor retrofit | 0.11655 | 3.1451 | 9518.9669 | 0 | 81674.8511 | 3026.5748 | 0.11774 | 4.3258 | 80848.8094 | 2200.5331 | -72155.8841 | 6492.3922 | 15785.1688 | 0 | 18811.7436 | 0.50601 | 15281.4641 | 2.7524 | 0 | 12989.2445 | 2.3395 | 0 | 16979.4045 | 3.0582 | 0 | 15281.4641 | 2.7524 | 0 | 12989.2445 | 2.3395 | 0 | 183377.569 | 0 | 155870.9337 | 0 | 1.4475 | 0 | 1.703 | 0 | 17.3701 | 0 | 20.4354 | 0 | 1.5308 | 0 | 1.8009 | 0 | 18.3696 | 0 | 21.6112 | 0 | 1.0054 | 0.85462 | 12.0652 | 10.2555 | 0.00031626 | 826.0417 | 2373.7656 | 3199.8073 | 83.7946 | 15.6467 | 26.8224 | 634.0488 | 0 | 0 | 65.7291 | 0 | 0 | 0 | 0 | 0 | 2373.7656 | 0 | 102045.5495 | 0 | 79737.4271 | 117038.5753 | 99482.789 | 0 | 0 | 0.095685 | 0 | 0.82099 | 0.81269 | 0.030423 | 0.02212 | 0.1891 | -0.72531 | -0.71701 | 0.065261 | 0.073565 | 0 | 0 | 0 | 0 | -0.093411 | 0
553 | SCE | SCE-13-SW-002B | Car wash vacuum pumps - VFD | Car wash vacuum pumps - VFD | 0.11618 | 2.1178 | 664.6749 | 0 | 5721.1541 | 313.8522 | 0.11736 | 2.5946 | 5663.4746 | 256.1727 | -5056.4792 | 350.8228 | 1101.7484 | 0 | 1415.6005 | 0.46954 | 1066.5916 | 0.4854 | 0 | 906.6028 | 0.41259 | 0 | 1185.1018 | 0.53934 | 0 | 1066.5916 | 0.4854 | 0 | 906.6028 | 0.41259 | 0 | 12799.0989 | 0 | 10879.2341 | 0 | 0.10103 | 0 | 0.11886 | 0 | 1.2124 | 0 | 1.4263 | 0 | 0.10684 | 0 | 0.1257 | 0 | 1.2821 | 0 | 1.5084 | 0 | 0.070176 | 0.05965 | 0.84211 | 0.71579 | 2.2083e-05 | 57.6795 | 276.3394 | 334.0189 | 5.8511 | 1.0926 | 1.8729 | 44.2733 | 0 | 0 | 4.5896 | 0 | 0 | 0 | 0 | 0 | 276.3394 | 0 | 7122.4146 | 0 | 5476.8602 | 8168.8743 | 6943.5431 | 0 | 0 | 0.095726 | 0 | 0.82395 | 0.81565 | 0.045201 | 0.036894 | 0.20387 | -0.72823 | -0.71992 | 0.050525 | 0.058832 | 0 | 0 | 0 | 0 | -0.10815 | 0
554 | SCE | SCE-13-SW-002B | Radiant heat recovery gas conveyer charbroiler with electric resistance heating | Radiant heat recovery gas conveyer charbroiler with electric resistance heating | 0.1587 | 3.3637 | 11235.4216 | 0 | 70796.6199 | 3340.2465 | 0.16092 | 4.7502 | 69821.6269 | 2365.2535 | -59561.1983 | 7895.1751 | 14418.6832 | 0 | 17758.9297 | 0.63266 | 13958.583 | 2.5157 | 0 | 11864.7956 | 2.1384 | 0 | 15509.5367 | 2.7952 | 0 | 13958.583 | 2.5157 | 0 | 11864.7956 | 2.1384 | 0 | 167502.9961 | 0 | 142377.5466 | 0 | 1.4868 | 0 | 1.7492 | 0 | 17.8413 | 0 | 20.9898 | 0 | 1.5408 | 0 | 1.8127 | 0 | 18.4892 | 0 | 21.752 | 0 | 0.95337 | 0.81036 | 11.4404 | 9.7244 | 0.00037329 | 974.993 | 2551.4533 | 3526.4464 | 98.9044 | 18.4681 | 31.6591 | 748.3801 | 0 | 0 | 77.5814 | 0 | 0 | 0 | 0 | 0 | 2551.4533 | 0 | 88009.299 | 0 | 68366.2766 | 106906.8159 | 90870.7935 | 0 | 0 | 0.12364 | 0 | 0.77909 | 0.76836 | 0.036758 | 0.026029 | 0.19543 | -0.65545 | -0.64472 | 0.086884 | 0.097613 | 0 | 0 | 0 | 0 | -0.071789 | 0
555 | SCE | SCE-13-SW-002B | Wastewater aerator blower - VFD | Wastewater aerator blower - VFD | 0.11657 | 3.2912 | 12736.6954 | 0 | 109259.0722 | 3869.9179 | 0.11776 | 4.607 | 108153.8009 | 2764.6466 | -96522.3768 | 8866.7775 | 21123.3096 | 0 | 24993.2275 | 0.50961 | 20449.2648 | 2.3015 | 0 | 17381.8751 | 1.9563 | 0 | 22721.4053 | 2.5572 | 0 | 20449.2648 | 2.3015 | 0 | 17381.8751 | 1.9563 | 0 | 245391.1775 | 0 | 208582.5009 | 0 | 1.937 | 0 | 2.2788 | 0 | 23.2443 | 0 | 27.3462 | 0 | 2.0485 | 0 | 2.41 | 0 | 24.5817 | 0 | 28.9196 | 0 | 1.3455 | 1.1436 | 16.1454 | 13.7236 | 0.00042317 | 1105.2713 | 2982.2879 | 4087.5592 | 112.12 | 20.9358 | 35.8893 | 848.3784 | 0 | 0 | 87.9478 | 0 | 0 | 0 | 0 | 0 | 2982.2879 | 0 | 136554.7471 | 0 | 106857.9673 | 156618.0311 | 133125.3264 | 0 | 0 | 0.095674 | 0 | 0.82072 | 0.81242 | 0.02907 | 0.020767 | 0.18774 | -0.72505 | -0.71675 | 0.066605 | 0.074907 | 0 | 0 | 0 | 0 | -0.092068 | 0
556 | SCE | SCE-13-SW-002B | Wastewater treatment - fine bubble aeration | Wastewater treatment - fine bubble aeration | 0.058116 | 3.7086 | 7687.9984 | 0 | 132286.2832 | 2073.0105 | 0.058411 | 5.4685 | 131619.1302 | 1405.8575 | -124598.2848 | 5614.9879 | 12482.5846 | 0 | 14555.5951 | 0.52818 | 10386.5081 | 1.185 | 0 | 8828.5319 | 1.0072 | 0 | 11540.5646 | 1.3166 | 0 | 10386.5081 | 1.185 | 0 | 8828.5319 | 1.0072 | 0 | 155797.6216 | 0 | 132427.9783 | 0 | 0.98384 | 0 | 1.1575 | 0 | 14.7577 | 0 | 17.362 | 0 | 1.0405 | 0 | 1.2241 | 0 | 15.6068 | 0 | 18.3609 | 0 | 0.68338 | 0.58087 | 10.2506 | 8.713 | 0.00025543 | 667.153 | 1516.5309 | 2183.6838 | 67.6768 | 12.6371 | 21.6632 | 512.0898 | 0 | 0 | 53.0862 | 0 | 0 | 0 | 0 | 0 | 1516.5309 | 0 | 166679.1492 | 0 | 132130.0947 | 90647.824 | 77050.6504 | 0 | 0 | 0.099779 | 0 | 1.7169 | 1.7082 | 0.026905 | 0.018246 | 0.18891 | -1.6171 | -1.6084 | 0.072874 | 0.081533 | 0 | 0 | 0 | 0 | -0.089131 | 0
557 | SCE | SCE-13-SW-002B | Efficient electric melting | Efficient electric melting | 6.3982 | 6.5366 | 15277.6778 | 0 | 2387.819 | 2337.2454 | 14.3852 | 15.1044 | 1062.045 | 1011.4714 | 12889.8588 | 12940.4324 | 25337.1657 | 0 | 27674.4111 | 0.55205 | 24528.6568 | 2.9241 | 0 | 20849.3583 | 2.4855 | 0 | 27254.0631 | 3.249 | 0 | 24528.6568 | 2.9241 | 0 | 20849.3583 | 2.4855 | 0 | 294343.8812 | 0 | 250192.299 | 0 | 2.3234 | 0 | 2.7335 | 0 | 27.8812 | 0 | 32.8014 | 0 | 2.4571 | 0 | 2.8907 | 0 | 29.4854 | 0 | 34.6887 | 0 | 1.6139 | 1.3718 | 19.3662 | 16.4613 | 0.00050759 | 1325.774 | 1091.0975 | 2416.8715 | 134.488 | 25.1125 | 43.0493 | 1017.6307 | 0 | 0 | 105.4934 | 0 | 0 | 0 | 0 | 0 | 1091.0975 | 0 | 1091.0975 | 0 | 0 | 187861.5181 | 159682.2904 | 0 | 0 | 0.095675 | 0 | 0.014954 | 0.006651 | 0.014637 | 0.0063343 | 0.17331 | 0.080722 | 0.089024 | 0.081039 | 0.089341 | 0 | 0 | 0 | 0 | -0.077634 | 0
558 | SCE | SCE-13-SW-002B | Efficient Battery Charger | Efficient Battery Charger | 0.018045 | 3.6292 | 1499.5573 | 0 | 83102.6964 | 413.1901 | 0.018073 | 5.2977 | 82972.5671 | 283.0607 | -81603.1391 | 1086.3672 | 2434.6314 | 0 | 2847.8215 | 0.52656 | 2025.8079 | 0.29557 | 0 | 1721.9367 | 0.25124 | 0 | 2250.8977 | 0.32842 | 0 | 2025.8079 | 0.29557 | 0 | 1721.9367 | 0.25124 | 0 | 30387.1189 | 0 | 25829.0511 | 0 | 0.19189 | 0 | 0.22575 | 0 | 2.8784 | 0 | 3.3863 | 0 | 0.20293 | 0 | 0.23874 | 0 | 3.044 | 0 | 3.5812 | 0 | 0.13329 | 0.11329 | 1.9993 | 1.6994 | 4.9822e-05 | 130.1293 | 305.3441 | 435.4735 | 13.2005 | 2.4649 | 4.2254 | 99.884 | 0 | 0 | 10.3545 | 0 | 0 | 0 | 0 | 0 | 305.3441 | 0 | 105227.4678 | 0 | 83937.6989 | 17680.1557 | 15028.1323 | 0 | 0 | 0.099783 | 0 | 5.5298 | 5.5211 | 0.027494 | 0.018835 | 0.1895 | -5.43 | -5.4214 | 0.072289 | 0.080948 | 0 | 0 | 0 | 0 | -0.089716 | 0
559 | SCE | SCE-13-SW-002B | Hybrid injection molding machines (hydro-electric) | Hybrid injection molding machines (hydro-electric) | 0.094902 | 3.7142 | 2402.5619 | 0 | 25316.1545 | 646.8541 | 0.09569 | 5.4808 | 25107.6637 | 438.3634 | -22913.5926 | 1755.7077 | 3901.0112 | 0 | 4547.8654 | 0.52828 | 3245.9531 | 0.31453 | 0 | 2759.0602 | 0.26735 | 0 | 3606.6146 | 0.34947 | 0 | 3245.9531 | 0.31453 | 0 | 2759.0602 | 0.26735 | 0 | 48689.297 | 0 | 41385.9024 | 0 | 0.30747 | 0 | 0.36173 | 0 | 4.612 | 0 | 5.4259 | 0 | 0.32516 | 0 | 0.38254 | 0 | 4.8774 | 0 | 5.7381 | 0 | 0.21357 | 0.18153 | 3.2035 | 2.723 | 7.9824e-05 | 208.4907 | 472.8727 | 681.3634 | 21.1495 | 3.9492 | 6.7699 | 160.0322 | 0 | 0 | 16.5899 | 0 | 0 | 0 | 0 | 0 | 472.8727 | 0 | 31752.5174 | 0 | 25023.7158 | 28328.923 | 24079.5845 | 0 | 0 | 0.099776 | 0 | 1.0514 | 1.0427 | 0.026863 | 0.018205 | 0.18887 | -0.95158 | -0.94292 | 0.072913 | 0.081571 | 0 | 0 | 0 | 0 | -0.089092 | 0
560 | SCE | SCE-13-SW-002B | Blower - VFD | Blower - VFD | 0.11627 | 2.3529 | 1100.0446 | 0 | 9461.1163 | 467.5188 | 0.11746 | 2.9566 | 9365.6561 | 372.0585 | -8361.0717 | 632.5258 | 1823.9799 | 0 | 2291.4987 | 0.48005 | 1765.7767 | 0.44739 | 0 | 1500.9102 | 0.38028 | 0 | 1961.9742 | 0.4971 | 0 | 1765.7767 | 0.44739 | 0 | 1500.9102 | 0.38028 | 0 | 21189.3209 | 0 | 18010.9228 | 0 | 0.16726 | 0 | 0.19678 | 0 | 2.0071 | 0 | 2.3613 | 0 | 0.17688 | 0 | 0.2081 | 0 | 2.1226 | 0 | 2.4972 | 0 | 0.11618 | 0.098752 | 1.3941 | 1.185 | 3.6548e-05 | 95.4602 | 401.3481 | 496.8083 | 9.6836 | 1.8082 | 3.0997 | 73.2729 | 0 | 0 | 7.5959 | 0 | 0 | 0 | 0 | 0 | 401.3481 | 0 | 11791.3871 | 0 | 9112.0312 | 13523.8347 | 11495.2595 | 0 | 0 | 0.095695 | 0 | 0.82305 | 0.81474 | 0.040671 | 0.032366 | 0.19934 | -0.72735 | -0.71905 | 0.055025 | 0.063329 | 0 | 0 | 0 | 0 | -0.10365 | 0
561 | SCE | SCE-13-SW-002B | Industrial Door Automated Closer | Industrial Door Automated Closer | 0.13824 | 3.6023 | 2174.7331 | 0 | 15731.3894 | 603.7086 | 0.13992 | 5.2405 | 15542.6693 | 414.9885 | -13556.6563 | 1571.0244 | 3530.9952 | 0 | 4134.7038 | 0.52597 | 2938.0702 | 0.33549 | 0 | 2497.3597 | 0.28517 | 0 | 3264.5225 | 0.37277 | 0 | 2938.0702 | 0.33549 | 0 | 2497.3597 | 0.28517 | 0 | 44071.0536 | 0 | 37460.3955 | 0 | 0.2783 | 0 | 0.32742 | 0 | 4.1746 | 0 | 4.9112 | 0 | 0.29432 | 0 | 0.34625 | 0 | 4.4147 | 0 | 5.1938 | 0 | 0.19331 | 0.16431 | 2.8996 | 2.4647 | 7.2254e-05 | 188.7201 | 447.6577 | 636.3778 | 19.144 | 3.5747 | 6.1279 | 144.8568 | 0 | 0 | 15.0167 | 0 | 0 | 0 | 0 | 0 | 447.6577 | 0 | 19619.651 | 0 | 15337.5946 | 25641.8876 | 21795.6045 | 0 | 0 | 0.099779 | 0 | 0.72177 | 0.71311 | 0.027699 | 0.01904 | 0.1897 | -0.62199 | -0.61333 | 0.07208 | 0.080739 | 0 | 0 | 0 | 0 | -0.089925 | 0
562 | SCE | SCE-13-SW-002B | Refrigeration- energy management system (EMS) | Refrigeration- energy management system (EMS) | 0.099052 | 1.5734 | 3816.0273 | 0 | 38525.653 | 2425.3858 | 0.09991 | 1.8222 | 38194.5039 | 2094.2367 | -34709.6257 | 1390.6415 | 7000.8016 | 0 | 9426.1874 | 0.40483 | 13604.4928 | 1.1485 | 0 | 11563.8188 | 0.97622 | 0 | 15116.1031 | 1.2761 | 0 | 13604.4928 | 1.1485 | 0 | 11563.8188 | 0.97622 | 0 | 68022.4638 | 0 | 57819.0942 | 0 | 1.2783 | 0 | 1.5038 | 0 | 6.3914 | 0 | 7.5192 | 0 | 1.4111 | 0 | 1.6601 | 0 | 7.0553 | 0 | 8.3004 | 0 | 0.9076 | 0.77146 | 4.538 | 3.8573 | 0.00012678 | 331.1491 | 2259.1013 | 2590.2504 | 33.5921 | 6.2726 | 10.7528 | 254.1817 | 0 | 0 | 26.3499 | 0 | 0 | 0 | 0 | 0 | 2259.1013 | 0 | 47940.5524 | 0 | 36545.1609 | 54710.6444 | 46504.0477 | 0 | 0 | 0.082058 | 0 | 0.82844 | 0.82132 | 0.052154 | 0.045033 | 0.2027 | -0.74638 | -0.73926 | 0.029904 | 0.037025 | 0 | 0 | 0 | 0 | -0.12064 | 0
563 | SCE | SCE-13-SW-002B | Low temperature reach-in door - anti fog film | Low temperature reach-in door - anti fog film | 0.82769 | 1.6937 | 3752.7543 | 0 | 4534.0063 | 2215.6661 | 0.89174 | 1.9856 | 4208.3479 | 1890.0077 | -781.2519 | 1537.0883 | 6884.3998 | 0 | 9100.0659 | 0.41239 | 13378.2918 | 1.5302 | 0 | 11371.548 | 1.3007 | 0 | 14864.7687 | 1.7002 | 0 | 13378.2918 | 1.5302 | 0 | 11371.548 | 1.3007 | 0 | 66891.459 | 0 | 56857.7402 | 0 | 1.257 | 0 | 1.4788 | 0 | 6.2851 | 0 | 7.3942 | 0 | 1.3876 | 0 | 1.6325 | 0 | 6.938 | 0 | 8.1623 | 0 | 0.89251 | 0.75864 | 4.4626 | 3.7932 | 0.00012468 | 325.6584 | 2038.7948 | 2364.4532 | 33.0352 | 6.1686 | 10.5745 | 249.9672 | 0 | 0 | 25.913 | 0 | 0 | 0 | 0 | 0 | 2038.7948 | 0 | 4861.0385 | 0 | 2257.795 | 53800.9744 | 45730.8282 | 0 | 0 | 0.082062 | 0 | 0.099146 | 0.092024 | 0.04845 | 0.041329 | 0.19899 | -0.017084 | -0.0099625 | 0.033612 | 0.040733 | 0 | 0 | 0 | 0 | -0.11693 | 0
564 | SCE | SCE-13-SW-002B | Compressor sequencing (industrial and commercial refrigeration) | Compressor sequencing (industrial and commercial refrigeration) | 0.02521 | 1.5812 | 55.733 | 0 | 2210.7903 | 35.2481 | 0.025265 | 1.8326 | 2205.9538 | 30.4116 | -2155.0573 | 20.4849 | 102.2329 | 0 | 137.481 | 0.40539 | 198.6668 | 0.033715 | 0 | 168.8668 | 0.028658 | 0 | 220.7409 | 0.037462 | 0 | 198.6668 | 0.033715 | 0 | 168.8668 | 0.028658 | 0 | 993.3341 | 0 | 844.334 | 0 | 0.018667 | 0 | 0.021961 | 0 | 0.093333 | 0 | 0.1098 | 0 | 0.020606 | 0 | 0.024242 | 0 | 0.10303 | 0 | 0.12121 | 0 | 0.013254 | 0.011266 | 0.066269 | 0.056328 | 1.8517e-06 | 4.8364 | 32.8057 | 37.6422 | 0.49061 | 0.091611 | 0.15704 | 3.7123 | 0 | 0 | 0.38484 | 0 | 0 | 0 | 0 | 0 | 32.8057 | 0 | 2791.8259 | 0 | 2207.2161 | 798.9412 | 679.1 | 0 | 0 | 0.082069 | 0 | 3.2555 | 3.2483 | 0.051904 | 0.044782 | 0.20245 | -3.1734 | -3.1663 | 0.030165 | 0.037287 | 0 | 0 | 0 | 0 | -0.12038 | 0
565 | SCE | SCE-13-SW-002B | Refrigeration system retrofits | Refrigeration system retrofits | 1.6405 | 2.359 | 2435.0626 | 0 | 1484.3333 | 1032.2613 | 1.9128 | 2.9662 | 1273.0223 | 820.9502 | 950.7293 | 1402.8013 | 4000.4857 | 0 | 5032.747 | 0.48384 | 3872.8302 | 0.40788 | 0 | 3291.9057 | 0.3467 | 0 | 4303.1447 | 0.4532 | 0 | 3872.8302 | 0.40788 | 0 | 3291.9057 | 0.3467 | 0 | 46473.9623 | 0 | 39502.868 | 0 | 0.36389 | 0 | 0.4281 | 0 | 4.3667 | 0 | 5.1373 | 0 | 0.40169 | 0 | 0.47258 | 0 | 4.8203 | 0 | 5.6709 | 0 | 0.25837 | 0.21961 | 3.1004 | 2.6354 | 8.0903e-05 | 211.3111 | 885.5779 | 1096.889 | 21.4356 | 4.0026 | 6.8615 | 162.1971 | 0 | 0 | 16.8143 | 0 | 0 | 0 | 0 | 0 | 885.5779 | 0 | 1407.2033 | 0 | 417.3004 | 29661.4595 | 25212.2406 | 0 | 0 | 0.096583 | 0 | 0.058874 | 0.050492 | 0.040943 | 0.032562 | 0.19962 | 0.037709 | 0.04609 | 0.05564 | 0.064021 | 0 | 0 | 0 | 0 | -0.10303 | 0
566 | SCE | SCE-13-SW-002B | A-C compressor replacements | A-C compressor replacements | 2.3646 | 3.9466 | 12239.2307 | 0 | 5175.9545 | 3101.2064 | 2.9751 | 6.0023 | 4113.8524 | 2039.1043 | 7063.2762 | 9138.0243 | 12346.5143 | 0 | 15447.7207 | 0.7923 | 11301.0964 | 5.3687 | 0 | 7345.7129 | 3.4897 | 0 | 12556.7738 | 5.9652 | 0 | 11301.0964 | 5.3687 | 0 | 7345.7129 | 3.4897 | 0 | 225908.9168 | 0 | 146840.8013 | 0 | 0.76326 | 0 | 1.1742 | 0 | 15.2576 | 0 | 23.4732 | 0 | 1.0125 | 0 | 1.5577 | 0 | 20.2399 | 0 | 31.1382 | 0 | 0.79066 | 0.51393 | 15.8053 | 10.2735 | 0.00040664 | 1062.1021 | 2199.6287 | 3261.7308 | 107.7409 | 20.1181 | 34.4876 | 815.2428 | 0 | 0 | 84.5127 | 0 | 0 | 0 | 0 | 0 | 2199.6287 | 0 | 5473.6241 | 0 | 1964.3973 | 113646.7492 | 73870.3897 | 0 | 0 | 0.16569 | 0 | 0.070068 | 0.05569 | 0.041982 | 0.027604 | 0.20912 | 0.095617 | 0.11 | 0.1237 | 0.13808 | 0 | 0 | 0 | 0 | -0.043434 | 0
567 | SCE | SCE-13-SW-002B | Chilled water reset | Chilled water reset | 0.7027 | 2.5214 | 56787.4424 | 0 | 80812.8702 | 22521.7763 | 0.74834 | 3.2277 | 75884.9411 | 17593.8472 | -24025.4278 | 34265.6661 | 58943.7511 | 0 | 81465.5275 | 0.69707 | 117045.9092 | 30.3549 | 0 | 76079.8437 | 19.7307 | 0 | 130051.0102 | 33.7277 | 0 | 117045.9092 | 30.3549 | 0 | 76079.8437 | 19.7307 | 0 | 784207.5691 | 0 | 509734.9386 | 0 | 7.9051 | 0 | 12.1617 | 0 | 52.9643 | 0 | 81.4836 | 0 | 10.4865 | 0 | 16.1331 | 0 | 70.2595 | 0 | 108.0916 | 0 | 8.1889 | 5.3228 | 54.8658 | 35.6628 | 0.0018867 | 4927.9291 | 18978.8876 | 23906.8168 | 499.8948 | 93.3439 | 160.0151 | 3782.5542 | 0 | 0 | 392.1212 | 0 | 0 | 0 | 0 | 0 | 18978.8876 | 0 | 114257.3446 | 0 | 57167.0765 | 595097.1404 | 386813.1555 | 0 | 0 | 0.14681 | 0 | 0.20892 | 0.19618 | 0.058224 | 0.045484 | 0.21061 | -0.062111 | -0.049371 | 0.088585 | 0.10132 | 0 | 0 | 0 | 0 | -0.063798 | 0
568 | SCE | SCE-13-SW-002B | Frictionless compressor retrofit | Frictionless compressor retrofit | 0.51234 | 2.4355 | 173215.485 | 0 | 338085.8095 | 71121.303 | 0.53618 | 3.0882 | 323054.4293 | 56089.9228 | -164870.3245 | 102094.182 | 171983.138 | 0 | 243104.441 | 0.71251 | 187135.6233 | 108.923 | 0 | 121638.1596 | 70.7999 | 0 | 207928.4703 | 121.0255 | 0 | 187135.6233 | 108.923 | 0 | 121638.1596 | 70.7999 | 0 | 2807034.3496 | 0 | 1824572.3942 | 0 | 12.3156 | 0 | 18.9471 | 0 | 184.734 | 0 | 284.2062 | 0 | 16.7931 | 0 | 25.8355 | 0 | 251.8966 | 0 | 387.5332 | 0 | 13.1013 | 8.5159 | 196.5202 | 127.7381 | 0.005755 | 15031.3802 | 60505.4898 | 75536.87 | 1524.8004 | 284.7214 | 488.0848 | 11537.7086 | 0 | 0 | 1196.065 | 0 | 0 | 0 | 0 | 0 | 60505.4898 | 0 | 498898.5181 | 0 | 263035.8274 | 1633218.4861 | 1061592.0549 | 0 | 0 | 0.16317 | 0 | 0.31847 | 0.30431 | 0.066995 | 0.052836 | 0.229 | -0.1553 | -0.14115 | 0.096171 | 0.11033 | 0 | 0 | 0 | 0 | -0.065834 | 0
569 | SCE | SCE-13-SW-002B | Optimize room temperature setpoints - retrocommissioning | Optimize room temperature setpoints - retrocommissioning | 0.34505 | 3.9957 | 49491.9486 | 0 | 143434.38 | 12386.4258 | 0.3557 | 6.1165 | 139139.5429 | 8091.5887 | -93942.4314 | 37105.5228 | 49808.6422 | 0 | 62195.068 | 0.79575 | 65464.3711 | -1.9085 | 0 | 55644.7154 | -1.6222 | 0 | 72738.1901 | -2.1206 | 0 | 65464.3711 | -1.9085 | 0 | 55644.7154 | -1.6222 | 0 | 523714.9686 | 0 | 445157.7233 | 0 | 5.6339 | 0 | 6.6281 | 0 | 45.0713 | 0 | 53.025 | 0 | 7.6822 | 0 | 9.0379 | 0 | 61.4575 | 0 | 72.303 | 0 | 4.5832 | 3.8957 | 36.6652 | 31.1654 | 0.0016443 | 4294.8371 | 8728.5828 | 13023.4199 | 435.6732 | 81.352 | 139.4579 | 3296.6087 | 0 | 0 | 341.7453 | 0 | 0 | 0 | 0 | 0 | 8728.5828 | 0 | 174526.2454 | 0 | 132638.1301 | 380463.1851 | 323393.7073 | 0 | 0 | 0.15304 | 0 | 0.44353 | 0.43025 | 0.038301 | 0.025021 | 0.19232 | -0.29049 | -0.27721 | 0.11474 | 0.12802 | 0 | 0 | 0 | 0 | -0.039281 | 0
570 | SCE | SCE-13-SW-002B | Optimize return fan VFD - retrocommissioning | Optimize return fan VFD - retrocommissioning | 0.34505 | 3.9957 | 130992.0076 | 0 | 379632.6056 | 32783.5704 | 0.3557 | 6.1165 | 368265.3155 | 21416.2803 | -248640.598 | 98208.4372 | 131830.2113 | 0 | 164613.7817 | 0.79575 | 173266.7563 | 0 | 0 | 147276.7428 | 0 | 0 | 192518.6181 | 0 | 0 | 173266.7563 | 0 | 0 | 147276.7428 | 0 | 0 | 1386134.0501 | 0 | 1178213.9426 | 0 | 14.9115 | 0 | 17.5429 | 0 | 119.2916 | 0 | 140.3431 | 0 | 20.3327 | 0 | 23.9208 | 0 | 162.6617 | 0 | 191.3667 | 0 | 12.1304 | 10.3108 | 97.0431 | 82.4866 | 0.0043521 | 11367.2901 | 23102.2342 | 34469.5242 | 1153.1109 | 215.317 | 369.1079 | 8725.2454 | 0 | 0 | 904.5089 | 0 | 0 | 0 | 0 | 0 | 23102.2342 | 0 | 461924.4931 | 0 | 351057.8071 | 1006984.7289 | 855937.0196 | 0 | 0 | 0.15304 | 0 | 0.44353 | 0.43025 | 0.038301 | 0.025021 | 0.19232 | -0.29049 | -0.27721 | 0.11474 | 0.12802 | 0 | 0 | 0 | 0 | -0.039281 | 0
571 | SCE | SCE-13-SW-002B | Optimize fan static pressure controls - retrocommissioning | Optimize fan static pressure controls - retrocommissioning | 0.34453 | 3.677 | 7433.3041 | 0 | 21574.964 | 2021.5465 | 0.35515 | 5.4002 | 20929.913 | 1376.4955 | -14141.6599 | 5411.7576 | 7480.869 | 0 | 9502.4155 | 0.78225 | 9832.2372 | 1.565 | 0 | 8357.4017 | 1.3303 | 0 | 10924.708 | 1.7389 | 0 | 9832.2372 | 1.565 | 0 | 8357.4017 | 1.3303 | 0 | 78657.8979 | 0 | 66859.2132 | 0 | 0.84617 | 0 | 0.99549 | 0 | 6.7694 | 0 | 7.9639 | 0 | 1.1538 | 0 | 1.3574 | 0 | 9.2304 | 0 | 10.8593 | 0 | 0.68835 | 0.5851 | 5.5068 | 4.6808 | 0.00024697 | 645.051 | 1484.8574 | 2129.9084 | 65.4347 | 12.2184 | 20.9455 | 495.1249 | 0 | 0 | 51.3275 | 0 | 0 | 0 | 0 | 0 | 1484.8574 | 0 | 26212.479 | 0 | 19782.0973 | 57142.5989 | 48571.209 | 0 | 0 | 0.15304 | 0 | 0.44419 | 0.43091 | 0.04162 | 0.02834 | 0.19564 | -0.29115 | -0.27787 | 0.11142 | 0.1247 | 0 | 0 | 0 | 0 | -0.0426 | 0
572 | SCE | SCE-13-SW-002B | Optimize exhaust fan VFD - retrocommissioning | Optimize exhaust fan VFD - retrocommissioning | 0.34439 | 3.5954 | 62018.2486 | 0 | 180082.8377 | 17249.1086 | 0.355 | 5.226 | 174700.987 | 11867.2579 | -118064.5891 | 44769.14 | 62415.0967 | 0 | 79664.2052 | 0.7785 | 82033.255 | 16.7734 | 0 | 69728.2667 | 14.2574 | 0 | 91148.0611 | 18.6372 | 0 | 82033.255 | 16.7734 | 0 | 69728.2667 | 14.2574 | 0 | 656266.0397 | 0 | 557826.1337 | 0 | 7.0598 | 0 | 8.3057 | 0 | 56.4787 | 0 | 66.4455 | 0 | 9.6265 | 0 | 11.3253 | 0 | 77.0123 | 0 | 90.6027 | 0 | 5.7431 | 4.8817 | 45.9451 | 39.0534 | 0.0020605 | 5381.8507 | 12801.4841 | 18183.3347 | 545.9411 | 101.9419 | 174.7544 | 4130.9729 | 0 | 0 | 428.2403 | 0 | 0 | 0 | 0 | 0 | 12801.4841 | 0 | 218698.4424 | 0 | 164717.5667 | 476757.5546 | 405243.9214 | 0 | 0 | 0.15304 | 0 | 0.44438 | 0.4311 | 0.042565 | 0.029284 | 0.19658 | -0.29134 | -0.27806 | 0.11047 | 0.12376 | 0 | 0 | 0 | 0 | -0.043544 | 0
573 | SCE | SCE-13-SW-002B | Parking garage exhaust fan - on/off cycling | Parking garage exhaust fan - on/off cycling | 1.9402 | 2.0202 | 293375.3276 | 0 | 151206.4187 | 145218.4308 | 2.333 | 2.4497 | 125747.7475 | 119759.7596 | 142168.9089 | 148156.8968 | 531954.247 | 0 | 677172.6777 | 0.43324 | 1351806.1383 | 221.3218 | 0 | 878674.0221 | 143.8592 | 0 | 1502006.8203 | 245.9131 | 0 | 1351806.1383 | 221.3218 | 0 | 878674.0221 | 143.8592 | 0 | 6759030.6915 | 0 | 4393370.1107 | 0 | 92.0492 | 0 | 141.6142 | 0 | 460.2462 | 0 | 708.0711 | 0 | 105.5568 | 0 | 162.395 | 0 | 527.7839 | 0 | 811.9752 | 0 | 89.5847 | 58.23 | 447.9234 | 291.1502 | 0.0097472 | 25458.6712 | 129187.6071 | 154646.2783 | 2582.5567 | 482.2331 | 826.67 | 19541.4344 | 0 | 0 | 2025.777 | 0 | 0 | 0 | 0 | 0 | 129187.6071 | 0 | 129187.6071 | 0 | 0 | 5436305.9516 | 3533598.9982 | 0 | 0 | 0.083025 | 0 | 0.042791 | 0.035586 | 0.041096 | 0.033892 | 0.19164 | 0.040233 | 0.047438 | 0.041928 | 0.049133 | 0 | 0 | 0 | 0 | -0.10861 | 0
574 | SCE | SCE-13-SW-002B | Chiller (HVAC) Compressor - VFD | Chiller (HVAC) Compressor - VFD | 0.86472 | 1.482 | 90360.1391 | 0 | 104496.5545 | 60972.4288 | 0.93487 | 1.7007 | 96655.237 | 53131.1113 | -14136.4154 | 29387.7103 | 153603.5585 | 0 | 214575.9872 | 0.42111 | 305013.9804 | 28.5049 | 0 | 198259.0945 | 18.5282 | 0 | 338904.4226 | 31.6721 | 0 | 305013.9804 | 28.5049 | 0 | 198259.0945 | 18.5282 | 0 | 2043593.6103 | 0 | 1328335.8954 | 0 | 20.582 | 0 | 31.6646 | 0 | 137.8995 | 0 | 212.153 | 0 | 25.806 | 0 | 39.7016 | 0 | 172.9003 | 0 | 266.0005 | 0 | 20.8516 | 13.5536 | 139.706 | 90.8089 | 0.0030022 | 7841.3174 | 57313.7518 | 65155.0692 | 795.4322 | 148.5287 | 254.6159 | 6018.7976 | 0 | 0 | 623.943 | 0 | 0 | 0 | 0 | 0 | 57313.7518 | 0 | 125136.4999 | 0 | 40693.6505 | 1550784.2077 | 1008009.772 | 0 | 0 | 0.089642 | 0 | 0.10367 | 0.095887 | 0.060488 | 0.052709 | 0.21287 | -0.014024 | -0.0062451 | 0.029154 | 0.036933 | 0 | 0 | 0 | 0 | -0.12323 | 0
575 | SCE | SCE-13-SW-002B | Optimize chiller water compressor VFD - retrocommissioning | Optimize chiller water compressor VFD - retrocommissioning | 0.34279 | 2.8932 | 125850.4872 | 0 | 367132.2779 | 43499.2728 | 0.3533 | 3.863 | 356211.1613 | 32578.1562 | -241281.7907 | 82351.2144 | 126655.791 | 0 | 170155.0638 | 0.73962 | 166465.9249 | 0 | 0 | 141496.0362 | 0 | 0 | 184962.1388 | 0 | 0 | 166465.9249 | 0 | 0 | 141496.0362 | 0 | 0 | 1331727.3992 | 0 | 1131968.2893 | 0 | 14.3262 | 0 | 16.8543 | 0 | 114.6093 | 0 | 134.8345 | 0 | 19.5346 | 0 | 22.9819 | 0 | 156.2771 | 0 | 183.8554 | 0 | 11.6543 | 9.9061 | 93.2341 | 79.249 | 0.0041813 | 10921.1166 | 35142.8064 | 46063.923 | 1107.8506 | 206.8656 | 354.6202 | 8382.7739 | 0 | 0 | 869.0064 | 0 | 0 | 0 | 0 | 0 | 35142.8064 | 0 | 443793.6603 | 0 | 326920.6832 | 967459.9322 | 822340.9423 | 0 | 0 | 0.15304 | 0 | 0.44645 | 0.43317 | 0.052897 | 0.039616 | 0.20692 | -0.29341 | -0.28013 | 0.10014 | 0.11342 | 0 | 0 | 0 | 0 | -0.053876 | 0
576 | SCE | SCE-13-SW-002B | Carbon Dioxide (CO2) Demand Control Ventilation | Carbon Dioxide (CO2) Demand Control Ventilation | 0.020612 | 0.49189 | 216.9964 | 0 | 10527.7854 | 441.1516 | 0.020649 | 0.51382 | 10508.9548 | 422.321 | -10310.789 | -224.1552 | 398.4231 | 0 | 839.5747 | 0.25846 | 1012.4757 | 1.8661 | 0 | 658.1092 | 1.213 | 0 | 1124.973 | 2.0735 | 0 | 1012.4757 | 1.8661 | 0 | 658.1092 | 1.213 | 0 | 5062.3785 | 0 | 3290.5462 | 0 | 0.071794 | 0 | 0.11045 | 0 | 0.35897 | 0 | 0.55226 | 0 | 0.085021 | 0 | 0.1308 | 0 | 0.42511 | 0 | 0.65401 | 0 | 0.06901 | 0.044857 | 0.34505 | 0.22428 | 7.2096e-06 | 18.8306 | 455.5673 | 474.398 | 1.9102 | 0.35669 | 0.61145 | 14.4539 | 0 | 0 | 1.4984 | 0 | 0 | 0 | 0 | 0 | 455.5673 | 0 | 17160.0368 | 0 | 10022.6821 | 4071.6842 | 2646.5948 | 0 | 0 | 0.081991 | 0 | 3.9779 | 3.9707 | 0.16669 | 0.15957 | 0.31723 | -3.8959 | -3.8888 | -0.084696 | -0.077581 | 0 | 0 | 0 | 0 | -0.23524 | 0
577 | SCE | SCE-13-SW-002B | Supply air reset | Supply air reset | 0.33611 | 2.769 | 41684.7763 | 0 | 124019.8805 | 15054.2902 | 0.34621 | 3.6447 | 120402.5381 | 11436.9478 | -82335.1042 | 26630.4861 | 41951.5127 | 0 | 57005.8029 | 0.73124 | 72103.0233 | 24.512 | 0 | 46866.9669 | 15.9328 | 0 | 80114.4703 | 27.2356 | 0 | 72103.0233 | 24.512 | 0 | 46866.9669 | 15.9328 | 0 | 576824.1864 | 0 | 374935.7349 | 0 | 4.7452 | 0 | 7.3003 | 0 | 37.9614 | 0 | 58.4022 | 0 | 6.4704 | 0 | 9.9544 | 0 | 51.7628 | 0 | 79.6351 | 0 | 5.0479 | 3.2812 | 40.3834 | 26.2492 | 0.0013849 | 3617.3424 | 12337.2986 | 15954.641 | 366.9473 | 68.519 | 117.4589 | 2776.5809 | 0 | 0 | 287.8363 | 0 | 0 | 0 | 0 | 0 | 12337.2986 | 0 | 192224.7129 | 0 | 107932.4529 | 419045.4357 | 272379.5432 | 0 | 0 | 0.15304 | 0 | 0.45532 | 0.44204 | 0.05527 | 0.041989 | 0.20929 | -0.30228 | -0.289 | 0.09777 | 0.11105 | 0 | 0 | 0 | 0 | -0.056249 | 0
578 | SCE | SCE-13-SW-002B | Adjust supply air temperature reset retrocommissioning | Adjust supply air temperature reset retrocommissioning | 0.34499 | 3.9552 | 58697.3343 | 0 | 170142.9233 | 14840.7065 | 0.35564 | 6.0221 | 165049.2566 | 9747.0398 | -111445.589 | 43856.6278 | 59072.9322 | 0 | 73913.6387 | 0.79413 | 77640.5897 | 0.97367 | 0 | 65994.5012 | 0.82762 | 0 | 86267.3219 | 1.0819 | 0 | 77640.5897 | 0.97367 | 0 | 65994.5012 | 0.82762 | 0 | 621124.7174 | 0 | 527956.0098 | 0 | 6.6818 | 0 | 7.8609 | 0 | 53.4544 | 0 | 62.8875 | 0 | 9.1111 | 0 | 10.7189 | 0 | 72.8885 | 0 | 85.7512 | 0 | 5.4356 | 4.6203 | 43.4849 | 36.9621 | 0.0019502 | 5093.6667 | 10514.356 | 15608.0227 | 516.7074 | 96.4832 | 165.3967 | 3909.7702 | 0 | 0 | 405.3092 | 0 | 0 | 0 | 0 | 0 | 10514.356 | 0 | 206987.7154 | 0 | 157178.6875 | 451228.4401 | 383544.1741 | 0 | 0 | 0.15304 | 0 | 0.44361 | 0.43033 | 0.038694 | 0.025413 | 0.19271 | -0.29057 | -0.27729 | 0.11435 | 0.12763 | 0 | 0 | 0 | 0 | -0.039673 | 0
579 | SCE | SCE-13-SW-002B | Data center HVAC flow management retrofit [RET ONLY] | Data center HVAC flow management retrofit [RET ONLY] | 0.13715 | 3.0682 | 12084.1845 | 0 | 88107.873 | 3938.4792 | 0.1388 | 4.1816 | 87059.2255 | 2889.8317 | -76023.6885 | 8145.7053 | 19620.3466 | 0 | 23558.8258 | 0.51294 | 21348.9871 | 2.4372 | 0 | 13876.8421 | 1.5842 | 0 | 23721.0968 | 2.708 | 0 | 21348.9871 | 2.4372 | 0 | 13876.8421 | 1.5842 | 0 | 320234.8062 | 0 | 208152.6316 | 0 | 1.5464 | 0 | 2.3791 | 0 | 23.1963 | 0 | 35.6867 | 0 | 1.6354 | 0 | 2.516 | 0 | 24.531 | 0 | 37.74 | 0 | 1.4046 | 0.91302 | 21.0697 | 13.6953 | 0.00040149 | 1048.6474 | 3117.328 | 4165.9754 | 106.376 | 19.8633 | 34.0507 | 804.9153 | 0 | 0 | 83.4421 | 0 | 0 | 0 | 0 | 0 | 3117.328 | 0 | 142562.853 | 0 | 83667.3183 | 186322.4101 | 121109.571 | 0 | 0 | 0.099779 | 0 | 0.72751 | 0.71885 | 0.03252 | 0.023861 | 0.19452 | -0.62773 | -0.61907 | 0.067259 | 0.075918 | 0 | 0 | 0 | 0 | -0.094746 | 0
580 | SCE | SCE-13-SW-002B | Cooling tower - VFD | Cooling tower - VFD | 0.87639 | 1.6791 | 9594.4751 | 0 | 10947.7496 | 5714.0672 | 0.94852 | 1.9655 | 10115.1554 | 4881.4731 | -1353.2745 | 3880.4079 | 17076.5101 | 0 | 22790.5774 | 0.42098 | 43394.9562 | 2.6466 | 0 | 28206.7226 | 1.7203 | 0 | 48216.618 | 2.9407 | 0 | 43394.9562 | 2.6466 | 0 | 28206.7226 | 1.7203 | 0 | 216974.7809 | 0 | 141033.6128 | 0 | 2.9282 | 0 | 4.505 | 0 | 14.6412 | 0 | 22.525 | 0 | 3.6715 | 0 | 5.6484 | 0 | 18.3574 | 0 | 28.2421 | 0 | 2.9666 | 1.9283 | 14.833 | 9.6415 | 0.00031877 | 832.5942 | 5265.7573 | 6098.3514 | 84.4593 | 15.7708 | 27.0352 | 639.0783 | 0 | 0 | 66.2505 | 0 | 0 | 0 | 0 | 0 | 5265.7573 | 0 | 13546.3811 | 0 | 4968.3745 | 174513.3802 | 113433.7013 | 0 | 0 | 0.084582 | 0 | 0.096512 | 0.089172 | 0.050374 | 0.043034 | 0.20092 | -0.01193 | -0.0045902 | 0.034209 | 0.041549 | 0 | 0 | 0 | 0 | -0.11633 | 0
581 | SCE | SCE-13-SW-002B | Constant air volume to variable air volume conversions [RET ONLY] | Constant air volume to variable air volume conversions [RET ONLY] | 1.4489 | 1.51 | 517548.9682 | 0 | 357189.6622 | 342743.4703 | 1.6573 | 1.7377 | 312277.5385 | 297831.3466 | 160359.306 | 174805.4979 | 547776.9501 | 0 | 890520.4204 | 0.58118 | 1392014.9106 | 244.0285 | 0 | 904809.7251 | 158.6185 | 0 | 1546683.234 | 267.8585 | 0 | 1392014.9106 | 241.0727 | 0 | 904809.7251 | 156.6972 | 0 | 6960074.5529 | 0 | 4524048.6253 | 0 | 94.0148 | 0 | 144.6382 | 0 | 504.8595 | 0 | 723.1908 | 0 | 124.7148 | 0 | 191.8689 | 0 | 623.5741 | 0 | 959.3447 | 0 | 97.3901 | 63.3035 | 486.9503 | 316.5177 | 0.017195 | 44912.1237 | 321277.5237 | 366189.6474 | 4555.9372 | 850.7165 | 1458.3442 | 34473.4143 | 0 | 0 | 3573.7116 | 0 | 0 | 0 | 0 | 0 | 321277.5237 | 0 | 0 | 0 | -192766.5219 | 6490613.0104 | 3638700.3138 | 0 | 0 | 0.14223 | 0 | 0.098164 | 0.085821 | 0.094194 | 0.081851 | 0.24474 | 0.04407 | 0.056413 | 0.048041 | 0.060384 | 0 | 0 | 0 | 0 | -0.1025 | 0
582 | SCE | SCE-13-SW-002B | Hot water pump motor - VFD | Hot water pump motor - VFD | 0.088201 | 1.9949 | 356.2831 | 0 | 4039.4412 | 178.5943 | 0.088881 | 2.4126 | 4008.5235 | 147.6765 | -3683.1581 | 177.6889 | 634.06 | 0 | 812.6543 | 0.43842 | 1611.2781 | 0.18395 | 0 | 1047.3308 | 0.11957 | 0 | 1790.309 | 0.20439 | 0 | 1611.2781 | 0.18395 | 0 | 1047.3308 | 0.11957 | 0 | 8056.3906 | 0 | 5236.6541 | 0 | 0.10873 | 0 | 0.16727 | 0 | 0.54364 | 0 | 0.83636 | 0 | 0.13632 | 0 | 0.20973 | 0 | 0.68162 | 0 | 1.0486 | 0 | 0.11015 | 0.071599 | 0.55076 | 0.35799 | 1.1837e-05 | 30.9177 | 159.3021 | 190.2198 | 3.1363 | 0.58564 | 1.0039 | 23.7317 | 0 | 0 | 2.4602 | 0 | 0 | 0 | 0 | 0 | 159.3021 | 0 | 6554.4085 | 0 | 3837.064 | 6479.7759 | 4211.8545 | 0 | 0 | 0.084591 | 0 | 0.95906 | 0.95172 | 0.042403 | 0.035062 | 0.19294 | -0.87447 | -0.86713 | 0.042188 | 0.049528 | 0 | 0 | 0 | 0 | -0.10835 | 0
583 | SCE | SCE-13-SW-002B | Condenser water pump motor - VFD | Condenser water pump motor - VFD | 0.45559 | 3.5062 | 90843.252 | 0 | 199395.4428 | 25909.6484 | 0.47435 | 5.0395 | 191512.2015 | 18026.4071 | -108552.1908 | 64933.6036 | 90625.1484 | 0 | 116534.7968 | 0.77954 | 114728.1572 | 16.364 | 0 | 74573.3049 | 10.6366 | 0 | 127475.7302 | 18.1823 | 0 | 114728.1572 | 16.364 | 0 | 74573.3049 | 10.6366 | 0 | 1376737.8866 | 0 | 894879.6591 | 0 | 7.5504 | 0 | 11.616 | 0 | 90.6046 | 0 | 139.3917 | 0 | 10.2954 | 0 | 15.8391 | 0 | 123.5452 | 0 | 190.0695 | 0 | 8.0321 | 5.2209 | 96.3853 | 62.6504 | 0.0030182 | 7883.2412 | 19445.5 | 27328.7412 | 799.685 | 149.3228 | 255.9772 | 6050.9773 | 0 | 0 | 627.279 | 0 | 0 | 0 | 0 | 0 | 19445.5 | 0 | 305862.1689 | 0 | 171850.0081 | 878686.7535 | 571146.4107 | 0 | 0 | 0.15905 | 0 | 0.34911 | 0.33531 | 0.045364 | 0.031562 | 0.20404 | -0.19006 | -0.17626 | 0.11369 | 0.12749 | 0 | 0 | 0 | 0 | -0.044982 | 0
584 | SCE | SCE-13-SW-002B | Pneumatic to DDC controls [RET ONLY] | Pneumatic to DDC controls [RET ONLY] | 0.52343 | 3.2545 | 91706.4078 | 0 | 175204.3186 | 28178.4501 | 0.54833 | 4.5354 | 167246.174 | 20220.3055 | -83497.9108 | 63527.9577 | 91053.9597 | 0 | 119232.4098 | 0.76914 | 99076.2216 | 5.3761 | 0 | 64399.5464 | 3.4945 | 0 | 110084.6907 | 5.9734 | 0 | 99076.2216 | 5.3761 | 0 | 64399.5464 | 3.4945 | 0 | 1486143.3244 | 0 | 965993.1963 | 0 | 6.5203 | 0 | 10.0313 | 0 | 97.8047 | 0 | 150.4688 | 0 | 8.8909 | 0 | 13.6783 | 0 | 133.363 | 0 | 205.1738 | 0 | 6.9363 | 4.5086 | 104.0448 | 67.6291 | 0.0030469 | 7958.1446 | 21812.1086 | 29770.2532 | 807.2833 | 150.7416 | 258.4094 | 6108.4712 | 0 | 0 | 633.2391 | 0 | 0 | 0 | 0 | 0 | 21812.1086 | 0 | 264134.5313 | 0 | 145393.4594 | 864683.6654 | 562044.4032 | 0 | 0 | 0.16317 | 0 | 0.31173 | 0.29757 | 0.050136 | 0.035976 | 0.21214 | -0.14856 | -0.1344 | 0.11303 | 0.12719 | 0 | 0 | 0 | 0 | -0.048975 | 0
585 | SCE | SCE-13-SW-002B | HVAC - energy management system (EMS) | HVAC - energy management system (EMS) | 2.3647 | 2.4577 | 344068.9957 | 0 | 145500.9521 | 139994.1349 | 2.9753 | 3.124 | 115643.1603 | 110136.3432 | 198568.0437 | 204074.8608 | 364164.7007 | 0 | 504158.8356 | 0.68246 | 925418.0798 | 68.1793 | 0 | 601521.7739 | 44.3165 | 0 | 1028242.3108 | 75.7548 | 0 | 925418.0798 | 68.1793 | 0 | 601521.7739 | 44.3165 | 0 | 4627090.3988 | 0 | 3007608.8695 | 0 | 62.5015 | 0 | 96.1561 | 0 | 312.5074 | 0 | 480.7807 | 0 | 82.911 | 0 | 127.5554 | 0 | 414.555 | 0 | 637.7769 | 0 | 64.7454 | 42.0845 | 323.7269 | 210.4225 | 0.011431 | 29857.7917 | 118806.6065 | 148664.3983 | 3028.8085 | 565.5604 | 969.5141 | 22918.0884 | 0 | 0 | 2375.8203 | 0 | 0 | 0 | 0 | 0 | 118806.6065 | 0 | 118806.6065 | 0 | 0 | 3721580.8334 | 2419027.6304 | 0 | 0 | 0.14223 | 0 | 0.060149 | 0.047806 | 0.057872 | 0.045529 | 0.20841 | 0.082086 | 0.094429 | 0.084362 | 0.096705 | 0 | 0 | 0 | 0 | -0.066179 | 0
586 | SCE | SCE-13-SW-002B | HVAC Compressor Controls | HVAC Compressor Controls | 0.64978 | 0.85722 | 49264.0656 | 0 | 75816.6935 | 57469.5571 | 0.68861 | 0.92611 | 71541.6318 | 53194.4953 | -26552.628 | -8205.4916 | 90340.7431 | 0 | 147810.3003 | 0.33329 | 229574.5768 | 76.8631 | 0 | 149223.4804 | 49.961 | 0 | 255082.8631 | 85.4035 | 0 | 229574.5768 | 76.8631 | 0 | 149223.4804 | 49.961 | 0 | 1147872.8839 | 0 | 746117.4019 | 0 | 16.4952 | 0 | 25.3773 | 0 | 82.4762 | 0 | 126.8865 | 0 | 18.2088 | 0 | 28.0135 | 0 | 91.044 | 0 | 140.0677 | 0 | 15.3157 | 9.9552 | 76.5786 | 49.7761 | 0.0016368 | 4275.0618 | 57382.1256 | 61657.1874 | 433.6672 | 80.9774 | 138.8158 | 3281.4297 | 0 | 0 | 340.1718 | 0 | 0 | 0 | 0 | 0 | 57382.1256 | 0 | 83416.5427 | 0 | 15620.6509 | 923237.1438 | 600104.1655 | 0 | 0 | 0.082093 | 0 | 0.12634 | 0.11922 | 0.095766 | 0.088642 | 0.24631 | -0.044247 | -0.037123 | -0.013673 | -0.0065496 | 0 | 0 | 0 | 0 | -0.16422 | 0
587 | SCE | SCE-13-SW-002B | Revise supply fan schedule retrocommissioning | Revise supply fan schedule retrocommissioning | 0.34505 | 3.9957 | 58268.6071 | 0 | 168870.3268 | 14582.9742 | 0.3557 | 6.1165 | 163813.8645 | 9526.5118 | -110601.7198 | 43685.6329 | 58641.4616 | 0 | 73224.4358 | 0.79575 | 77073.5003 | 0 | 0 | 65512.4753 | 0 | 0 | 85637.2226 | 0 | 0 | 77073.5003 | 0 | 0 | 65512.4753 | 0 | 0 | 616588.0024 | 0 | 524099.802 | 0 | 6.633 | 0 | 7.8035 | 0 | 53.064 | 0 | 62.4282 | 0 | 9.0445 | 0 | 10.6406 | 0 | 72.3561 | 0 | 85.1248 | 0 | 5.3959 | 4.5865 | 43.1673 | 36.6922 | 0.0019359 | 5056.4624 | 10276.4674 | 15332.9298 | 512.9333 | 95.7785 | 164.1887 | 3881.2131 | 0 | 0 | 402.3488 | 0 | 0 | 0 | 0 | 0 | 10276.4674 | 0 | 205475.8704 | 0 | 156159.5224 | 447932.653 | 380742.755 | 0 | 0 | 0.15304 | 0 | 0.44353 | 0.43025 | 0.038301 | 0.025021 | 0.19232 | -0.29049 | -0.27721 | 0.11474 | 0.12802 | 0 | 0 | 0 | 0 | -0.039281 | 0
588 | SCE | SCE-13-SW-002B | Optimize hot water pump VFD retrocommissioning | Optimize hot water pump VFD retrocommissioning | 0.34483 | 3.8517 | 4374.6344 | 0 | 12686.4671 | 1135.762 | 0.35546 | 5.7855 | 12306.8429 | 756.1377 | -8311.8326 | 3238.8725 | 4402.6273 | 0 | 5538.3892 | 0.78987 | 5786.4501 | 0.39723 | 0 | 4918.4826 | 0.33765 | 0 | 6429.389 | 0.44137 | 0 | 5786.4501 | 0.39723 | 0 | 4918.4826 | 0.33765 | 0 | 46291.601 | 0 | 39347.8609 | 0 | 0.49799 | 0 | 0.58587 | 0 | 3.9839 | 0 | 4.6869 | 0 | 0.67904 | 0 | 0.79886 | 0 | 5.4323 | 0 | 6.3909 | 0 | 0.40511 | 0.34434 | 3.2409 | 2.7547 | 0.00014534 | 379.6242 | 815.6632 | 1195.2874 | 38.5095 | 7.1908 | 12.3268 | 291.39 | 0 | 0 | 30.2072 | 0 | 0 | 0 | 0 | 0 | 815.6632 | 0 | 15426.5198 | 0 | 11688.6853 | 33629.4569 | 28585.0384 | 0 | 0 | 0.15304 | 0 | 0.44381 | 0.43053 | 0.039733 | 0.026452 | 0.19375 | -0.29078 | -0.2775 | 0.11331 | 0.12659 | 0 | 0 | 0 | 0 | -0.040712 | 0
589 | SCE | SCE-13-SW-002B | Efficient windows | Efficient windows | 0.22777 | 3.5622 | 626.1755 | 0 | 2749.1849 | 175.7839 | 0.23236 | 5.156 | 2694.8463 | 121.4454 | -2123.0094 | 450.3916 | 863.3609 | 0 | 1039.1448 | 0.60259 | 790.2574 | 0.21653 | 0 | 513.6673 | 0.14074 | 0 | 878.0638 | 0.24059 | 0 | 790.2574 | 0.21653 | 0 | 513.6673 | 0.14074 | 0 | 15797.246 | 0 | 10268.2103 | 0 | 0.030342 | 0 | 0.04668 | 0 | 0.60654 | 0 | 0.93313 | 0 | 0.069874 | 0 | 0.1075 | 0 | 1.3968 | 0 | 2.1489 | 0 | 0.054936 | 0.035708 | 1.0982 | 0.71381 | 2.0804e-05 | 54.3386 | 131.0059 | 185.3445 | 5.5122 | 1.0293 | 1.7644 | 41.7089 | 0 | 0 | 4.3238 | 0 | 0 | 0 | 0 | 0 | 131.0059 | 0 | 4391.6773 | 0 | 2556.403 | 7947.0332 | 5165.5717 | 0 | 0 | 0.12122 | 0 | 0.53221 | 0.52169 | 0.03403 | 0.023511 | 0.20117 | -0.41099 | -0.40047 | 0.087191 | 0.09771 | 0 | 0 | 0 | 0 | -0.079946 | 0
590 | SCE | SCE-13-SW-002B | Efficient Dishwasher | Efficient Dishwasher | 0.6901 | 2.1174 | 3937.5602 | 0 | 5705.7868 | 1859.583 | 0.73406 | 2.5941 | 5364.0912 | 1517.8874 | -1768.2266 | 2077.9772 | 6460.686 | 0 | 8320.269 | 0.47325 | 8706.8992 | 4.2881 | 0 | 5659.4847 | 2.7873 | 0 | 9674.3324 | 4.7646 | 0 | 8706.8992 | 4.2881 | 0 | 5659.4847 | 2.7873 | 0 | 95775.8911 | 0 | 62254.3315 | 0 | 0.61785 | 0 | 0.95054 | 0 | 6.7964 | 0 | 10.4559 | 0 | 0.67971 | 0 | 1.0457 | 0 | 7.4768 | 0 | 11.5028 | 0 | 0.57695 | 0.37502 | 6.3465 | 4.1252 | 0.00013082 | 341.6956 | 1637.3801 | 1979.0757 | 34.662 | 6.4723 | 11.0952 | 262.2769 | 0 | 0 | 27.1891 | 0 | 0 | 0 | 0 | 0 | 1637.3801 | 0 | 7894.4868 | 0 | 3754.2642 | 63097.3458 | 41013.2763 | 0 | 0 | 0.096007 | 0 | 0.13912 | 0.13079 | 0.045341 | 0.03701 | 0.20287 | -0.043114 | -0.034782 | 0.050666 | 0.058997 | 0 | 0 | 0 | 0 | -0.10686 | 0
591 | SCE | SCE-13-SW-002B | Interior linear fluorescent reflector retrofit kit | Interior linear fluorescent reflector retrofit kit | 6.4151 | 6.5534 | 176610.0204 | 0 | 27530.4969 | 26949.3282 | 14.4708 | 15.1944 | 12204.5441 | 11623.3753 | 149079.5234 | 149660.6922 | 223904.3264 | 0 | 250853.6546 | 0.70404 | 211147.1387 | 43.8093 | 0 | 158360.3515 | 32.857 | 0 | 234607.9319 | 48.677 | 0 | 211147.1387 | 43.8093 | 0 | 158360.3515 | 32.857 | 0 | 3167207.0808 | 0 | 2375405.2728 | 0 | 19.8442 | 0 | 26.4589 | 0 | 297.6623 | 0 | 396.8831 | 0 | 20.5648 | 0 | 27.4197 | 0 | 308.4716 | 0 | 411.2954 | 0 | 14.4213 | 10.816 | 216.3198 | 162.2399 | 0.0058678 | 15325.9529 | 12538.4023 | 27864.3551 | 1554.6822 | 290.3012 | 497.6499 | 11763.8151 | 0 | 0 | 1219.5045 | 0 | 0 | 0 | 0 | 0 | 12538.4023 | 0 | 12538.4023 | 0 | 0 | 1842778.0032 | 1382083.4804 | 0 | 0 | 0.12779 | 0 | 0.01992 | 0.0088305 | 0.019499 | 0.00841 | 0.1815 | 0.10787 | 0.11895 | 0.10829 | 0.11938 | 0 | 0 | 0 | 0 | -0.053719 | 0
592 | SCE | SCE-13-SW-002B | Interior LED fixture replacement (utilizing approved luminaries) | Interior LED fixture replacement (utilizing approved luminaries) | 6.3064 | 6.4454 | 14224992.5551 | 0 | 2255637.5772 | 2207008.337 | 13.9295 | 14.626 | 1021214.0448 | 972584.8045 | 11969354.9779 | 12017984.2181 | 18250076.3227 | 0 | 20457084.6597 | 0.69536 | 17667716.3904 | 3296.97 | 0 | 15017558.9318 | 2802.4245 | 0 | 19630795.9893 | 3663.3 | 0 | 17667716.3904 | 3296.97 | 0 | 15017558.9318 | 2802.4245 | 0 | 212012596.6846 | 0 | 180210707.1819 | 0 | 1881.852 | 0 | 2213.9436 | 0 | 22582.2243 | 0 | 26567.3228 | 0 | 1950.1893 | 0 | 2294.3404 | 0 | 23402.2721 | 0 | 27532.0848 | 0 | 1206.7027 | 1025.6973 | 14480.4321 | 12308.3673 | 0.47262 | 1234423.5325 | 1049149.5981 | 2283573.1306 | 125221.3339 | 23382.2058 | 40083.0388 | 947512.3924 | 0 | 0 | 98224.5616 | 0 | 0 | 0 | 0 | 0 | 1049149.5981 | 0 | 1049149.5981 | 0 | 0 | 135314544.6958 | 115017362.9915 | 0 | 0 | 0.12368 | 0 | 0.019611 | 0.0088788 | 0.019188 | 0.008456 | 0.17786 | 0.10407 | 0.1148 | 0.10449 | 0.11522 | 0 | 0 | 0 | 0 | -0.054184 | 0
593 | SCE | SCE-13-SW-002B | Optimize daylighting controls - retrocommissioning | Optimize daylighting controls - retrocommissioning | 6.4223 | 6.5606 | 12575.7271 | 0 | 1958.1446 | 1916.8664 | 14.5075 | 15.2329 | 866.8418 | 825.5636 | 10617.5826 | 10658.8607 | 21541.8861 | 0 | 23458.7524 | 0.53608 | 28312.8782 | 0 | 0 | 24065.9465 | 0 | 0 | 31458.7536 | 0 | 0 | 28312.8782 | 0 | 0 | 24065.9465 | 0 | 0 | 226503.0259 | 0 | 192527.572 | 0 | 2.6101 | 0 | 3.0707 | 0 | 20.8805 | 0 | 24.5652 | 0 | 3.0257 | 0 | 3.5596 | 0 | 24.2052 | 0 | 28.4767 | 0 | 1.9056 | 1.6197 | 15.2444 | 12.9578 | 0.00041782 | 1091.3028 | 890.5545 | 1981.8572 | 110.703 | 20.6712 | 35.4358 | 837.6565 | 0 | 0 | 86.8363 | 0 | 0 | 0 | 0 | 0 | 890.5545 | 0 | 890.5545 | 0 | 0 | 164547.6411 | 139865.4949 | 0 | 0 | 0.089913 | 0 | 0.014 | 0.0061977 | 0.013705 | 0.0059026 | 0.16772 | 0.075913 | 0.083715 | 0.076208 | 0.08401 | 0 | 0 | 0 | 0 | -0.077811 | 0
594 | SCE | SCE-13-SW-002B | Exterior Screw-in LED Lamps | Exterior Screw-in LED Lamps | 0 | 0 | 0 | 0 | 0 | 0 | 0 | 0 | 0 | 0 | 0 | 0 | 0 | 0 | 0 | 0 | 0 | 0 | 0 | 0 | 0 | 0 | 0 | 0 | 0 | 0 | 0 | 0 | 0 | 0 | 0 | 0 | 0 | 0 | 0 | 0 | 0 | 0 | 0 | 0 | 0 | 0 | 0 | 0 | 0 | 0 | 0 | 0 | 0 | 0 | 0 | 0 | 0 | 0 | 0 | 0 | 0 | 0 | 0 | 0 | 0 | 0 | 0 | 0 | 0 | 0 | 0 | 0 | 0 | 0 | 0 | 0 | 0 | 0 | 0 | 0 | 0 | 0 | 0 | 0 | 0 | 0 | 0 | 0 | 0 | 0 | 0 | 0 | 0 | 0 | 0 | 0 | 0 | 0 | 0 | 0 | 0
595 | SCE | SCE-13-SW-002B | Exterior LED advertisement sign/smart sign | Exterior LED advertisement sign/smart sign | 0 | 0 | 0 | 0 | 0 | 0 | 0 | 0 | 0 | 0 | 0 | 0 | 0 | 0 | 0 | 0 | 0 | 0 | 0 | 0 | 0 | 0 | 0 | 0 | 0 | 0 | 0 | 0 | 0 | 0 | 0 | 0 | 0 | 0 | 0 | 0 | 0 | 0 | 0 | 0 | 0 | 0 | 0 | 0 | 0 | 0 | 0 | 0 | 0 | 0 | 0 | 0 | 0 | 0 | 0 | 0 | 0 | 0 | 0 | 0 | 0 | 0 | 0 | 0 | 0 | 0 | 0 | 0 | 0 | 0 | 0 | 0 | 0 | 0 | 0 | 0 | 0 | 0 | 0 | 0 | 0 | 0 | 0 | 0 | 0 | 0 | 0 | 0 | 0 | 0 | 0 | 0 | 0 | 0 | 0 | 0 | 0
596 | SCE | SCE-13-SW-002B | Interior LED parking garage luminaires | Interior LED parking garage luminaires | 6.2115 | 6.3509 | 4601439.059 | 0 | 740796.6979 | 724535.2354 | 13.4746 | 14.1483 | 341490.7134 | 325229.2508 | 3860642.3611 | 3876903.8236 | 5903455.7449 | 0 | 6627990.9803 | 0.69424 | 5397572.0817 | 576.8178 | 0 | 4857815.0022 | 519.1361 | 0 | 5997302.3129 | 640.9087 | 0 | 5397572.0817 | 576.8178 | 0 | 4857815.0022 | 519.1361 | 0 | 64770864.9798 | 0 | 58293780.0261 | 0 | 608.7334 | 0 | 676.3704 | 0 | 7304.8002 | 0 | 8116.4445 | 0 | 630.8388 | 0 | 700.932 | 0 | 7570.0657 | 0 | 8411.1839 | 0 | 368.6535 | 331.7881 | 4423.8415 | 3981.4574 | 0.15288 | 399305.9846 | 350832.2731 | 750138.2577 | 40506.0554 | 7563.5748 | 12965.888 | 306497.2101 | 0 | 0 | 31773.2563 | 0 | 0 | 0 | 0 | 0 | 350832.2731 | 0 | 350832.2731 | 0 | 0 | 41339242.2967 | 37205319.0526 | 0 | 0 | 0.12368 | 0 | 0.019911 | 0.0091785 | 0.019474 | 0.0087415 | 0.17815 | 0.10377 | 0.1145 | 0.1042 | 0.11494 | 0 | 0 | 0 | 0 | -0.054469 | 0
597 | SCE | SCE-13-SW-002B | Exterior Screw-in PAR/Reflector LED Lamps | Exterior Screw-in PAR/Reflector LED Lamps | 0 | 0 | 0 | 0 | 0 | 0 | 0 | 0 | 0 | 0 | 0 | 0 | 0 | 0 | 0 | 0 | 0 | 0 | 0 | 0 | 0 | 0 | 0 | 0 | 0 | 0 | 0 | 0 | 0 | 0 | 0 | 0 | 0 | 0 | 0 | 0 | 0 | 0 | 0 | 0 | 0 | 0 | 0 | 0 | 0 | 0 | 0 | 0 | 0 | 0 | 0 | 0 | 0 | 0 | 0 | 0 | 0 | 0 | 0 | 0 | 0 | 0 | 0 | 0 | 0 | 0 | 0 | 0 | 0 | 0 | 0 | 0 | 0 | 0 | 0 | 0 | 0 | 0 | 0 | 0 | 0 | 0 | 0 | 0 | 0 | 0 | 0 | 0 | 0 | 0 | 0 | 0 | 0 | 0 | 0 | 0 | 0
598 | SCE | SCE-13-SW-002B | Interior LED recessed, surface and pendant-mounted downlights | Interior LED recessed, surface and pendant-mounted downlights | 10.5527 | 10.5952 | 2243764.6178 | 0 | 212623.8847 | 211770.8678 | 125.2565 | 131.5194 | 17913.3543 | 17060.3374 | 2031140.7332 | 2031993.75 | 2878657.0796 | 0 | 3090427.9474 | 0.72604 | 2631976.8889 | 435.183 | 0 | 2368779.2628 | 391.6647 | 0 | 2924418.7655 | 483.5367 | 0 | 2631976.8889 | 435.183 | 0 | 2368779.2628 | 391.6647 | 0 | 31583722.6669 | 0 | 28425351.1533 | 0 | 296.832 | 0 | 329.8133 | 0 | 3561.984 | 0 | 3957.7599 | 0 | 307.6111 | 0 | 341.7901 | 0 | 3691.3334 | 0 | 4101.4814 | 0 | 179.7637 | 161.7873 | 2157.1641 | 1941.4477 | 0.074548 | 194710.5304 | 18403.3783 | 213113.9088 | 19751.6587 | 3688.1683 | 6322.457 | 149454.8959 | 0 | 0 | 15493.3505 | 0 | 0 | 0 | 0 | 0 | 18403.3783 | 0 | 18403.3783 | 0 | 0 | 20157939.289 | 18142145.8407 | 0 | 0 | 0.12368 | 0 | 0.01172 | 0.00098739 | 0.011673 | 0.00094037 | 0.17035 | 0.11196 | 0.12269 | 0.112 | 0.12274 | 0 | 0 | 0 | 0 | -0.046668 | 0
599 | SCE | SCE-13-SW-002B | Exterior LED bollards | Exterior LED bollards | 0 | 0 | 0 | 0 | 0 | 0 | 0 | 0 | 0 | 0 | 0 | 0 | 0 | 0 | 0 | 0 | 0 | 0 | 0 | 0 | 0 | 0 | 0 | 0 | 0 | 0 | 0 | 0 | 0 | 0 | 0 | 0 | 0 | 0 | 0 | 0 | 0 | 0 | 0 | 0 | 0 | 0 | 0 | 0 | 0 | 0 | 0 | 0 | 0 | 0 | 0 | 0 | 0 | 0 | 0 | 0 | 0 | 0 | 0 | 0 | 0 | 0 | 0 | 0 | 0 | 0 | 0 | 0 | 0 | 0 | 0 | 0 | 0 | 0 | 0 | 0 | 0 | 0 | 0 | 0 | 0 | 0 | 0 | 0 | 0 | 0 | 0 | 0 | 0 | 0 | 0 | 0 | 0 | 0 | 0 | 0 | 0
600 | SCE | SCE-13-SW-002B | Exterior lighting controls - occupancy sensors | Exterior lighting controls - occupancy sensors | 0 | 0 | 0 | 0 | 0 | 0 | 0 | 0 | 0 | 0 | 0 | 0 | 0 | 0 | 0 | 0 | 0 | 0 | 0 | 0 | 0 | 0 | 0 | 0 | 0 | 0 | 0 | 0 | 0 | 0 | 0 | 0 | 0 | 0 | 0 | 0 | 0 | 0 | 0 | 0 | 0 | 0 | 0 | 0 | 0 | 0 | 0 | 0 | 0 | 0 | 0 | 0 | 0 | 0 | 0 | 0 | 0 | 0 | 0 | 0 | 0 | 0 | 0 | 0 | 0 | 0 | 0 | 0 | 0 | 0 | 0 | 0 | 0 | 0 | 0 | 0 | 0 | 0 | 0 | 0 | 0 | 0 | 0 | 0 | 0 | 0 | 0 | 0 | 0 | 0 | 0 | 0 | 0 | 0 | 0 | 0 | 0
601 | SCE | SCE-13-SW-002B | Exterior LED wall wash luminaires | Exterior LED wall wash luminaires | 0 | 0 | 0 | 0 | 0 | 0 | 0 | 0 | 0 | 0 | 0 | 0 | 0 | 0 | 0 | 0 | 0 | 0 | 0 | 0 | 0 | 0 | 0 | 0 | 0 | 0 | 0 | 0 | 0 | 0 | 0 | 0 | 0 | 0 | 0 | 0 | 0 | 0 | 0 | 0 | 0 | 0 | 0 | 0 | 0 | 0 | 0 | 0 | 0 | 0 | 0 | 0 | 0 | 0 | 0 | 0 | 0 | 0 | 0 | 0 | 0 | 0 | 0 | 0 | 0 | 0 | 0 | 0 | 0 | 0 | 0 | 0 | 0 | 0 | 0 | 0 | 0 | 0 | 0 | 0 | 0 | 0 | 0 | 0 | 0 | 0 | 0 | 0 | 0 | 0 | 0 | 0 | 0 | 0 | 0 | 0 | 0
602 | SCE | SCE-13-SW-002B | Reduce lighting schedule retrocommissioning | Reduce lighting schedule retrocommissioning | 6.4223 | 6.5606 | 27195.172 | 0 | 4234.5129 | 4145.2483 | 14.5075 | 15.2329 | 1874.5566 | 1785.292 | 22960.6592 | 23049.9238 | 46584.6064 | 0 | 50729.8546 | 0.53608 | 61226.9643 | 0 | 0 | 52042.9196 | 0 | 0 | 68029.9603 | 0 | 0 | 61226.9643 | 0 | 0 | 52042.9196 | 0 | 0 | 489815.714 | 0 | 416343.3569 | 0 | 5.6443 | 0 | 6.6403 | 0 | 45.1542 | 0 | 53.1226 | 0 | 6.543 | 0 | 7.6977 | 0 | 52.3441 | 0 | 61.5813 | 0 | 4.1208 | 3.5027 | 32.9663 | 28.0213 | 0.00090354 | 2359.9563 | 1925.8355 | 4285.7918 | 239.3967 | 44.7018 | 76.6303 | 1811.443 | 0 | 0 | 187.7846 | 0 | 0 | 0 | 0 | 0 | 1925.8355 | 0 | 1925.8355 | 0 | 0 | 355836.3955 | 302460.9361 | 0 | 0 | 0.089913 | 0 | 0.014 | 0.0061977 | 0.013705 | 0.0059026 | 0.16772 | 0.075913 | 0.083715 | 0.076208 | 0.08401 | 0 | 0 | 0 | 0 | -0.077811 | 0
603 | SCE | SCE-13-SW-002B | Interior LED integral lamps - Decorative Lamps | Interior LED integral lamps - Decorative Lamps | 8.262 | 8.3749 | 1110768.7232 | 0 | 134442.4589 | 132630.4773 | 29.1911 | 30.6507 | 38051.614 | 36239.6324 | 976326.2643 | 978138.2459 | 1425070.2695 | 0 | 1557700.7468 | 0.71308 | 1302952.0053 | 120.2227 | 0 | 1172656.8359 | 108.2004 | 0 | 1447724.4504 | 133.5807 | 0 | 1302952.0053 | 120.2227 | 0 | 1172656.8359 | 108.2004 | 0 | 15635424.0638 | 0 | 14071882.0302 | 0 | 146.9458 | 0 | 163.2731 | 0 | 1763.3491 | 0 | 1959.2768 | 0 | 152.2819 | 0 | 169.2021 | 0 | 1827.3832 | 0 | 2030.4257 | 0 | 88.9914 | 80.0923 | 1067.8974 | 961.1077 | 0.036905 | 96390.8449 | 39092.525 | 135483.3698 | 9777.9975 | 1825.8163 | 3129.9128 | 73987.1832 | 0 | 0 | 7669.9352 | 0 | 0 | 0 | 0 | 0 | 39092.525 | 0 | 39092.525 | 0 | 0 | 9979125.3982 | 8981213.0963 | 0 | 0 | 0.12368 | 0 | 0.014969 | 0.0042368 | 0.014768 | 0.004035 | 0.17344 | 0.10871 | 0.11944 | 0.10891 | 0.11964 | 0 | 0 | 0 | 0 | -0.049763 | 0
604 | SCE | SCE-13-SW-002B | Exterior LED fixture replacements (utilizing approved luminaries) | Exterior LED fixture replacements (utilizing approved luminaries) | 0 | 0 | 0 | 0 | 0 | 0 | 0 | 0 | 0 | 0 | 0 | 0 | 0 | 0 | 0 | 0 | 0 | 0 | 0 | 0 | 0 | 0 | 0 | 0 | 0 | 0 | 0 | 0 | 0 | 0 | 0 | 0 | 0 | 0 | 0 | 0 | 0 | 0 | 0 | 0 | 0 | 0 | 0 | 0 | 0 | 0 | 0 | 0 | 0 | 0 | 0 | 0 | 0 | 0 | 0 | 0 | 0 | 0 | 0 | 0 | 0 | 0 | 0 | 0 | 0 | 0 | 0 | 0 | 0 | 0 | 0 | 0 | 0 | 0 | 0 | 0 | 0 | 0 | 0 | 0 | 0 | 0 | 0 | 0 | 0 | 0 | 0 | 0 | 0 | 0 | 0 | 0 | 0 | 0 | 0 | 0 | 0
605 | SCE | SCE-13-SW-002B | Day lighting controls | Day lighting controls | 5.6541 | 5.7947 | 14063.164 | 0 | 2487.2467 | 2426.9197 | 11.1007 | 11.6558 | 1266.8664 | 1206.5395 | 11575.9172 | 11636.2442 | 24075.1583 | 0 | 26502.0781 | 0.53064 | 41378.5246 | 15.8278 | 0 | 26896.042 | 10.2881 | 0 | 45976.1385 | 17.5865 | 0 | 41378.5246 | 15.8278 | 0 | 26896.042 | 10.2881 | 0 | 331028.1969 | 0 | 215168.3359 | 0 | 2.917 | 0 | 4.4877 | 0 | 23.3359 | 0 | 35.9014 | 0 | 3.3815 | 0 | 5.2023 | 0 | 27.0517 | 0 | 41.618 | 0 | 2.7849 | 1.8102 | 22.2793 | 14.4816 | 0.00046724 | 1220.3803 | 1301.5219 | 2521.9022 | 123.7968 | 23.1162 | 39.627 | 936.7332 | 0 | 0 | 97.1071 | 0 | 0 | 0 | 0 | 0 | 1301.5219 | 0 | 1301.5219 | 0 | 0 | 240482.0365 | 156313.3294 | 0 | 0 | 0.089968 | 0 | 0.015912 | 0.0081047 | 0.015526 | 0.0077187 | 0.16954 | 0.074056 | 0.081863 | 0.074442 | 0.082249 | 0 | 0 | 0 | 0 | -0.079577 | 0
606 | SCE | SCE-13-SW-002B | Interior LED track or mono-point directional lighting fixtures | Interior LED track or mono-point directional lighting fixtures | 2.9736 | 3.7589 | 2243314.1268 | 0 | 754402.3947 | 596804.9975 | 4.0078 | 5.5785 | 559730.9572 | 402133.5601 | 1488911.7321 | 1646509.1293 | 2878079.1183 | 0 | 3474884.1158 | 0.64558 | 2631448.4547 | 498.8148 | 0 | 2368303.672 | 448.9334 | 0 | 2923831.6163 | 554.2387 | 0 | 2631448.4547 | 498.8148 | 0 | 2368303.672 | 448.9334 | 0 | 31577381.4565 | 0 | 28419644.0637 | 0 | 296.7724 | 0 | 329.7471 | 0 | 3561.2689 | 0 | 3956.9653 | 0 | 307.5494 | 0 | 341.7215 | 0 | 3690.5923 | 0 | 4100.658 | 0 | 179.7276 | 161.7548 | 2156.7309 | 1941.0579 | 0.074533 | 194671.4375 | 433790.7203 | 628462.1578 | 19747.6931 | 3687.4278 | 6321.1876 | 149424.8891 | 0 | 0 | 15490.2399 | 0 | 0 | 0 | 0 | 0 | 433790.7203 | 0 | 598584.4948 | 0 | 140074.7123 | 20153892.0861 | 18138503.358 | 0 | 0 | 0.12368 | 0 | 0.041591 | 0.030859 | 0.032903 | 0.02217 | 0.19158 | 0.082086 | 0.092818 | 0.090774 | 0.10151 | 0 | 0 | 0 | 0 | -0.067898 | 0
607 | SCE | SCE-13-SW-002B | Exterior LED wall-mounted area luminaires | Exterior LED wall-mounted area luminaires | 0 | 0 | 0 | 0 | 0 | 0 | 0 | 0 | 0 | 0 | 0 | 0 | 0 | 0 | 0 | 0 | 0 | 0 | 0 | 0 | 0 | 0 | 0 | 0 | 0 | 0 | 0 | 0 | 0 | 0 | 0 | 0 | 0 | 0 | 0 | 0 | 0 | 0 | 0 | 0 | 0 | 0 | 0 | 0 | 0 | 0 | 0 | 0 | 0 | 0 | 0 | 0 | 0 | 0 | 0 | 0 | 0 | 0 | 0 | 0 | 0 | 0 | 0 | 0 | 0 | 0 | 0 | 0 | 0 | 0 | 0 | 0 | 0 | 0 | 0 | 0 | 0 | 0 | 0 | 0 | 0 | 0 | 0 | 0 | 0 | 0 | 0 | 0 | 0 | 0 | 0 | 0 | 0 | 0 | 0 | 0 | 0
608 | SCE | SCE-13-SW-002B | Motor generator set replacements (ineligible for hotel industry) | Motor generator set replacements (ineligible for hotel industry) | 0.13713 | 3.0399 | 1200.3127 | 0 | 8753.3582 | 394.8478 | 0.13878 | 4.1292 | 8649.1969 | 290.6865 | -7553.0455 | 805.4649 | 1948.9229 | 0 | 2343.7707 | 0.51213 | 2120.6317 | 0.208 | 0 | 1378.4107 | 0.1352 | 0 | 2356.2575 | 0.23111 | 0 | 2120.6317 | 0.208 | 0 | 1378.4107 | 0.1352 | 0 | 31809.4758 | 0 | 20676.1601 | 0 | 0.15361 | 0 | 0.23632 | 0 | 2.3041 | 0 | 3.5448 | 0 | 0.16245 | 0 | 0.24992 | 0 | 2.4367 | 0 | 3.7488 | 0 | 0.13953 | 0.090692 | 2.0929 | 1.3604 | 3.988e-05 | 104.1613 | 313.5702 | 417.7316 | 10.5662 | 1.973 | 3.3822 | 79.9516 | 0 | 0 | 8.2882 | 0 | 0 | 0 | 0 | 0 | 313.5702 | 0 | 14161.0142 | 0 | 8308.4667 | 18507.7265 | 12030.0227 | 0 | 0 | 0.099776 | 0 | 0.72763 | 0.71897 | 0.032822 | 0.024163 | 0.19483 | -0.62785 | -0.61919 | 0.066955 | 0.075613 | 0 | 0 | 0 | 0 | -0.09505 | 0
609 | SCE | SCE-13-SW-002B | Nonresidential Pool Pump - VFD | Nonresidential Pool Pump - VFD | 3.8464 | 3.9724 | 81063.4341 | 0 | 21075.2739 | 20406.6686 | 5.7735 | 6.0621 | 14040.7105 | 13372.1053 | 59988.1603 | 60656.7655 | 155547.8853 | 0 | 175954.5539 | 0.46071 | 571741.1457 | 42.9121 | 0 | 371631.7583 | 27.8929 | 0 | 635267.9396 | 47.6801 | 0 | 571741.1457 | 42.9121 | 0 | 371631.7583 | 27.8929 | 0 | 1886745.7535 | 0 | 1226384.7847 | 0 | 36.7783 | 0 | 56.582 | 0 | 121.3683 | 0 | 186.7205 | 0 | 43.9267 | 0 | 67.5795 | 0 | 144.9581 | 0 | 223.0125 | 0 | 37.659 | 24.4784 | 124.2748 | 80.7786 | 0.0026933 | 7034.5633 | 14424.7975 | 21459.3608 | 713.5941 | 133.2473 | 228.4197 | 5399.5535 | 0 | 0 | 559.7486 | 0 | 0 | 0 | 0 | 0 | 14424.7975 | 0 | 14424.7975 | 0 | 0 | 1610493.7391 | 1046820.9688 | 0 | 0 | 0.077438 | 0 | 0.020133 | 0.013413 | 0.019494 | 0.012774 | 0.16808 | 0.057305 | 0.064025 | 0.057944 | 0.064664 | 0 | 0 | 0 | 0 | -0.090647 | 0
610 | SCE | SCE-13-SW-002B | Optimize chilled water pump VFD retrocommissioning | Optimize chilled water pump VFD retrocommissioning | 0.34487 | 3.881 | 35794.7606 | 0 | 103790.9854 | 9222.9793 | 0.35551 | 5.8519 | 100684.7697 | 6116.7636 | -67996.2247 | 26571.7813 | 36023.8074 | 0 | 45246.7867 | 0.7911 | 47346.7212 | 2.5686 | 0 | 40244.713 | 2.1833 | 0 | 52607.468 | 2.854 | 0 | 47346.7212 | 2.5686 | 0 | 40244.713 | 2.1833 | 0 | 378773.7696 | 0 | 321957.7042 | 0 | 4.0747 | 0 | 4.7938 | 0 | 32.5975 | 0 | 38.35 | 0 | 5.5561 | 0 | 6.5366 | 0 | 44.4488 | 0 | 52.2927 | 0 | 3.3147 | 2.8175 | 26.5179 | 22.5402 | 0.0011893 | 3106.2157 | 6598.2936 | 9704.5093 | 315.0981 | 58.8373 | 100.8621 | 2384.2529 | 0 | 0 | 247.1653 | 0 | 0 | 0 | 0 | 0 | 6598.2936 | 0 | 126225.0801 | 0 | 95701.4292 | 275167.7601 | 233892.5961 | 0 | 0 | 0.15304 | 0 | 0.44375 | 0.43047 | 0.039433 | 0.026152 | 0.19345 | -0.29072 | -0.27744 | 0.11361 | 0.12689 | 0 | 0 | 0 | 0 | -0.040412 | 0
611 | SCE | SCE-13-SW-002B | Well pump - VSD | Well pump - VSD | 0.56546 | 0.84215 | 22806.8341 | 0 | 40333.2631 | 27081.7185 | 0.59464 | 0.90855 | 38354.1202 | 25102.5757 | -17526.429 | -4274.8844 | 43757.9679 | 0 | 70839.6864 | 0.32195 | 160839.4139 | 22.1002 | 0 | 104545.6228 | 14.3652 | 0 | 178710.4598 | 24.5558 | 0 | 160839.4139 | 22.1002 | 0 | 104545.6228 | 14.3652 | 0 | 530770.0581 | 0 | 345000.5504 | 0 | 10.3463 | 0 | 15.9174 | 0 | 34.1427 | 0 | 52.5273 | 0 | 12.3572 | 0 | 19.0111 | 0 | 40.7789 | 0 | 62.7368 | 0 | 10.5941 | 6.8861 | 34.9604 | 22.7242 | 0.00075774 | 1979.1429 | 27078.7257 | 29057.8686 | 200.7665 | 37.4885 | 64.2649 | 1519.1402 | 0 | 0 | 157.4828 | 0 | 0 | 0 | 0 | 0 | 27078.7257 | 0 | 46987.6629 | 0 | 11945.3628 | 453056.1968 | 294486.5387 | 0 | 0 | 0.077446 | 0 | 0.13696 | 0.13024 | 0.091963 | 0.085242 | 0.24055 | -0.059515 | -0.052795 | -0.014516 | -0.0077957 | 0 | 0 | 0 | 0 | -0.16311 | 0
612 | SCE | SCE-13-SW-002B | Fluid Pump - VFD | Fluid Pump - VFD | 0.71362 | 1.0403 | 76490.6912 | 0 | 107186.8408 | 73524.6598 | 0.76073 | 1.1436 | 100549.0933 | 66886.9122 | -30696.1496 | 2966.0314 | 135159.6846 | 0 | 208684.3443 | 0.36654 | 343468.8083 | 139.1871 | 0 | 223254.7336 | 90.4716 | 0 | 381632.0092 | 154.6524 | 0 | 343468.8083 | 139.1871 | 0 | 223254.7336 | 90.4716 | 0 | 1717344.0413 | 0 | 1116273.6678 | 0 | 22.0942 | 0 | 33.9911 | 0 | 110.4712 | 0 | 169.9557 | 0 | 26.3886 | 0 | 40.5979 | 0 | 131.943 | 0 | 202.9893 | 0 | 22.6233 | 14.7052 | 113.1167 | 73.5259 | 0.0025414 | 6637.7475 | 72152.4506 | 78790.1982 | 673.3407 | 125.7309 | 215.5347 | 5094.9677 | 0 | 0 | 528.1735 | 0 | 0 | 0 | 0 | 0 | 72152.4506 | 0 | 122467.1355 | 0 | 30188.8121 | 1381264.2757 | 897821.8121 | 0 | 0 | 0.085196 | 0 | 0.11939 | 0.11199 | 0.081892 | 0.074499 | 0.23243 | -0.03419 | -0.026796 | 0.0033036 | 0.010697 | 0 | 0 | 0 | 0 | -0.14724 | 0
613 | SCE | SCE-13-SW-002B | Optimize condenser water pump VFD - retrocommissioning | Optimize condenser water pump VFD - retrocommissioning | 0.34439 | 3.598 | 23346.7908 | 0 | 67791.3109 | 6488.7592 | 0.355 | 5.2315 | 65765.3114 | 4462.7597 | -44444.5201 | 16858.0316 | 23496.1844 | 0 | 29984.9436 | 0.77862 | 30881.4468 | 3.1809 | 0 | 26249.2298 | 2.7037 | 0 | 34312.7186 | 3.5343 | 0 | 30881.4468 | 3.1809 | 0 | 26249.2298 | 2.7037 | 0 | 247051.5742 | 0 | 209993.8381 | 0 | 2.6577 | 0 | 3.1267 | 0 | 21.2614 | 0 | 25.0134 | 0 | 3.6239 | 0 | 4.2634 | 0 | 28.9913 | 0 | 34.1074 | 0 | 2.162 | 1.8377 | 17.2961 | 14.7016 | 0.00077568 | 2025.9995 | 4814.0815 | 6840.081 | 205.5197 | 38.3761 | 65.7863 | 1555.1062 | 0 | 0 | 161.2112 | 0 | 0 | 0 | 0 | 0 | 4814.0815 | 0 | 82329.1032 | 0 | 62012.0173 | 179475.5439 | 152554.2123 | 0 | 0 | 0.15304 | 0 | 0.44438 | 0.43109 | 0.042534 | 0.029254 | 0.19655 | -0.29134 | -0.27806 | 0.11051 | 0.12379 | 0 | 0 | 0 | 0 | -0.043513 | 0
614 | SCE | SCE-13-SW-002B | Wastewater Pump - VFD (eligibile for REA only) | Wastewater Pump - VFD (eligibile for REA only) | 0.11532 | 2.3 | 227.1956 | 0 | 1970.2116 | 98.7801 | 0.11648 | 2.8735 | 1950.4959 | 79.0644 | -1743.016 | 128.4155 | 376.6967 | 0 | 475.4768 | 0.47783 | 476.8843 | 0.13022 | 0 | 309.9748 | 0.084644 | 0 | 529.8715 | 0.14469 | 0 | 476.8843 | 0.13022 | 0 | 309.9748 | 0.084644 | 0 | 5722.6119 | 0 | 3719.6979 | 0 | 0.034543 | 0 | 0.053144 | 0 | 0.41452 | 0 | 0.63772 | 0 | 0.036531 | 0 | 0.056201 | 0 | 0.43837 | 0 | 0.67442 | 0 | 0.031376 | 0.020395 | 0.37652 | 0.24474 | 7.5484e-06 | 19.7157 | 85.2886 | 105.0043 | 2 | 0.37345 | 0.64019 | 15.1333 | 0 | 0 | 1.5688 | 0 | 0 | 0 | 0 | 0 | 85.2886 | 0 | 3184.5066 | 0 | 1859.5308 | 3652.3897 | 2374.0534 | 0 | 0 | 0.095699 | 0 | 0.82989 | 0.82159 | 0.041608 | 0.033304 | 0.20028 | -0.73419 | -0.72589 | 0.054091 | 0.062396 | 0 | 0 | 0 | 0 | -0.10458 | 0
615 | SCE | SCE-13-SW-002B | Wastewater treatment - blower VFD | Wastewater treatment - blower VFD | 0.11529 | 2.2759 | 1111.4096 | 0 | 9639.837 | 488.3386 | 0.11646 | 2.836 | 9543.3906 | 391.8922 | -8528.4274 | 623.071 | 1842.706 | 0 | 2331.0446 | 0.47679 | 2332.7991 | 0.67022 | 0 | 1516.3195 | 0.43564 | 0 | 2591.999 | 0.74469 | 0 | 2332.7991 | 0.67022 | 0 | 1516.3195 | 0.43564 | 0 | 27993.5889 | 0 | 18195.8334 | 0 | 0.16898 | 0 | 0.25997 | 0 | 2.0277 | 0 | 3.1196 | 0 | 0.1787 | 0 | 0.27492 | 0 | 2.1444 | 0 | 3.2991 | 0 | 0.15349 | 0.099766 | 1.8418 | 1.1972 | 3.6926e-05 | 96.4465 | 422.7431 | 519.1896 | 9.7836 | 1.8269 | 3.1317 | 74.0299 | 0 | 0 | 7.6744 | 0 | 0 | 0 | 0 | 0 | 422.7431 | 0 | 15577.8113 | 0 | 9093.0412 | 17866.5786 | 11613.2765 | 0 | 0 | 0.095702 | 0 | 0.83007 | 0.82177 | 0.04205 | 0.033745 | 0.20072 | -0.73437 | -0.72606 | 0.053652 | 0.061956 | 0 | 0 | 0 | 0 | -0.10502 | 0
616 | SCE | SCE-13-SW-002B | Process Motor - VFD | Process Motor - VFD | 0.11489 | 1.9287 | 1114.129 | 0 | 9696.9524 | 577.654 | 0.11605 | 2.3164 | 9600.2699 | 480.9715 | -8582.8234 | 536.475 | 1846.8771 | 0 | 2424.5311 | 0.45952 | 2338.0796 | 0.9389 | 0 | 1519.7518 | 0.61029 | 0 | 2597.8662 | 1.0432 | 0 | 2338.0796 | 0.9389 | 0 | 1519.7518 | 0.61029 | 0 | 28056.9552 | 0 | 18237.0216 | 0 | 0.16936 | 0 | 0.26055 | 0 | 2.0323 | 0 | 3.1266 | 0 | 0.1791 | 0 | 0.27555 | 0 | 2.1493 | 0 | 3.3065 | 0 | 0.15383 | 0.099991 | 1.846 | 1.1999 | 3.7016e-05 | 96.6824 | 518.8351 | 615.5175 | 9.8076 | 1.8313 | 3.1394 | 74.211 | 0 | 0 | 7.6931 | 0 | 0 | 0 | 0 | 0 | 518.8351 | 0 | 15613.0732 | 0 | 9056.5433 | 17907.0215 | 11639.5644 | 0 | 0 | 0.095719 | 0 | 0.8331 | 0.8248 | 0.049628 | 0.041322 | 0.2083 | -0.73738 | -0.72908 | 0.046091 | 0.054397 | 0 | 0 | 0 | 0 | -0.11258 | 0
617 | SCE | SCE-13-SW-002B | Air compressor retrofit | Air compressor retrofit | 0.11554 | 2.5702 | 42045.0151 | 0 | 363893.2379 | 16358.8824 | 0.11671 | 3.308 | 360244.6346 | 12710.279 | -321848.2229 | 25686.1327 | 69722.1647 | 0 | 86081.0471 | 0.48844 | 88265.7366 | 15.8978 | 0 | 57372.7309 | 10.3336 | 0 | 98073.0406 | 17.6642 | 0 | 88265.7366 | 15.8978 | 0 | 57372.7309 | 10.3336 | 0 | 1059188.8386 | 0 | 688472.7704 | 0 | 6.3936 | 0 | 9.8363 | 0 | 76.7228 | 0 | 118.0351 | 0 | 6.7614 | 0 | 10.4022 | 0 | 81.1373 | 0 | 124.8266 | 0 | 5.8074 | 3.7748 | 69.6889 | 45.2978 | 0.0013969 | 3648.6034 | 13710.8703 | 17359.4737 | 370.1185 | 69.1111 | 118.474 | 2800.576 | 0 | 0 | 290.3237 | 0 | 0 | 0 | 0 | 0 | 13710.8703 | 0 | 589415.094 | 0 | 345422.5479 | 676014.8108 | 439409.6432 | 0 | 0 | 0.095685 | 0 | 0.82814 | 0.81984 | 0.037229 | 0.028926 | 0.1959 | -0.73246 | -0.72415 | 0.058456 | 0.066759 | 0 | 0 | 0 | 0 | -0.10022 | 0
618 | SCE | SCE-13-SW-002B | Car wash vacuum pumps - VFD | Car wash vacuum pumps - VFD | 0.11452 | 1.6927 | 2935.8825 | 0 | 25635.568 | 1734.4249 | 0.11567 | 1.9842 | 25380.7965 | 1479.6534 | -22699.6855 | 1201.4576 | 4866.3579 | 0 | 6600.7828 | 0.44478 | 6160.6329 | 2.8037 | 0 | 4004.4116 | 1.8224 | 0 | 6845.1477 | 3.1152 | 0 | 6160.6329 | 2.8037 | 0 | 4004.4116 | 1.8224 | 0 | 73927.5954 | 0 | 48052.9387 | 0 | 0.44625 | 0 | 0.68654 | 0 | 5.355 | 0 | 8.2384 | 0 | 0.47192 | 0 | 0.72604 | 0 | 5.6631 | 0 | 8.7124 | 0 | 0.40534 | 0.26347 | 4.864 | 3.1616 | 9.7543e-05 | 254.7715 | 1596.1362 | 1850.9077 | 25.8443 | 4.8258 | 8.2727 | 195.5562 | 0 | 0 | 20.2725 | 0 | 0 | 0 | 0 | 0 | 1596.1362 | 0 | 41139.067 | 0 | 23725.7594 | 47183.4177 | 30669.2226 | 0 | 0 | 0.095727 | 0 | 0.83587 | 0.82757 | 0.056553 | 0.048246 | 0.21522 | -0.74015 | -0.73184 | 0.039175 | 0.047482 | 0 | 0 | 0 | 0 | -0.1195 | 0
619 | SCE | SCE-13-SW-002B | Radiant heat recovery gas conveyer charbroiler with electric resistance heating | Radiant heat recovery gas conveyer charbroiler with electric resistance heating | 1.9173 | 2.7625 | 570863.7076 | 0 | 297746.8307 | 206648.2935 | 2.2999 | 3.6335 | 248208.1339 | 157109.5966 | 273116.8769 | 364215.4141 | 732394.4946 | 0 | 939042.7881 | 0.60792 | 927184.9175 | 167.1044 | 0 | 602670.2185 | 108.6179 | 0 | 1030205.4639 | 185.6716 | 0 | 927184.9175 | 167.1044 | 0 | 602670.2185 | 108.6179 | 0 | 11126219.0098 | 0 | 7232042.6217 | 0 | 75.5207 | 0 | 116.1856 | 0 | 906.2481 | 0 | 1394.2278 | 0 | 78.2631 | 0 | 120.4048 | 0 | 939.1575 | 0 | 1444.8576 | 0 | 63.3266 | 41.1623 | 759.9193 | 493.9475 | 0.018967 | 49538.6969 | 169477.7353 | 219016.4322 | 5025.262 | 938.3522 | 1608.5739 | 38024.6552 | 0 | 0 | 3941.8536 | 0 | 0 | 0 | 0 | 0 | 169477.7353 | 0 | 307625.7313 | 0 | 82888.8009 | 7101178.3405 | 4615766.0907 | 0 | 0 | 0.12368 | 0 | 0.064506 | 0.053774 | 0.04477 | 0.034038 | 0.20344 | 0.05917 | 0.069903 | 0.078907 | 0.089639 | 0 | 0 | 0 | 0 | -0.079766 | 0
620 | SCE | SCE-13-SW-002B | Wastewater aerator blower - VFD | Wastewater aerator blower - VFD | 0.11563 | 2.6981 | 56257.4844 | 0 | 486536.117 | 20850.5389 | 0.1168 | 3.523 | 481654.1769 | 15968.5987 | -430278.6326 | 35406.9455 | 93300.4194 | 0 | 114150.9583 | 0.49283 | 118114.9534 | 13.2933 | 0 | 76774.7225 | 8.6407 | 0 | 131238.8371 | 14.7703 | 0 | 118114.9534 | 13.2933 | 0 | 76774.7225 | 8.6407 | 0 | 1417379.4412 | 0 | 921296.6706 | 0 | 8.5557 | 0 | 13.1626 | 0 | 102.6685 | 0 | 157.9515 | 0 | 9.048 | 0 | 13.92 | 0 | 108.5758 | 0 | 167.0397 | 0 | 7.7713 | 5.0514 | 93.2559 | 60.6163 | 0.0018691 | 4881.9402 | 17225.6947 | 22107.6349 | 495.2296 | 92.4727 | 158.5218 | 3747.2542 | 0 | 0 | 388.4618 | 0 | 0 | 0 | 0 | 0 | 17225.6947 | 0 | 788740.219 | 0 | 462908.7329 | 904625.7475 | 588006.7574 | 0 | 0 | 0.095675 | 0 | 0.82743 | 0.81913 | 0.03546 | 0.027157 | 0.19413 | -0.73176 | -0.72346 | 0.060215 | 0.068518 | 0 | 0 | 0 | 0 | -0.098457 | 0
621 | SCE | SCE-13-SW-002B | Wastewater treatment - fine bubble aeration | Wastewater treatment - fine bubble aeration | 0.92463 | 3.0684 | 339575.8312 | 0 | 367254.1307 | 110670.2132 | 1.0053 | 4.1818 | 337786.249 | 81202.3315 | -27678.2995 | 228905.618 | 551348.4394 | 0 | 662018.6526 | 0.51294 | 599924.7081 | 68.4438 | 0 | 389951.0746 | 44.4885 | 0 | 666583.009 | 76.0486 | 0 | 599924.7081 | 68.4438 | 0 | 389951.0746 | 44.4885 | 0 | 8998870.622 | 0 | 5849266.1188 | 0 | 43.4558 | 0 | 66.8551 | 0 | 651.8372 | 0 | 1002.8264 | 0 | 45.9562 | 0 | 70.7018 | 0 | 689.3424 | 0 | 1060.5267 | 0 | 39.4718 | 25.6567 | 592.0768 | 384.85 | 0.011282 | 29467.8816 | 87594.8227 | 117062.7043 | 2989.2556 | 558.1748 | 956.8533 | 22618.8033 | 0 | 0 | 2344.7947 | 0 | 0 | 0 | 0 | 0 | 87594.8227 | 0 | 506676.7029 | 0 | 251449.1381 | 5235818.3132 | 3403282.0284 | 0 | 0 | 0.099779 | 0 | 0.10791 | 0.099253 | 0.032519 | 0.02386 | 0.19452 | -0.0081328 | 0.00052584 | 0.06726 | 0.075919 | 0 | 0 | 0 | 0 | -0.094745 | 0
622 | SCE | SCE-13-SW-002B | Efficient electric melting | Efficient electric melting | 10.9215 | 10.9487 | 388015.3 | 0 | 35527.8116 | 35439.4104 | 209.0121 | 219.4627 | 1856.4254 | 1768.0242 | 352487.4884 | 352575.8896 | 643498.4544 | 0 | 678937.8647 | 0.5715 | 814645.7486 | 97.1142 | 0 | 529519.756 | 63.1242 | 0 | 905161.9428 | 107.9046 | 0 | 814645.7486 | 97.1142 | 0 | 529519.756 | 63.1242 | 0 | 9775748.9827 | 0 | 6354237.0718 | 0 | 59.0092 | 0 | 90.7834 | 0 | 708.1107 | 0 | 1089.401 | 0 | 62.4045 | 0 | 96.0069 | 0 | 748.8537 | 0 | 1152.0826 | 0 | 53.5993 | 34.8395 | 643.1912 | 418.0743 | 0.012892 | 33671.3861 | 1907.2084 | 35578.5945 | 3415.6639 | 637.7967 | 1093.3456 | 25845.3074 | 0 | 0 | 2679.2726 | 0 | 0 | 0 | 0 | 0 | 1907.2084 | 0 | 1907.2084 | 0 | 0 | 6239256.7392 | 4055517.0292 | 0 | 0 | 0.095676 | 0 | 0.0087604 | 0.00045775 | 0.0087386 | 0.00043596 | 0.16741 | 0.086916 | 0.095218 | 0.086937 | 0.09524 | 0 | 0 | 0 | 0 | -0.071735 | 0
623 | SCE | SCE-13-SW-002B | Efficient Battery Charger | Efficient Battery Charger | 0.32303 | 2.9974 | 29805.7175 | 0 | 92269.6568 | 9943.8104 | 0.33234 | 4.0512 | 89683.1613 | 7357.3149 | -62463.9392 | 19861.9072 | 48391.3085 | 0 | 58335.1188 | 0.51094 | 52654.7996 | 7.6826 | 0 | 34225.621 | 4.9937 | 0 | 58505.3329 | 8.5362 | 0 | 52654.7996 | 7.6826 | 0 | 34225.621 | 4.9937 | 0 | 789821.9943 | 0 | 513384.3151 | 0 | 3.8141 | 0 | 5.8678 | 0 | 57.2111 | 0 | 88.0171 | 0 | 4.0335 | 0 | 6.2054 | 0 | 60.5029 | 0 | 93.0814 | 0 | 3.4644 | 2.2519 | 51.966 | 33.7779 | 0.00099028 | 2586.4955 | 7936.5048 | 10523.0003 | 262.3771 | 48.9929 | 83.9862 | 1985.3288 | 0 | 0 | 205.8105 | 0 | 0 | 0 | 0 | 0 | 7936.5048 | 0 | 143951.821 | 0 | 81609.193 | 459542.6066 | 298702.7052 | 0 | 0 | 0.099784 | 0 | 0.3089 | 0.30024 | 0.03329 | 0.024631 | 0.19529 | -0.20912 | -0.20046 | 0.066494 | 0.075153 | 0 | 0 | 0 | 0 | -0.095511 | 0
624 | SCE | SCE-13-SW-002B | Hybrid injection molding machines (hydro-electric) | Hybrid injection molding machines (hydro-electric) | 1.3693 | 3.0734 | 244076.3062 | 0 | 178252.7909 | 79416.28 | 1.5539 | 4.1912 | 157072.2149 | 58235.704 | 65823.5153 | 164660.0262 | 396302.3667 | 0 | 475718.6467 | 0.51307 | 431218.3815 | 41.7842 | 0 | 280291.9582 | 27.1597 | 0 | 479131.535 | 46.4268 | 0 | 431218.3815 | 41.7842 | 0 | 280291.9582 | 27.1597 | 0 | 6468275.7221 | 0 | 4204379.3736 | 0 | 31.2355 | 0 | 48.0546 | 0 | 468.5324 | 0 | 720.8191 | 0 | 33.0327 | 0 | 50.8196 | 0 | 495.4907 | 0 | 762.2933 | 0 | 28.3718 | 18.4417 | 425.5774 | 276.6253 | 0.0081093 | 21180.576 | 62820.1933 | 84000.7693 | 2148.5818 | 401.1983 | 687.7557 | 16257.6763 | 0 | 0 | 1685.3638 | 0 | 0 | 0 | 0 | 0 | 62820.1933 | 0 | 222014.3534 | 0 | 95516.4999 | 3763440.7587 | 2446236.5829 | 0 | 0 | 0.099776 | 0 | 0.072868 | 0.06421 | 0.032465 | 0.023806 | 0.19447 | 0.026908 | 0.035567 | 0.067312 | 0.07597 | 0 | 0 | 0 | 0 | -0.094693 | 0
625 | SCE | SCE-13-SW-002B | Blower - VFD | Blower - VFD | 0.11481 | 1.8901 | 4858.8805 | 0 | 42320.1318 | 2570.6565 | 0.11597 | 2.261 | 41898.4854 | 2149.0102 | -37461.2512 | 2288.224 | 8056.4124 | 0 | 10627.0689 | 0.45722 | 10199.1265 | 2.5841 | 0 | 6629.4324 | 1.6797 | 0 | 11332.3627 | 2.8712 | 0 | 10199.1265 | 2.5841 | 0 | 6629.4324 | 1.6797 | 0 | 122389.5177 | 0 | 79553.1894 | 0 | 0.73878 | 0 | 1.1366 | 0 | 8.8653 | 0 | 13.639 | 0 | 0.78129 | 0 | 1.202 | 0 | 9.3754 | 0 | 14.4237 | 0 | 0.67105 | 0.43618 | 8.0526 | 5.2342 | 0.00016143 | 421.6464 | 2318.1867 | 2739.8331 | 42.7723 | 7.9867 | 13.6913 | 323.6451 | 0 | 0 | 33.5509 | 0 | 0 | 0 | 0 | 0 | 2318.1867 | 0 | 68107.0518 | 0 | 39473.3206 | 78113.6693 | 50773.8869 | 0 | 0 | 0.095696 | 0 | 0.8335 | 0.8252 | 0.05063 | 0.042325 | 0.2093 | -0.73781 | -0.7295 | 0.045067 | 0.053371 | 0 | 0 | 0 | 0 | -0.11361 | 0
626 | SCE | SCE-13-SW-002B | Industrial Door Automated Closer | Industrial Door Automated Closer | 0.13707 | 2.9734 | 9605.7095 | 0 | 70076.8212 | 3230.5429 | 0.13872 | 4.0074 | 69243.2521 | 2396.9739 | -60471.1116 | 6375.1666 | 15596.1987 | 0 | 18826.7416 | 0.51022 | 16970.2937 | 1.9378 | 0 | 11030.6913 | 1.2596 | 0 | 18855.8819 | 2.1531 | 0 | 16970.2937 | 1.9378 | 0 | 11030.6913 | 1.2596 | 0 | 254554.4053 | 0 | 165460.3695 | 0 | 1.2293 | 0 | 1.8912 | 0 | 18.4388 | 0 | 28.3673 | 0 | 1.3 | 0 | 2 | 0 | 19.4997 | 0 | 29.9995 | 0 | 1.1166 | 0.72576 | 16.7483 | 10.8864 | 0.00031914 | 833.5691 | 2585.6708 | 3419.2399 | 84.5582 | 15.7893 | 27.0669 | 639.8266 | 0 | 0 | 66.3281 | 0 | 0 | 0 | 0 | 0 | 2585.6708 | 0 | 113323.1041 | 0 | 66442.4626 | 148107.5429 | 96269.9064 | 0 | 0 | 0.099779 | 0 | 0.72792 | 0.71926 | 0.033557 | 0.024898 | 0.19556 | -0.62814 | -0.61948 | 0.066222 | 0.07488 | 0 | 0 | 0 | 0 | -0.095783 | 0
627 | SCE | SCE-13-SW-002B | Refrigeration- energy management system (EMS) | Refrigeration- energy management system (EMS) | 1.1175 | 1.2431 | 193835.8823 | 0 | 173451.5391 | 155928.3636 | 1.2375 | 1.3934 | 156630.7518 | 139107.5763 | 20384.3432 | 37907.5187 | 355604.4974 | 0 | 511532.861 | 0.37893 | 903664.8266 | 76.2876 | 0 | 587382.1589 | 49.587 | 0 | 1004072.0296 | 84.764 | 0 | 903664.8266 | 76.2876 | 0 | 587382.1589 | 49.587 | 0 | 4518324.1331 | 0 | 2936910.7943 | 0 | 64.9296 | 0 | 99.8916 | 0 | 324.6478 | 0 | 499.4582 | 0 | 71.6746 | 0 | 110.2686 | 0 | 358.3728 | 0 | 551.3428 | 0 | 60.2866 | 39.1863 | 301.4331 | 195.9315 | 0.0064401 | 16820.7873 | 150058.542 | 166879.3293 | 1706.3199 | 318.616 | 546.1888 | 12911.2124 | 0 | 0 | 1338.4502 | 0 | 0 | 0 | 0 | 0 | 150058.542 | 0 | 167596.5804 | 0 | 10522.8235 | 3634099.8432 | 2362164.9847 | 0 | 0 | 0.082059 | 0 | 0.073429 | 0.066308 | 0.066011 | 0.05889 | 0.21655 | 0.0086295 | 0.01575 | 0.016048 | 0.023169 | 0 | 0 | 0 | 0 | -0.13449 | 0
628 | SCE | SCE-13-SW-002B | Low temperature reach-in door - anti fog film | Low temperature reach-in door - anti fog film | 0.72946 | 1.3416 | 82879.3144 | 0 | 113617.5857 | 61775.5645 | 0.77875 | 1.5184 | 106425.443 | 54583.4218 | -30738.2713 | 21103.7499 | 152039.9506 | 0 | 213815.5151 | 0.38762 | 386365.0675 | 44.1916 | 0 | 251137.3031 | 28.7245 | 0 | 429294.5194 | 49.1018 | 0 | 386365.0675 | 44.1916 | 0 | 251137.3031 | 28.7245 | 0 | 1931825.3373 | 0 | 1255686.5153 | 0 | 27.7609 | 0 | 42.709 | 0 | 138.8043 | 0 | 213.5451 | 0 | 30.6447 | 0 | 47.1457 | 0 | 153.2235 | 0 | 235.7285 | 0 | 25.7758 | 16.7542 | 128.8788 | 83.7712 | 0.0027536 | 7192.1427 | 58880.3925 | 66072.5352 | 729.5792 | 136.2321 | 233.5365 | 5520.5075 | 0 | 0 | 572.2874 | 0 | 0 | 0 | 0 | 0 | 58880.3925 | 0 | 140386.7911 | 0 | 48903.8411 | 1553772.1395 | 1009951.9277 | 0 | 0 | 0.082063 | 0 | 0.1125 | 0.10538 | 0.061167 | 0.054046 | 0.21171 | -0.030435 | -0.023314 | 0.020896 | 0.028017 | 0 | 0 | 0 | 0 | -0.12965 | 0
629 | SCE | SCE-13-SW-002B | Compressor sequencing (industrial and commercial refrigeration) | Compressor sequencing (industrial and commercial refrigeration) | 0.40819 | 1.2495 | 1107.7788 | 0 | 2713.8698 | 886.5908 | 0.42318 | 1.4014 | 2617.7384 | 790.4594 | -1606.091 | 221.188 | 2032.0056 | 0 | 2918.5964 | 0.37956 | 5163.7479 | 0.87633 | 0 | 3356.4363 | 0.56962 | 0 | 5737.4977 | 0.9737 | 0 | 5163.7479 | 0.87633 | 0 | 3356.4363 | 0.56962 | 0 | 25818.7397 | 0 | 16782.1814 | 0 | 0.37102 | 0 | 0.5708 | 0 | 1.8551 | 0 | 2.854 | 0 | 0.40956 | 0 | 0.6301 | 0 | 2.0478 | 0 | 3.1505 | 0 | 0.34449 | 0.22392 | 1.7225 | 1.1196 | 3.6805e-05 | 96.1314 | 852.6867 | 948.8181 | 9.7517 | 1.8209 | 3.1215 | 73.788 | 0 | 0 | 7.6493 | 0 | 0 | 0 | 0 | 0 | 852.6867 | 0 | 3819.5997 | 0 | 1780.1479 | 20766.0795 | 13497.9521 | 0 | 0 | 0.08207 | 0 | 0.20106 | 0.19394 | 0.065683 | 0.058561 | 0.21623 | -0.11899 | -0.11187 | 0.016387 | 0.023509 | 0 | 0 | 0 | 0 | -0.13415 | 0
630 | SCE | SCE-13-SW-002B | Refrigeration system retrofits | Refrigeration system retrofits | 1.3918 | 1.8952 | 123689.6693 | 0 | 88868.8604 | 65264.4008 | 1.583 | 2.2683 | 78135.2563 | 54530.7966 | 34820.8089 | 58425.2686 | 203203.9722 | 0 | 268468.373 | 0.46072 | 257248.8728 | 27.0932 | 0 | 167211.7735 | 17.6106 | 0 | 285832.0809 | 30.1035 | 0 | 257248.8728 | 27.0932 | 0 | 167211.7735 | 17.6106 | 0 | 3086986.474 | 0 | 2006541.2817 | 0 | 18.4837 | 0 | 28.4364 | 0 | 221.8042 | 0 | 341.2373 | 0 | 20.4038 | 0 | 31.3905 | 0 | 244.8456 | 0 | 376.6856 | 0 | 17.162 | 11.1553 | 205.9436 | 133.8634 | 0.0041095 | 10733.6041 | 58823.6246 | 69557.2287 | 1088.8291 | 203.3138 | 348.5315 | 8238.844 | 0 | 0 | 854.0858 | 0 | 0 | 0 | 0 | 0 | 58823.6246 | 0 | 93472.073 | 0 | 20789.0699 | 1970232.7869 | 1280651.3584 | 0 | 0 | 0.096583 | 0 | 0.069393 | 0.061012 | 0.050962 | 0.042581 | 0.20963 | 0.02719 | 0.035571 | 0.045622 | 0.054003 | 0 | 0 | 0 | 0 | -0.11305 | 0
631 | SCE | SCE-13-SW-002C | Variable Speed Drive on Cooling Tower Fan Control | Variable Speed Drive on Cooling Tower Fan Control | 1.63 | 2.9731 | 173283.9187 | 0 | 106307.6673 | 58283.4505 | 2.0439 | 4.7144 | 84780.3109 | 36756.094 | 66976.2514 | 115000.4683 | 172051.0849 | 0 | 230334.5354 | 0.75231 | 187209.5566 | 114.9326 | 0 | 121686.2163 | 74.7062 | 0 | 187209.5566 | 114.9326 | 0 | 187209.5566 | 114.9326 | 0 | 121686.2163 | 74.7062 | 0 | 2808143.3493 | 0 | 1825293.244 | 0 | 12.3205 | 0 | 18.9546 | 0 | 184.807 | 0 | 284.3184 | 0 | 16.7997 | 0 | 25.8458 | 0 | 251.9961 | 0 | 387.6863 | 0 | 13.1065 | 8.5192 | 196.5978 | 127.7886 | 0.0053906 | 21527.3564 | 39649.644 | 61177.0004 | 1779.3761 | 103.9992 | 939.5134 | 12637.4024 | 0 | 0 | 6067.0653 | 0 | 0 | 0 | 0 | 0 | 39649.644 | 0 | 116299.4028 | 0 | 45989.8571 | 1633863.7361 | 1062011.4674 | 0 | 0 | 0.16317 | 0 | 0.1001 | 0.07983 | 0.05488 | 0.03461 | 0.21689 | 0.063065 | 0.083336 | 0.10829 | 0.12856 | 0 | 0 | 0 | 0 | -0.053719 | 0
632 | SCE | SCE-13-SW-002C | <=24 kBtu/hr High Efficiency Package Terminal Heat Pump DX Equipment | <=24 kBtu/hr High Efficiency Package Terminal Heat Pump DX Equipment | 2.1273 | 2.5755 | 450591.1545 | 0 | 211812.0335 | 174952.9173 | 2.8915 | 3.7873 | 155834.3267 | 118975.2105 | 238779.121 | 275638.2372 | 416151.2542 | 0 | 591104.1715 | 0.76229 | 452816.0449 | 208.6869 | 0 | 294330.44 | 135.6465 | 0 | 452816.0449 | 208.6869 | 0 | 452816.0449 | 208.6869 | 0 | 294330.44 | 135.6465 | 0 | 6792240.6731 | 0 | 4414956.5995 | 0 | 30.7164 | 0 | 47.256 | 0 | 460.7458 | 0 | 708.8397 | 0 | 41.0498 | 0 | 63.1535 | 0 | 615.7465 | 0 | 947.3023 | 0 | 31.8348 | 20.6926 | 477.5216 | 310.3891 | 0.014017 | 55977.7068 | 128341.296 | 184319.0028 | 4626.9219 | 270.4296 | 2443.0221 | 32861.1089 | 0 | 0 | 15776.2243 | 0 | 0 | 0 | 0 | 0 | 128341.296 | 0 | 179639.312 | 0 | 30778.8108 | 3951933.4812 | 2568756.857 | 0 | 0 | 0.17541 | 0 | 0.082457 | 0.060665 | 0.068108 | 0.046316 | 0.23011 | 0.092955 | 0.11475 | 0.1073 | 0.1291 | 0 | 0 | 0 | 0 | -0.054701 | 0
633 | SCE | SCE-13-SW-002C | Variable Speed Drive on Chilled Water Pump Control | Variable Speed Drive on Chilled Water Pump Control | 4.5804 | 5.8481 | 16876787.7977 | 0 | 3684569.7201 | 2885865.4961 | 10.6281 | 21.3838 | 1587937.6194 | 789233.3954 | 13192218.0777 | 13990922.3017 | 16756717.3653 | 0 | 19642582.8613 | 0.85919 | 18233059.2695 | 2590.6989 | 0 | 11851488.9599 | 1683.9543 | 0 | 18233059.2695 | 2590.6989 | 0 | 18233059.2695 | 2590.6989 | 0 | 11851488.9599 | 1683.9543 | 0 | 273495889.0425 | 0 | 177772334.3983 | 0 | 1199.9376 | 0 | 1846.0578 | 0 | 17999.0644 | 0 | 27690.8673 | 0 | 1636.1913 | 0 | 2517.2173 | 0 | 24542.8693 | 0 | 37758.259 | 0 | 1276.4947 | 829.7216 | 19147.4211 | 12445.8242 | 0.52501 | 2096632.1006 | 851364.216 | 2947996.3166 | 173300.2912 | 10128.8792 | 91502.8302 | 1230805.2579 | 0 | 0 | 590894.8421 | 0 | 0 | 0 | 0 | 0 | 851364.216 | 0 | 2111383.2557 | 0 | 756011.4538 | 159128277.8247 | 103433384.3799 | 0 | 0 | 0.16317 | 0 | 0.035623 | 0.015352 | 0.027901 | 0.0076304 | 0.18991 | 0.12754 | 0.14781 | 0.13527 | 0.15554 | 0 | 0 | 0 | 0 | -0.02674 | 0
634 | SCE | SCE-13-SW-002C | Variable Speed Drive on HVAC Fan Control | Variable Speed Drive on HVAC Fan Control | 1.4494 | 2.3212 | 2559435.9288 | 0 | 1765820.0121 | 1102638.4919 | 1.7677 | 3.2618 | 1447856.9262 | 784675.406 | 793615.9167 | 1456797.4369 | 2601691.4055 | 0 | 3704329.8974 | 0.69093 | 2830912.0792 | 1737.9673 | 0 | 1840092.919 | 1129.6788 | 0 | 2830912.0792 | 1737.9673 | 0 | 2830912.0792 | 1737.9673 | 0 | 1840092.919 | 1129.6788 | 0 | 42463681.1881 | 0 | 27601393.7847 | 0 | 191.196 | 0 | 294.1476 | 0 | 2867.9397 | 0 | 4412.2147 | 0 | 253.63 | 0 | 390.1999 | 0 | 3804.4493 | 0 | 5852.9987 | 0 | 198.0602 | 128.7391 | 2970.9024 | 1931.0866 | 0.07962 | 317963.0859 | 846447.408 | 1164410.4939 | 26281.7188 | 1536.0872 | 13876.7895 | 186656.7996 | 0 | 0 | 89611.6908 | 0 | 0 | 0 | 0 | 0 | 846447.408 | 0 | 1881934.7371 | 0 | 621292.4222 | 24706669.1979 | 16059335.5677 | 0 | 0 | 0.15937 | 0 | 0.10996 | 0.090157 | 0.06866 | 0.048861 | 0.23067 | 0.049418 | 0.069217 | 0.090713 | 0.11051 | 0 | 0 | 0 | 0 | -0.071291 | 0
635 | SCE | SCE-13-SW-002C | 1001 - 1500 lbs per day Ice Machine | 1001 - 1500 lbs per day Ice Machine | 1.7242 | 2.132 | 21692.5235 | 0 | 12581.0427 | 10174.6766 | 2.1942 | 2.9002 | 9886.1435 | 7479.7775 | 9111.4808 | 11517.8469 | 36273.6998 | 0 | 46448.3764 | 0.46702 | 52458.5592 | 5.3896 | 0 | 34098.0647 | 3.5032 | 0 | 52458.5592 | 5.3896 | 0 | 52458.5592 | 5.3896 | 0 | 34098.0647 | 3.5032 | 0 | 524585.592 | 0 | 340980.6473 | 0 | 3.7692 | 0 | 5.7988 | 0 | 37.6922 | 0 | 57.988 | 0 | 4.1608 | 0 | 6.4012 | 0 | 41.6077 | 0 | 64.0119 | 0 | 3.4997 | 2.2748 | 34.9969 | 22.748 | 0.00067482 | 2694.8992 | 8068.608 | 10763.5072 | 222.751 | 13.0191 | 117.6129 | 1582.0115 | 0 | 0 | 759.5047 | 0 | 0 | 0 | 0 | 0 | 8068.608 | 0 | 11441.4879 | 0 | 2023.728 | 356889.4316 | 231978.139 | 0 | 0 | 0.093511 | 0 | 0.054234 | 0.042617 | 0.04386 | 0.032243 | 0.20023 | 0.039277 | 0.050894 | 0.049651 | 0.061268 | 0 | 0 | 0 | 0 | -0.10672 | 0
636 | SCE | SCE-13-SW-002C | Demand Control Ventilation Hood Control | Demand Control Ventilation Hood Control | 1.863 | 3.1904 | 266925.9376 | 61684.459 | 176390.2431 | 102999.4797 | 2.424 | 5.2852 | 135566.4137 | 62175.6503 | 152220.1535 | 225610.9169 | 389474.0933 | 64717.8466 | 557191.4196 | 0.58976 | 423788.5066 | 52.7939 | 9677.2867 | 275462.5394 | 34.316 | 6290.2366 | 423788.5066 | 52.7939 | 9677.2867 | 423788.5066 | 52.7939 | 9677.2867 | 275462.5394 | 34.316 | 6290.2366 | 6356827.5984 | 145159.3008 | 4131938.0905 | 94353.549 | 21.1134 | 36.7979 | 32.4821 | 56.6121 | 316.7009 | 551.9683 | 487.2322 | 849.1819 | 37.2442 | 0 | 57.2988 | 0 | 558.663 | 0 | 859.4816 | 0 | 29.5919 | 19.2347 | 443.8782 | 288.5208 | 0.010223 | 40823.8294 | 67070.304 | 107894.1334 | 3374.3552 | 197.2209 | 1781.665 | 23965.1887 | 0 | 0 | 11505.3996 | 0 | 0 | 0 | 0 | 0 | 67070.304 | 0 | 183708.4371 | 0 | 69982.8826 | 3698596.8297 | 2404088.0275 | 84458.1234 | 54897.7822 | 0.11103 | 1.1236 | 0.059598 | 0.045805 | 0.034801 | 0.021008 | 0.18826 | 0.051432 | 0.065225 | 0.076229 | 0.090022 | 0.52049 | 0.66008 | 0.77144 | 0.91103 | -0.077232 | -0.78159
637 | SCE | SCE-13-SW-002C | Full Size <= 0.4 KW Insulated Holding Cabinet replacing ENERGY STAR Holding Cabinet | Full Size <= 0.4 KW Insulated Holding Cabinet replacing ENERGY STAR Holding Cabinet | 1.3042 | 2.5145 | 25642.9749 | 0 | 19661.9423 | 10197.9618 | 1.5564 | 3.6569 | 16476.2718 | 7012.2914 | 5981.0326 | 15445.013 | 32898.8748 | 0 | 43096.8366 | 0.59501 | 41648.7845 | 6.8464 | 0 | 27071.7109 | 4.4501 | 0 | 41648.7845 | 6.8464 | 0 | 41648.7845 | 6.8464 | 0 | 27071.7109 | 4.4501 | 0 | 499785.4142 | 0 | 324860.5311 | 0 | 3.3924 | 0 | 5.219 | 0 | 40.7083 | 0 | 62.6282 | 0 | 3.5155 | 0 | 5.4085 | 0 | 42.1866 | 0 | 64.9024 | 0 | 2.8446 | 1.849 | 34.1353 | 22.1879 | 0.00079771 | 3185.6705 | 7564.32 | 10749.9905 | 263.3164 | 15.39 | 139.0315 | 1870.1135 | 0 | 0 | 897.8191 | 0 | 0 | 0 | 0 | 0 | 7564.32 | 0 | 22688.6231 | 0 | 9074.5822 | 318982.1587 | 207338.4108 | 0 | 0 | 0.12368 | 0 | 0.09483 | 0.079466 | 0.049185 | 0.033821 | 0.20786 | 0.028847 | 0.044211 | 0.074492 | 0.089856 | 0 | 0 | 0 | 0 | -0.084181 | 0
638 | SCE | SCE-13-SW-002C | 101 - 300 lbs per day Ice Machine | 101 - 300 lbs per day Ice Machine | 1.303 | 2.4828 | 3356.6326 | 0 | 2576.0193 | 1351.9724 | 1.5547 | 3.5901 | 2159.0191 | 934.9722 | 780.6133 | 2004.6602 | 5612.8778 | 0 | 6964.8501 | 0.48194 | 8117.2718 | 0.83396 | 0 | 5276.2269 | 0.54207 | 0 | 8117.2718 | 0.83396 | 0 | 8117.2718 | 0.83396 | 0 | 5276.2269 | 0.54207 | 0 | 81172.7179 | 0 | 52762.2686 | 0 | 0.58324 | 0 | 0.89729 | 0 | 5.8324 | 0 | 8.9729 | 0 | 0.64382 | 0 | 0.9905 | 0 | 6.4382 | 0 | 9.905 | 0 | 0.54153 | 0.352 | 5.4153 | 3.52 | 0.00010442 | 417.0002 | 1008.576 | 1425.5762 | 34.4678 | 2.0145 | 18.199 | 244.7955 | 0 | 0 | 117.5234 | 0 | 0 | 0 | 0 | 0 | 1008.576 | 0 | 2962.3894 | 0 | 1172.2881 | 55223.9436 | 35895.5647 | 0 | 0 | 0.093511 | 0 | 0.071764 | 0.060147 | 0.037664 | 0.026047 | 0.19403 | 0.021747 | 0.033364 | 0.055847 | 0.067464 | 0 | 0 | 0 | 0 | -0.10052 | 0
639 | SCE | SCE-13-SW-002C | 1/2 Size <= 0.2 KW Insulated Holding Cabinet replacing ENERGY STAR Holding Cabinet | 1/2 Size <= 0.2 KW Insulated Holding Cabinet replacing ENERGY STAR Holding Cabinet | 2.3513 | 3.1919 | 23490.624 | 0 | 9990.4275 | 7359.3981 | 3.3216 | 5.2893 | 7072.1472 | 4441.1179 | 13500.1965 | 16131.2259 | 30137.4977 | 0 | 37496.8959 | 0.62647 | 38152.9812 | 6.2717 | 0 | 24799.4387 | 4.0766 | 0 | 38152.9812 | 6.2717 | 0 | 38152.9812 | 6.2717 | 0 | 24799.4387 | 4.0766 | 0 | 457835.774 | 0 | 297593.264 | 0 | 3.1076 | 0 | 4.781 | 0 | 37.2914 | 0 | 57.3715 | 0 | 3.2205 | 0 | 4.9546 | 0 | 38.6456 | 0 | 59.4548 | 0 | 2.6058 | 1.6938 | 31.2701 | 20.3256 | 0.00073076 | 2918.2802 | 4790.736 | 7709.0162 | 241.2149 | 14.0983 | 127.3618 | 1713.1449 | 0 | 0 | 822.4603 | 0 | 0 | 0 | 0 | 0 | 4790.736 | 0 | 8788.6052 | 0 | 2398.7216 | 292208.2945 | 189935.3984 | 0 | 0 | 0.12368 | 0 | 0.052599 | 0.037234 | 0.038747 | 0.023382 | 0.19742 | 0.071078 | 0.086442 | 0.08493 | 0.10029 | 0 | 0 | 0 | 0 | -0.073742 | 0
640 | SCE | SCE-13-SW-002C | 301 - 500 lbs per day Ice Machine | 301 - 500 lbs per day Ice Machine | 1.7238 | 2.3512 | 2329.092 | 0 | 1351.1389 | 990.5762 | 2.1935 | 3.3214 | 1061.7918 | 701.2291 | 977.9531 | 1338.5158 | 3894.6499 | 0 | 4885.2261 | 0.47676 | 5632.3927 | 0.57867 | 0 | 3661.0554 | 0.37614 | 0 | 5632.3927 | 0.57867 | 0 | 5632.3927 | 0.57867 | 0 | 3661.0554 | 0.37614 | 0 | 56323.9267 | 0 | 36610.5537 | 0 | 0.4047 | 0 | 0.62261 | 0 | 4.047 | 0 | 6.2261 | 0 | 0.44674 | 0 | 0.68729 | 0 | 4.4674 | 0 | 6.8729 | 0 | 0.37576 | 0.24424 | 3.7576 | 2.4424 | 7.2455e-05 | 289.3471 | 756.432 | 1045.7791 | 23.9164 | 1.3978 | 12.6279 | 169.8581 | 0 | 0 | 81.5468 | 0 | 0 | 0 | 0 | 0 | 756.432 | 0 | 1296.6253 | 0 | 324.116 | 38318.6548 | 24907.1265 | 0 | 0 | 0.093511 | 0 | 0.054247 | 0.04263 | 0.039771 | 0.028154 | 0.19614 | 0.039264 | 0.050881 | 0.05374 | 0.065357 | 0 | 0 | 0 | 0 | -0.10263 | 0
641 | SCE | SCE-13-SW-002C | Boilerless and Connectionless Steamer | Boilerless and Connectionless Steamer | 4.3902 | 4.6168 | 561784.4247 | 0 | 127962.5306 | 121682.3924 | 9.6574 | 10.8262 | 58171.0944 | 51890.9563 | 433821.8941 | 440102.0322 | 720746.1507 | 0 | 842428.5431 | 0.66686 | 912438.5357 | 187.5951 | 0 | 593085.0699 | 121.9368 | 0 | 912438.5357 | 187.5951 | 0 | 912438.5357 | 187.5951 | 0 | 593085.0699 | 121.9368 | 0 | 10949262.4282 | 0 | 7117020.8394 | 0 | 74.3196 | 0 | 114.3378 | 0 | 891.8347 | 0 | 1372.0533 | 0 | 77.0184 | 0 | 118.4898 | 0 | 924.2207 | 0 | 1421.8779 | 0 | 62.3194 | 40.5076 | 747.8332 | 486.0916 | 0.017476 | 69791.4362 | 55975.968 | 125767.4042 | 5768.7165 | 337.1641 | 3045.8915 | 40970.3098 | 0 | 0 | 19669.3543 | 0 | 0 | 0 | 0 | 0 | 55975.968 | 0 | 62092.4772 | 0 | 3669.9056 | 6988237.8849 | 4542354.7918 | 0 | 0 | 0.12368 | 0 | 0.028171 | 0.012806 | 0.026788 | 0.011424 | 0.18546 | 0.095506 | 0.11087 | 0.096889 | 0.11225 | 0 | 0 | 0 | 0 | -0.061784 | 0
642 | SCE | SCE-13-SW-002C | 501 - 1000 lbs per day Ice Machine | 501 - 1000 lbs per day Ice Machine | 2.264 | 2.3019 | 8477.2098 | 0 | 3744.4223 | 3682.7475 | 3.1499 | 3.2238 | 2691.2841 | 2629.6093 | 4732.7875 | 4794.4624 | 14175.3801 | 0 | 17858.1275 | 0.4747 | 20500.2527 | 2.1062 | 0 | 13325.1648 | 1.369 | 0 | 20500.2527 | 2.1062 | 0 | 20500.2527 | 2.1062 | 0 | 13325.1648 | 1.369 | 0 | 205002.5274 | 0 | 133251.6477 | 0 | 1.473 | 0 | 2.2661 | 0 | 14.7297 | 0 | 22.6611 | 0 | 1.626 | 0 | 2.5015 | 0 | 16.2599 | 0 | 25.0152 | 0 | 1.3676 | 0.88897 | 13.6764 | 8.8897 | 0.00026371 | 1053.1382 | 2836.62 | 3889.7582 | 87.0487 | 5.0877 | 45.9619 | 618.2334 | 0 | 0 | 296.8065 | 0 | 0 | 0 | 0 | 0 | 2836.62 | 0 | 2720.7724 | 0 | -69.5085 | 139468.6331 | 90654.6149 | 0 | 0 | 0.093511 | 0 | 0.041304 | 0.029687 | 0.040624 | 0.029007 | 0.19699 | 0.052207 | 0.063824 | 0.052887 | 0.064504 | 0 | 0 | 0 | 0 | -0.10348 | 0
643 | SCE | SCE-13-SW-002C | ≥ 50 cubic feet Solid-Door Reach-In Freezer | ≥ 50 cubic feet Solid-Door Reach-In Freezer | 1.3375 | 2.6429 | 49666.5027 | 0 | 37134.046 | 18792.2787 | 1.604 | 3.9349 | 30963.8917 | 12622.1245 | 12532.4567 | 30874.224 | 81595.0859 | 0 | 100387.3647 | 0.49475 | 103296.425 | 10.6126 | 0 | 67142.6787 | 6.8982 | 0 | 103296.425 | 10.6126 | 0 | 103296.425 | 10.6126 | 0 | 67142.6787 | 6.8982 | 0 | 1239557.1002 | 0 | 805712.1447 | 0 | 7.422 | 0 | 11.4184 | 0 | 89.0639 | 0 | 137.0214 | 0 | 8.193 | 0 | 12.6046 | 0 | 98.316 | 0 | 151.2554 | 0 | 6.8913 | 4.4793 | 82.6952 | 53.7519 | 0.0015451 | 6170.1542 | 13615.776 | 19785.9302 | 510.0034 | 29.8082 | 269.2826 | 3622.1225 | 0 | 0 | 1738.9376 | 0 | 0 | 0 | 0 | 0 | 13615.776 | 0 | 43007.9247 | 0 | 17635.2899 | 791132.7311 | 514236.2941 | 0 | 0 | 0.096583 | 0 | 0.072212 | 0.060213 | 0.036544 | 0.024545 | 0.19522 | 0.024371 | 0.03637 | 0.060039 | 0.072038 | 0 | 0 | 0 | 0 | -0.098633 | 0
644 | SCE | SCE-13-SW-002C | Cooking Efficiency > 80% Electric Fryer | Cooking Efficiency > 80% Electric Fryer | 2.0492 | 2.2551 | 23798.8991 | 0 | 11613.5671 | 10553.2268 | 2.7491 | 3.1328 | 8656.9893 | 7596.649 | 12185.3321 | 13245.6724 | 30533.002 | 0 | 41086.2288 | 0.57924 | 38653.6752 | 6.8079 | 0 | 25124.8898 | 4.4251 | 0 | 38653.6752 | 6.8079 | 0 | 38653.6752 | 6.8079 | 0 | 25124.8898 | 4.4251 | 0 | 463844.1024 | 0 | 301498.6776 | 0 | 3.1484 | 0 | 4.8437 | 0 | 37.7808 | 0 | 58.1244 | 0 | 3.2627 | 0 | 5.0196 | 0 | 39.1528 | 0 | 60.2351 | 0 | 2.64 | 1.716 | 31.6805 | 20.5923 | 0.00074035 | 2956.5778 | 8194.68 | 11151.2578 | 244.3804 | 14.2833 | 129.0332 | 1735.6271 | 0 | 0 | 833.2538 | 0 | 0 | 0 | 0 | 0 | 8194.68 | 0 | 9324.033 | 0 | 677.6118 | 296043.0395 | 192427.9827 | 0 | 0 | 0.12368 | 0 | 0.060353 | 0.044988 | 0.054842 | 0.039478 | 0.21351 | 0.063324 | 0.078689 | 0.068834 | 0.084199 | 0 | 0 | 0 | 0 | -0.089838 | 0
645 | SCE | SCE-13-SW-002C | ≤ 5 Pans Full-Size Convection Oven | ≤ 5 Pans Full-Size Convection Oven | 1.5893 | 1.8821 | 34451.7397 | 0 | 21676.6706 | 18304.5811 | 1.9804 | 2.4565 | 17396.6722 | 14024.5828 | 12775.0691 | 16147.1586 | 44200.1552 | 0 | 62504.7363 | 0.55119 | 55955.7965 | 10.8926 | 0 | 36371.269 | 7.0802 | 0 | 55955.7965 | 10.8926 | 0 | 55955.7965 | 10.8926 | 0 | 36371.269 | 7.0802 | 0 | 671469.5578 | 0 | 436455.2286 | 0 | 4.5577 | 0 | 7.0118 | 0 | 54.6923 | 0 | 84.1419 | 0 | 4.7232 | 0 | 7.2665 | 0 | 56.6783 | 0 | 87.1974 | 0 | 3.8218 | 2.4842 | 45.8613 | 29.8098 | 0.0010717 | 4279.9983 | 15128.64 | 19408.6383 | 353.7697 | 20.6768 | 186.791 | 2512.5268 | 0 | 0 | 1206.234 | 0 | 0 | 0 | 0 | 0 | 15128.64 | 0 | 19561.1298 | 0 | 2659.494 | 428557.5428 | 278562.4131 | 0 | 0 | 0.12368 | 0 | 0.077816 | 0.062452 | 0.065711 | 0.050346 | 0.22438 | 0.045861 | 0.061225 | 0.057966 | 0.073331 | 0 | 0 | 0 | 0 | -0.10071 | 0
646 | SCE | SCE-13-SW-002C | Electric Griddle | Electric Griddle | 2.3705 | 3.341 | 7009.2648 | 0 | 2956.9296 | 2097.9239 | 3.3599 | 5.7118 | 2086.1567 | 1227.151 | 4052.3352 | 4911.3409 | 8992.5965 | 0 | 11090.5204 | 0.63201 | 11384.3016 | 2.3828 | 0 | 7399.7963 | 1.5488 | 0 | 11384.3016 | 2.3828 | 0 | 11384.3016 | 2.3828 | 0 | 7399.7963 | 1.5488 | 0 | 136611.6192 | 0 | 88797.5557 | 0 | 0.92727 | 0 | 1.4266 | 0 | 11.1272 | 0 | 17.1188 | 0 | 0.96094 | 0 | 1.4784 | 0 | 11.5313 | 0 | 17.7405 | 0 | 0.77755 | 0.50541 | 9.3306 | 6.0649 | 0.00021805 | 870.7729 | 1323.756 | 2194.5289 | 71.975 | 4.2067 | 38.0029 | 511.1778 | 0 | 0 | 245.4104 | 0 | 0 | 0 | 0 | 0 | 1323.756 | 0 | 2647.512 | 0 | 794.2536 | 87190.7582 | 56673.9949 | 0 | 0 | 0.12368 | 0 | 0.052174 | 0.03681 | 0.037017 | 0.021653 | 0.19569 | 0.071503 | 0.086867 | 0.08666 | 0.10202 | 0 | 0 | 0 | 0 | -0.072013 | 0
647 | SCE | SCE-13-SW-002C | Half-Size Convection Oven | Half-Size Convection Oven | 1.9811 | 2.9984 | 7818.0858 | 0 | 3946.2375 | 2607.4554 | 2.6279 | 4.7782 | 2974.9834 | 1636.2013 | 3871.8484 | 5210.6304 | 10030.2804 | 0 | 12637.7358 | 0.61863 | 12697.9718 | 2.7232 | 0 | 8253.682 | 1.7701 | 0 | 12697.9718 | 2.7232 | 0 | 12697.9718 | 2.7232 | 0 | 8253.682 | 1.7701 | 0 | 152375.6621 | 0 | 99044.184 | 0 | 1.0343 | 0 | 1.5912 | 0 | 12.4112 | 0 | 19.0942 | 0 | 1.0718 | 0 | 1.649 | 0 | 12.8619 | 0 | 19.7876 | 0 | 0.86727 | 0.56373 | 10.4072 | 6.7647 | 0.00024321 | 971.2541 | 1765.008 | 2736.2621 | 80.2805 | 4.6922 | 42.3882 | 570.1643 | 0 | 0 | 273.729 | 0 | 0 | 0 | 0 | 0 | 1765.008 | 0 | 3851.0457 | 0 | 1251.6227 | 97251.973 | 63213.7848 | 0 | 0 | 0.12368 | 0 | 0.062427 | 0.047062 | 0.041248 | 0.025884 | 0.19992 | 0.06125 | 0.076615 | 0.082429 | 0.097793 | 0 | 0 | 0 | 0 | -0.076244 | 0
648 | SCE | SCE-13-SW-002C | 30 - 49 cubic feet Glass-Door Reach-In Refrigerator | 30 - 49 cubic feet Glass-Door Reach-In Refrigerator | 0.51959 | 2.2976 | 939.4416 | 0 | 1808.0463 | 408.8872 | 0.55544 | 3.2153 | 1691.3379 | 292.1788 | -868.6047 | 530.5544 | 1543.3706 | 0 | 1952.2578 | 0.48121 | 1953.8512 | 0.20074 | 0 | 1270.0034 | 0.13048 | 0 | 1953.8512 | 0.20074 | 0 | 1953.8512 | 0.20074 | 0 | 1270.0034 | 0.13048 | 0 | 23446.215 | 0 | 15240.0403 | 0 | 0.14039 | 0 | 0.21598 | 0 | 1.6846 | 0 | 2.5918 | 0 | 0.15497 | 0 | 0.23842 | 0 | 1.8596 | 0 | 2.861 | 0 | 0.13035 | 0.084726 | 1.5642 | 1.0167 | 2.9225e-05 | 116.7084 | 315.18 | 431.8884 | 9.6467 | 0.56382 | 5.0935 | 68.5124 | 0 | 0 | 32.892 | 0 | 0 | 0 | 0 | 0 | 315.18 | 0 | 2612.9431 | 0 | 1378.6579 | 14964.2708 | 9726.7764 | 0 | 0 | 0.096583 | 0 | 0.18588 | 0.17388 | 0.042037 | 0.030039 | 0.20071 | -0.0893 | -0.077302 | 0.054546 | 0.066544 | 0 | 0 | 0 | 0 | -0.10413 | 0
649 | SCE | SCE-13-SW-002C | 30 - 49 cubic feet Solid-Door Reach-In Freezer | 30 - 49 cubic feet Solid-Door Reach-In Freezer | 0.87606 | 2.4809 | 22632.8871 | 0 | 25834.9301 | 9122.7844 | 0.98305 | 3.5862 | 23023.208 | 6311.0622 | -3202.043 | 13510.1027 | 37182.6536 | 0 | 46305.438 | 0.48877 | 47071.8935 | 4.8361 | 0 | 30596.7319 | 3.1435 | 0 | 47071.8935 | 4.8361 | 0 | 47071.8935 | 4.8361 | 0 | 30596.7319 | 3.1435 | 0 | 564862.7216 | 0 | 367160.7825 | 0 | 3.3822 | 0 | 5.2034 | 0 | 40.5862 | 0 | 62.4403 | 0 | 3.7335 | 0 | 5.7439 | 0 | 44.8023 | 0 | 68.9267 | 0 | 3.1403 | 2.0412 | 37.684 | 24.4946 | 0.00070408 | 2811.7221 | 6807.888 | 9619.6101 | 232.4071 | 13.5835 | 122.7113 | 1650.5911 | 0 | 0 | 792.429 | 0 | 0 | 0 | 0 | 0 | 6807.888 | 0 | 34019.2433 | 0 | 16326.8138 | 360516.9843 | 234336.0484 | 0 | 0 | 0.096583 | 0 | 0.11025 | 0.098249 | 0.03893 | 0.026932 | 0.1976 | -0.013664 | -0.0016656 | 0.057653 | 0.069651 | 0 | 0 | 0 | 0 | -0.10102 | 0
650 | SCE | SCE-13-SW-002C | > 1500 lbs per day Ice Machine | > 1500 lbs per day Ice Machine | 1.6413 | 2.3143 | 13286.6707 | 0 | 8095.3692 | 5741.129 | 2.0616 | 3.2482 | 6444.7435 | 4090.5033 | 5191.3014 | 7545.5416 | 22217.6411 | 0 | 27958.7702 | 0.47522 | 32130.8675 | 3.3011 | 0 | 20885.0646 | 2.1457 | 0 | 32130.8675 | 3.3011 | 0 | 32130.8675 | 3.3011 | 0 | 20885.0646 | 2.1457 | 0 | 321308.6751 | 0 | 208850.6465 | 0 | 2.3086 | 0 | 3.5518 | 0 | 23.0865 | 0 | 35.5176 | 0 | 2.5485 | 0 | 3.9207 | 0 | 25.4847 | 0 | 39.2073 | 0 | 2.1436 | 1.3933 | 21.4356 | 13.9332 | 0.00041333 | 1650.6257 | 4412.52 | 6063.1457 | 136.435 | 7.9742 | 72.0379 | 968.982 | 0 | 0 | 465.1967 | 0 | 0 | 0 | 0 | 0 | 4412.52 | 0 | 7980.1307 | 0 | 2140.5665 | 218594.7768 | 142086.6102 | 0 | 0 | 0.093511 | 0 | 0.056975 | 0.045358 | 0.040406 | 0.028789 | 0.19677 | 0.036536 | 0.048153 | 0.053105 | 0.064722 | 0 | 0 | 0 | 0 | -0.10326 | 0
651 | SCE | SCE-13-SW-002C | Up to 128 Watt Interior Fixture T5 Linear Flourescent replacing 101 - 175 Watt lamp base case | Up to 128 Watt Interior Fixture T5 Linear Flourescent replacing 101 - 175 Watt lamp base case | 3.7902 | 2.6274 | 207557.1976 | -7151.9591 | 52873.9527 | 76273.6822 | 7.3981 | 3.9693 | 27088.7684 | 50488.498 | 147531.2858 | 124131.5562 | 284135.722 | -9375.2644 | 351034.1398 | 0.5709 | 208591.6081 | 45.9589 | -950.4997 | 156443.7036 | 34.4692 | -712.8748 | 625774.8244 | 137.8768 | -2851.4992 | 625774.8244 | 137.8768 | -2851.4992 | 469331.1108 | 103.4076 | -2138.6244 | 3128874.122 | -14257.496 | 2346655.5542 | -10693.1219 | 19.604 | -4.1703 | 26.1386 | -5.5604 | 294.0597 | -62.5548 | 392.0796 | -83.4064 | 20.3159 | 0 | 27.0878 | 0 | 304.7381 | 0 | 406.3175 | 0 | 14.2468 | 10.6851 | 213.7017 | 160.2763 | 0.0064568 | 25785.1843 | 54463.104 | 80248.2883 | 2131.3133 | 124.5688 | 1125.3368 | 15136.9143 | 0 | 0 | 7267.051 | 0 | 0 | 0 | 0 | 0 | 54463.104 | 0 | 0 | 0 | -38124.1722 | 2516561.5881 | 1887421.1611 | -11467.3411 | -8600.5057 | 0.10997 | 0.83157 | 0.028014 | 0.014352 | 0.040412 | 0.02675 | 0.18599 | 0.081955 | 0.095616 | 0.069557 | 0.083219 | 0.83157 | 0.83157 | 0.83157 | 0.83157 | -0.076017 | 0.83157
652 | SCE | SCE-13-SW-002C | Up to 192 Watt Interior Fixture CFL replacing 176 - 399 Watt lamp base case | Up to 192 Watt Interior Fixture CFL replacing 176 - 399 Watt lamp base case | 0 | 0 | 0 | 0 | 0 | 0 | 0 | 0 | 0 | 0 | 0 | 0 | 0 | 0 | 0 | 0 | 0 | 0 | 0 | 0 | 0 | 0 | 0 | 0 | 0 | 0 | 0 | 0 | 0 | 0 | 0 | 0 | 0 | 0 | 0 | 0 | 0 | 0 | 0 | 0 | 0 | 0 | 0 | 0 | 0 | 0 | 0 | 0 | 0 | 0 | 0 | 0 | 0 | 0 | 0 | 0 | 0 | 0 | 0 | 0 | 0 | 0 | 0 | 0 | 0 | 0 | 0 | 0 | 0 | 0 | 0 | 0 | 0 | 0 | 0 | 0 | 0 | 0 | 0 | 0 | 0 | 0 | 0 | 0 | 0 | 0 | 0 | 0 | 0 | 0 | 0 | 0 | 0 | 0 | 0 | 0 | 0
653 | SCE | SCE-13-SW-002C | Up to 250 Watt (Tier 1) Interior Fixture Induction replacing 400 Watt lamp base case | Up to 250 Watt (Tier 1) Interior Fixture Induction replacing 400 Watt lamp base case | 1.7412 | 3.2187 | 109467.9779 | -4417.3724 | 60331.932 | 32637.7645 | 2.2479 | 5.5178 | 46732.5386 | 19038.3711 | 44718.6735 | 72412.841 | 138782.3511 | -4634.6006 | 166785.515 | 0.62985 | 151009.6982 | 32.2776 | -693.0138 | 98156.3074 | 20.9805 | -450.459 | 151009.6982 | 32.2776 | -693.0138 | 151009.6982 | 32.2776 | -693.0138 | 98156.3074 | 20.9805 | -450.459 | 2265145.4734 | -10395.2065 | 1472344.6117 | -6756.8844 | 12.3 | -2.6352 | 18.923 | -4.0541 | 184.4997 | -39.5278 | 283.8456 | -60.812 | 12.7466 | 0 | 19.6102 | 0 | 191.1996 | 0 | 294.1532 | 0 | 10.3139 | 6.7041 | 154.7091 | 100.5609 | 0.0034054 | 13599.3934 | 20537.1288 | 34136.5222 | 1124.0784 | 65.699 | 593.5152 | 7983.3772 | 0 | 0 | 3832.7236 | 0 | 0 | 0 | 0 | 0 | 20537.1288 | 0 | 64917.8641 | 0 | 26628.4423 | 1317930.9549 | 856655.1521 | -6048.2492 | -3931.3621 | 0.12779 | 1.1236 | 0.070427 | 0.054552 | 0.038099 | 0.022224 | 0.19469 | 0.057358 | 0.073233 | 0.089686 | 0.10556 | 1.1236 | 1.1236 | 1.1236 | 1.1236 | -0.066909 | 1.1236
654 | SCE | SCE-13-SW-002C | Wall or Ceiling Mounted Lighting Sensor ≥500 Watts Controls | Wall or Ceiling Mounted Lighting Sensor ≥500 Watts Controls | 0.86613 | 1.6648 | 88913.5239 | -5635.1131 | 96150.2326 | 50022.5315 | 0.97854 | 2.1366 | 85104.354 | 38976.6529 | -12871.8218 | 33255.8793 | 153227.4913 | -6626.6601 | 196623.3627 | 0.42354 | 263355.59 | 51.8692 | -1568.5064 | 171181.1398 | 33.715 | -1019.5292 | 263355.59 | 51.8692 | -1568.5064 | 263355.59 | 51.8692 | -1568.5064 | 171181.1398 | 33.715 | -1019.5292 | 2106844.7202 | -12548.0509 | 1369449.1184 | -8156.2334 | 18.6745 | -5.9642 | 28.73 | -9.1758 | 149.3959 | -47.714 | 229.8399 | -73.4061 | 22.1149 | 0 | 34.023 | 0 | 176.9194 | 0 | 272.1837 | 0 | 17.9503 | 11.6677 | 143.6025 | 93.3416 | 0.002766 | 11045.8786 | 42045.012 | 53090.8906 | 913.0138 | 53.3629 | 482.0727 | 6484.3639 | 0 | 0 | 3113.0653 | 0 | 0 | 0 | 0 | 0 | 42045.012 | 0 | 115363.1039 | 0 | 43990.8569 | 1530559.3707 | 994863.6275 | -9115.7819 | -5925.2584 | 0.089373 | 0.95103 | 0.096647 | 0.085544 | 0.050281 | 0.039178 | 0.19764 | -0.0072741 | 0.0038288 | 0.039092 | 0.050195 | 0.95103 | 0.95103 | 0.95103 | 0.95103 | -0.10827 | 0.95103
655 | SCE | SCE-13-SW-002C | Up to 64 Watt Interior Fixture T5 Linear Flourescent replacing less than 100 Watt lamp base case | Up to 64 Watt Interior Fixture T5 Linear Flourescent replacing less than 100 Watt lamp base case | 5.2773 | 4.1318 | 123876.3645 | -4275.6715 | 22663.2078 | 28946.4685 | 16.4426 | 8.822 | 7273.836 | 13557.0967 | 96937.4853 | 90654.2245 | 169580.7261 | -5604.835 | 192922.3595 | 0.61994 | 124493.7318 | 27.2301 | -568.2394 | 93370.2973 | 20.4226 | -426.1795 | 373481.1953 | 81.6903 | -1704.7181 | 373481.1953 | 81.6903 | -1704.7181 | 280110.892 | 61.2678 | -1278.5385 | 1867405.9766 | -8523.5903 | 1400554.4602 | -6392.6926 | 11.7002 | -2.4932 | 15.6003 | -3.3242 | 175.5036 | -37.3973 | 234.0049 | -49.863 | 12.1251 | 0 | 16.1668 | 0 | 181.8769 | 0 | 242.5025 | 0 | 8.5029 | 6.3772 | 127.5436 | 95.6577 | 0.0038536 | 15389.3718 | 14624.352 | 30013.7238 | 1272.0318 | 74.3464 | 671.6348 | 9034.1647 | 0 | 0 | 4337.1941 | 0 | 0 | 0 | 0 | 0 | 14624.352 | 0 | 0 | 0 | -10237.0462 | 1501959.4803 | 1126469.5923 | -6855.5458 | -5141.6593 | 0.10997 | 0.83157 | 0.020119 | 0.0064572 | 0.025697 | 0.012035 | 0.17126 | 0.08985 | 0.10351 | 0.084272 | 0.097934 | 0.83157 | 0.83157 | 0.83157 | 0.83157 | -0.061294 | 0.83157
656 | SCE | SCE-13-SW-002C | 245 to 360 Watt (Tier 2) Interior Fixture T5 Linear Flourescent replacing 400 Watt lamp base case | 245 to 360 Watt (Tier 2) Interior Fixture T5 Linear Flourescent replacing 400 Watt lamp base case | 2.7116 | 1.8953 | 567837.3199 | -19485.2826 | 202228.2038 | 289326.8889 | 4.1641 | 2.5064 | 131684.8062 | 218783.4912 | 346123.8335 | 259025.1485 | 777341.7097 | -25542.6064 | 1041125.9922 | 0.52669 | 570667.2719 | 127.9456 | -2589.6059 | 428000.4471 | 95.9592 | -1942.2044 | 1712001.8155 | 383.8368 | -7768.8178 | 1712001.8155 | 383.8368 | -7768.8178 | 1284001.3413 | 287.8776 | -5826.6133 | 8560009.0777 | -38844.0892 | 6420006.7063 | -29133.0665 | 53.6328 | -11.3619 | 71.5104 | -15.1492 | 804.4918 | -170.4284 | 1072.6557 | -227.2379 | 55.5804 | 0 | 74.1072 | 0 | 833.706 | 0 | 1111.608 | 0 | 38.9765 | 29.2324 | 584.6475 | 438.4856 | 0.017665 | 70543.3977 | 236006.784 | 306550.1817 | 5830.871 | 340.7968 | 3078.7092 | 41411.7406 | 0 | 0 | 19881.28 | 0 | 0 | 0 | 0 | 0 | 236006.784 | 0 | 0 | 0 | -165204.746 | 6884837.5483 | 5163628.0792 | -31242.4019 | -23431.8011 | 0.10997 | 0.83157 | 0.039164 | 0.025502 | 0.056032 | 0.04237 | 0.20163 | 0.070805 | 0.084466 | 0.053937 | 0.067599 | 0.83157 | 0.83157 | 0.83157 | 0.83157 | -0.091658 | 0.83157
657 | SCE | SCE-13-SW-002C | Bi-Level Dimming Controls replacing (2) 48in T8 Linear Fluorescent | Bi-Level Dimming Controls replacing (2) 48in T8 Linear Fluorescent | 0 | 0 | 0 | 0 | 0 | 0 | 0 | 0 | 0 | 0 | 0 | 0 | 0 | 0 | 0 | 0 | 0 | 0 | 0 | 0 | 0 | 0 | 0 | 0 | 0 | 0 | 0 | 0 | 0 | 0 | 0 | 0 | 0 | 0 | 0 | 0 | 0 | 0 | 0 | 0 | 0 | 0 | 0 | 0 | 0 | 0 | 0 | 0 | 0 | 0 | 0 | 0 | 0 | 0 | 0 | 0 | 0 | 0 | 0 | 0 | 0 | 0 | 0 | 0 | 0 | 0 | 0 | 0 | 0 | 0 | 0 | 0 | 0 | 0 | 0 | 0 | 0 | 0 | 0 | 0 | 0 | 0 | 0 | 0 | 0 | 0 | 0 | 0 | 0 | 0 | 0 | 0 | 0 | 0 | 0 | 0 | 0
658 | SCE | SCE-13-SW-002C | Up to 192 Watt Interior Fixture T5 Linear Flourescent replacing 176 - 399 Watt lamp base case | Up to 192 Watt Interior Fixture T5 Linear Flourescent replacing 176 - 399 Watt lamp base case | 3.491 | 2.3655 | 1265787.7405 | -43618.1676 | 350089.1376 | 516665.9624 | 6.3378 | 3.4004 | 192838.1701 | 359414.995 | 872080.4353 | 705503.6104 | 1732801.9341 | -57177.5996 | 2192290.297 | 0.55749 | 1272096.0938 | 280.3196 | -5796.8811 | 954072.0552 | 210.2397 | -4347.6608 | 3816288.2814 | 840.9588 | -17390.6433 | 3816288.2814 | 840.9588 | -17390.6433 | 2862216.1655 | 630.7191 | -13042.9823 | 19081441.4068 | -86953.2164 | 14311080.8276 | -65214.9113 | 119.5549 | -25.4338 | 159.4065 | -33.9118 | 1793.3232 | -381.5072 | 2391.0976 | -508.6763 | 123.8964 | 0 | 165.1952 | 0 | 1858.4457 | 0 | 2477.9276 | 0 | 86.884 | 65.163 | 1303.2599 | 977.4449 | 0.039377 | 157250.9675 | 387709.2216 | 544960.1891 | 12997.8161 | 759.6831 | 6862.8676 | 92312.4842 | 0 | 0 | 44318.1165 | 0 | 0 | 0 | 0 | 0 | 387709.2216 | 0 | 0 | 0 | -271396.4505 | 15347252.9153 | 11510439.5035 | -69936.698 | -52452.5226 | 0.10997 | 0.83157 | 0.030415 | 0.016753 | 0.044887 | 0.031225 | 0.19046 | 0.079554 | 0.093215 | 0.065082 | 0.078744 | 0.83157 | 0.83157 | 0.83157 | 0.83157 | -0.080492 | 0.83157
659 | SCE | SCE-13-SW-002C | Main Cooler Door Auto Closer | Main Cooler Door Auto Closer | 3.3633 | 4.4969 | 98446.9382 | -89.1827 | 29244.8432 | 21872.1315 | 5.7808 | 10.2011 | 17014.6124 | 9641.9007 | 69112.9122 | 76485.624 | 168746.508 | -104.8752 | 190513.7643 | 0.51628 | 290028.4784 | 96.9947 | -24.8236 | 188518.5179 | 63.0465 | -16.1353 | 290028.4784 | 96.9947 | -24.8236 | 290028.4784 | 96.9947 | -24.8236 | 188518.5179 | 63.0465 | -16.1353 | 2320227.8273 | -198.5886 | 1508148.1431 | -129.0826 | 20.8389 | -0.094392 | 32.0599 | -0.14522 | 166.7116 | -0.75513 | 256.4793 | -1.1617 | 23.0037 | 0 | 35.3904 | 0 | 184.0299 | 0 | 283.1228 | 0 | 19.3488 | 12.5767 | 154.7905 | 100.6138 | 0.0030625 | 12230.2309 | 10400.94 | 22631.1709 | 1010.9082 | 59.0845 | 533.7611 | 7179.6251 | 0 | 0 | 3446.8519 | 0 | 0 | 0 | 0 | 0 | 10400.94 | 0 | 21836.4268 | 0 | 6861.2924 | 1685575.7851 | 1095624.3005 | -144.2687 | -93.7746 | 0.089855 | 0.95103 | 0.026692 | 0.01553 | 0.019963 | 0.0088004 | 0.17389 | 0.063162 | 0.074325 | 0.069891 | 0.081054 | 0.95103 | 0.95103 | 0.95103 | 0.95103 | -0.084031 | 0.95103
660 | SCE | SCE-13-SW-002C | Commercial Air-Cooled Multiplex Floating Head Pressure Control | Commercial Air-Cooled Multiplex Floating Head Pressure Control | 2.4249 | 4.8438 | 258034.5095 | 674.2378 | 106688.8768 | 53410.4456 | 3.4703 | 12.1627 | 74549.0484 | 21270.6172 | 152019.8705 | 205298.3017 | 415295.4988 | 707.3941 | 469413.3384 | 0.55113 | 451884.8936 | 8.2677 | 105.7769 | 293725.1916 | 5.374 | 68.755 | 451884.8936 | 8.2677 | 105.7769 | 451884.8936 | 8.2677 | 105.7769 | 293725.1916 | 5.374 | 68.755 | 6778273.4035 | 1586.6539 | 4405877.8739 | 1031.3251 | 32.4686 | 0.40222 | 49.9516 | 0.6188 | 487.0283 | 6.0333 | 749.2743 | 9.2819 | 35.8414 | 0 | 55.1407 | 0 | 537.6216 | 0 | 827.1102 | 0 | 30.1468 | 19.5954 | 452.2022 | 293.9315 | 0.008048 | 32139.8284 | 22945.104 | 55084.9324 | 2656.566 | 155.2683 | 1402.6711 | 18867.3396 | 0 | 0 | 9057.9834 | 0 | 0 | 0 | 0 | 0 | 22945.104 | 0 | 109599.5838 | 0 | 51992.6899 | 3943806.8964 | 2563474.5767 | 923.1638 | 600.0565 | 0.10066 | 1.1236 | 0.04151 | 0.029005 | 0.020781 | 0.0082759 | 0.18264 | 0.059148 | 0.071653 | 0.079877 | 0.092382 | 0.66025 | 0.79984 | 0.89165 | 1.0312 | -0.081981 | -0.91513
661 | SCE | SCE-13-SW-002C | Commercial Evap-Cooled Multiplex Floating Head Pressure Control | Commercial Evap-Cooled Multiplex Floating Head Pressure Control | 4.0834 | 5.4708 | 1902193.8794 | 3875.5696 | 466784.8061 | 348406.5595 | 8.2876 | 17.0776 | 229990.5511 | 111612.3045 | 1439284.6429 | 1557662.8895 | 3061411.6174 | 4066.1542 | 3413884.3311 | 0.55833 | 3331135.7023 | 127.0117 | 608.0137 | 2165238.2859 | 82.5576 | 395.2089 | 3331135.7023 | 127.0117 | 608.0137 | 3331135.7023 | 127.0117 | 608.0137 | 2165238.2859 | 82.5576 | 395.2089 | 49967035.534 | 9120.2061 | 32478574.2884 | 5928.1342 | 239.3467 | 2.312 | 368.2257 | 3.5569 | 3590.2004 | 34.6796 | 5523.385 | 53.3532 | 264.2104 | 0 | 406.4776 | 0 | 3963.1567 | 0 | 6097.1639 | 0 | 222.2317 | 144.4506 | 3333.475 | 2166.7588 | 0.059295 | 236794.255 | 120398.76 | 357193.015 | 19572.5866 | 1143.9586 | 10334.3569 | 139007.513 | 0 | 0 | 66735.8398 | 0 | 0 | 0 | 0 | 0 | 120398.76 | 0 | 307594.752 | 0 | 112317.5997 | 29072350.3756 | 18897028.4373 | 5306.415 | 3449.1699 | 0.10066 | 1.1236 | 0.024651 | 0.012146 | 0.0184 | 0.0058943 | 0.18029 | 0.07601 | 0.088515 | 0.082261 | 0.094767 | 0.84846 | 0.98804 | 0.91824 | 1.0578 | -0.079629 | -0.88885
662 | SCE | SCE-13-SW-002C | Low Anti-Sweat Heater (ASH) Door | Low Anti-Sweat Heater (ASH) Door | 0.77549 | 2.4536 | 2742.9961 | -186.3111 | 3296.8442 | 1041.9962 | 0.86489 | 3.646 | 2956.0771 | 701.2291 | -740.1592 | 1514.6888 | 4505.6045 | -203.6357 | 5343.965 | 0.47842 | 5703.9322 | 1.2292 | -35.4483 | 3707.5561 | 0.79898 | -23.0414 | 5703.9322 | 1.2292 | -35.4483 | 5703.9322 | 1.2292 | -35.4483 | 3707.5561 | 0.79898 | -23.0414 | 68447.1867 | -425.3795 | 44490.673 | -276.4967 | 0.40984 | -0.13479 | 0.63052 | -0.20737 | 4.918 | -1.6175 | 7.5662 | -2.4885 | 0.45241 | 0 | 0.69602 | 0 | 5.4289 | 0 | 8.3522 | 0 | 0.38053 | 0.24734 | 4.5664 | 2.9681 | 8.5331e-05 | 340.7671 | 756.432 | 1097.1991 | 28.1666 | 1.6463 | 14.872 | 200.0436 | 0 | 0 | 96.0385 | 0 | 0 | 0 | 0 | 0 | 756.432 | 0 | 4440.3315 | 0 | 2210.3398 | 43685.6114 | 28395.6484 | -271.4935 | -176.4708 | 0.096599 | 1.0558 | 0.1161 | 0.1041 | 0.036696 | 0.024695 | 0.1882 | -0.019505 | -0.007504 | 0.059904 | 0.071904 | 1.0558 | 1.0558 | 1.0558 | 1.0558 | -0.091597 | 1.0558
663 | SCE | SCE-13-SW-002C | Cooler Anti-Sweat Heater (ASH) Control | Cooler Anti-Sweat Heater (ASH) Control | 2.0384 | 2.8325 | 5647297.4525 | -642897.5314 | 2455078.218 | 1766769.663 | 2.8539 | 4.6981 | 1753504.8344 | 1065196.2793 | 2549321.7031 | 3237630.2582 | 9278032.1597 | -702678.9989 | 10342122.8237 | 0.48389 | 11745652.8489 | 936.7989 | -122320.2619 | 7634674.6318 | 608.9193 | -79508.1732 | 11745652.8489 | 936.7989 | -122320.2619 | 11745652.8489 | 936.7989 | -122320.2619 | 7634674.6318 | 608.9193 | -79508.1732 | 140947834.1865 | -1467843.1431 | 91616095.5817 | -954098.078 | 843.9413 | -465.1228 | 1298.3713 | -715.5735 | 10127.2962 | -5581.4738 | 15580.4551 | -8586.8824 | 931.6115 | 0 | 1433.2483 | 0 | 11179.3374 | 0 | 17198.98 | 0 | 783.5934 | 509.3357 | 9403.121 | 6112.0288 | 0.17568 | 701573.3837 | 1149051.726 | 1850625.1097 | 57989.6071 | 3389.3176 | 30618.605 | 411851.0869 | 0 | 0 | 197724.7671 | 0 | 0 | 0 | 0 | 0 | 1149051.726 | 0 | 2202961.9691 | 0 | 632346.171 | 89958296.3798 | 58472894.7916 | -936833.6113 | -608941.8697 | 0.09658 | 1.0558 | 0.041987 | 0.029988 | 0.030215 | 0.018217 | 0.17687 | 0.054593 | 0.066591 | 0.066365 | 0.078363 | 1.0558 | 1.0558 | 1.0558 | 1.0558 | -0.080291 | 1.0558
664 | SCE | SCE-13-SW-002C | Commercial Multiplex Floating Suction Pressure Control | Commercial Multiplex Floating Suction Pressure Control | 2.7843 | 2.82 | 246783.9938 | 266.1207 | 88729.7112 | 87607.8884 | 4.2567 | 4.3406 | 58038.2546 | 56916.4317 | 158320.4033 | 159442.2261 | 397095.9086 | 279.2074 | 484983.0043 | 0.5094 | 432081.8379 | 77.2375 | 41.75 | 280853.2049 | 50.2044 | 27.1375 | 432081.8379 | 77.2375 | 41.75 | 432081.8379 | 77.2375 | 41.75 | 280853.2049 | 50.2044 | 27.1375 | 6481227.5685 | 626.2501 | 4212798.074 | 407.0625 | 31.0457 | 0.15875 | 47.7626 | 0.24424 | 465.6851 | 2.3813 | 716.4386 | 3.6636 | 34.2708 | 0 | 52.7242 | 0 | 514.0613 | 0 | 790.8635 | 0 | 28.8257 | 18.7367 | 432.3853 | 281.0504 | 0.0076854 | 30691.4566 | 61397.064 | 92088.5206 | 2536.8487 | 148.2712 | 1339.4601 | 18017.0885 | 0 | 0 | 8649.7881 | 0 | 0 | 0 | 0 | 0 | 61397.064 | 0 | 58535.9608 | 0 | -1716.662 | 3770976.5393 | 2451134.8404 | 364.3714 | 236.8414 | 0.10068 | 1.1236 | 0.03616 | 0.023653 | 0.035703 | 0.023195 | 0.19765 | 0.064521 | 0.077029 | 0.064978 | 0.077486 | 0.72007 | 0.85966 | 0.72517 | 0.86476 | -0.096966 | -1.0822
665 | SCE | SCE-13-SW-002C | Display Case Cooler Evaporator Fan ECM Motor replacing Shaded Pole Motor | Display Case Cooler Evaporator Fan ECM Motor replacing Shaded Pole Motor | 0.51566 | 3.3647 | 678.4678 | -11.4513 | 1293.5218 | 198.237 | 0.5516 | 5.8536 | 1209.2346 | 113.9497 | -626.5053 | 468.7796 | 1091.7853 | -12.0145 | 1278.0078 | 0.52192 | 1187.9765 | 0.15661 | -1.7965 | 772.1847 | 0.10179 | -1.1677 | 1187.9765 | 0.15661 | -1.7965 | 1187.9765 | 0.15661 | -1.7965 | 772.1847 | 0.10179 | -1.1677 | 17819.6468 | -26.9479 | 11582.7709 | -17.5161 | 0.085358 | -0.0068313 | 0.13132 | -0.01051 | 1.2804 | -0.10247 | 1.9698 | -0.15765 | 0.094225 | 0 | 0.14496 | 0 | 1.4134 | 0 | 2.1744 | 0 | 0.079254 | 0.051515 | 1.1888 | 0.77273 | 2.1106e-05 | 84.2872 | 122.9202 | 207.2074 | 6.9669 | 0.40719 | 3.6785 | 49.4799 | 0 | 0 | 23.7547 | 0 | 0 | 0 | 0 | 0 | 122.9202 | 0 | 1931.1709 | 0 | 1084.9505 | 10368.0159 | 6739.2106 | -15.6791 | -10.1914 | 0.10067 | 1.1236 | 0.19194 | 0.17943 | 0.029415 | 0.016908 | 0.18964 | -0.091265 | -0.078758 | 0.071259 | 0.083766 | 1.1236 | 1.1236 | 1.1236 | 1.1236 | -0.088963 | 1.1236
666 | SCE | SCE-13-SW-002C | Wall or Ceiling Mounted Lighting Sensor <500 Watts Control | Wall or Ceiling Mounted Lighting Sensor <500 Watts Control | 0.5461 | 0.81652 | 20155.5094 | -1277.4054 | 34568.82 | 23120.0899 | 0.58875 | 0.9157 | 32064.8668 | 20616.1367 | -15690.7161 | -4241.986 | 34734.6277 | -1502.176 | 56352.5416 | 0.335 | 59699.1981 | 11.7579 | -355.5596 | 38804.4802 | 7.6426 | -231.1137 | 59699.1981 | 11.7579 | -355.5596 | 59699.1981 | 11.7579 | -355.5596 | 38804.4802 | 7.6426 | -231.1137 | 477593.5852 | -2844.4767 | 310435.8417 | -1848.9099 | 4.2333 | -1.352 | 6.5127 | -2.08 | 33.8661 | -10.8161 | 52.1016 | -16.6402 | 5.0132 | 0 | 7.7126 | 0 | 40.1053 | 0 | 61.7004 | 0 | 4.0691 | 2.6449 | 32.5528 | 21.1593 | 0.00062701 | 2503.9533 | 22239.1008 | 24743.0541 | 206.968 | 12.0967 | 109.2795 | 1469.9188 | 0 | 0 | 705.6904 | 0 | 0 | 0 | 0 | 0 | 22239.1008 | 0 | 39528.4132 | 0 | 10373.5878 | 346957.3862 | 225522.3093 | -2066.4269 | -1343.1775 | 0.089373 | 0.95103 | 0.15328 | 0.14218 | 0.10252 | 0.091415 | 0.24988 | -0.063911 | -0.052808 | -0.013145 | -0.0020425 | 0.95103 | 0.95103 | 0.95103 | 0.95103 | -0.1605 | 0.95103
667 | SCE | SCE-13-SW-002C | Variable Speed Drive on Cooling Tower Fan Control | Variable Speed Drive on Cooling Tower Fan Control | 1.7966 | 3.5116 | 1237.5732 | 0 | 688.8351 | 352.4274 | 2.3128 | 6.2289 | 535.0893 | 198.6816 | 548.7381 | 885.1458 | 1216.1615 | 0 | 1568.5889 | 0.78897 | 1011.9435 | 0.62126 | 0 | 860.152 | 0.52807 | 0 | 1011.9435 | 0.62126 | 0 | 1011.9435 | 0.62126 | 0 | 860.152 | 0.52807 | 0 | 15179.1532 | 0 | 12902.2803 | 0 | 0.087089 | 0 | 0.10246 | 0 | 1.3063 | 0 | 1.5369 | 0 | 0.11875 | 0 | 0.13971 | 0 | 1.7813 | 0 | 2.0956 | 0 | 0.070846 | 0.060219 | 1.0627 | 0.90329 | 3.8499e-05 | 153.7458 | 214.3224 | 368.0682 | 12.7081 | 0.74275 | 6.7099 | 90.2548 | 0 | 0 | 43.3303 | 0 | 0 | 0 | 0 | 0 | 214.3224 | 0 | 628.6454 | 0 | 331.4584 | 8831.6959 | 7506.9415 | 0 | 0 | 0.16486 | 0 | 0.09176 | 0.071279 | 0.046947 | 0.026466 | 0.20895 | 0.073097 | 0.093578 | 0.11791 | 0.13839 | 0 | 0 | 0 | 0 | -0.044095 | 0
668 | SCE | SCE-13-SW-002C | <=24 kBtu/hr High Efficiency Package Terminal Heat Pump DX Equipment | <=24 kBtu/hr High Efficiency Package Terminal Heat Pump DX Equipment | 2.4724 | 3.0686 | 5795.8563 | 0 | 2344.2452 | 1888.7443 | 3.5684 | 4.9592 | 1624.2161 | 1168.7152 | 3451.611 | 3907.112 | 5345.7542 | 0 | 7234.4985 | 0.80114 | 4448.0947 | 2.05 | 0 | 3780.8805 | 1.7425 | 0 | 4448.0947 | 2.05 | 0 | 4448.0947 | 2.05 | 0 | 3780.8805 | 1.7425 | 0 | 66721.4212 | 0 | 56713.208 | 0 | 0.39457 | 0 | 0.4642 | 0 | 5.9186 | 0 | 6.9631 | 0 | 0.52731 | 0 | 0.62037 | 0 | 7.9097 | 0 | 9.3055 | 0 | 0.31272 | 0.26581 | 4.6908 | 3.9872 | 0.0001803 | 720.0291 | 1260.72 | 1980.7491 | 59.5151 | 3.4785 | 31.4241 | 422.6853 | 0 | 0 | 202.9262 | 0 | 0 | 0 | 0 | 0 | 1260.72 | 0 | 1764.6298 | 0 | 403.1278 | 38820.5646 | 32997.48 | 0 | 0 | 0.17565 | 0 | 0.071043 | 0.049222 | 0.057239 | 0.035418 | 0.21924 | 0.1046 | 0.12642 | 0.11841 | 0.14023 | 0 | 0 | 0 | 0 | -0.043599 | 0
669 | SCE | SCE-13-SW-002C | Variable Speed Drive on Chilled Water Pump Control | Variable Speed Drive on Chilled Water Pump Control | 4.8562 | 6.2646 | 118872.0884 | 0 | 24478.3032 | 18975.0569 | 12.2415 | 28.2533 | 9710.6211 | 4207.3748 | 94393.7853 | 99897.0315 | 116815.4399 | 0 | 135790.4968 | 0.87541 | 97199.7829 | 13.8109 | 0 | 82619.8154 | 11.7393 | 0 | 97199.7829 | 13.8109 | 0 | 97199.7829 | 13.8109 | 0 | 82619.8154 | 11.7393 | 0 | 1457996.743 | 0 | 1239297.2316 | 0 | 8.3651 | 0 | 9.8413 | 0 | 125.4762 | 0 | 147.619 | 0 | 11.4063 | 0 | 13.4192 | 0 | 171.0947 | 0 | 201.2879 | 0 | 6.8049 | 5.7842 | 102.0742 | 86.7631 | 0.0036979 | 14767.6821 | 4538.592 | 19306.2741 | 1220.6451 | 71.343 | 644.5025 | 8669.2085 | 0 | 0 | 4161.983 | 0 | 0 | 0 | 0 | 0 | 4538.592 | 0 | 11255.7082 | 0 | 5373.6929 | 848307.123 | 721061.0546 | 0 | 0 | 0.16486 | 0 | 0.033948 | 0.013467 | 0.026315 | 0.005835 | 0.18832 | 0.13091 | 0.15139 | 0.13854 | 0.15902 | 0 | 0 | 0 | 0 | -0.023463 | 0
670 | SCE | SCE-13-SW-002C | Variable Speed Drive on HVAC Fan Control | Variable Speed Drive on HVAC Fan Control | 1.6453 | 2.812 | 24850.0392 | 0 | 15103.8693 | 8837.2416 | 2.068 | 4.3217 | 12016.7066 | 5750.0789 | 9746.1699 | 16012.7976 | 24931.3101 | 0 | 33768.5518 | 0.73589 | 20744.8428 | 12.7358 | 0 | 17633.1163 | 10.8254 | 0 | 20744.8428 | 12.7358 | 0 | 20744.8428 | 12.7358 | 0 | 17633.1163 | 10.8254 | 0 | 311172.6414 | 0 | 264496.7452 | 0 | 1.8322 | 0 | 2.1555 | 0 | 27.4827 | 0 | 32.3326 | 0 | 2.4305 | 0 | 2.8594 | 0 | 36.457 | 0 | 42.8906 | 0 | 1.4514 | 1.2337 | 21.7707 | 18.5051 | 0.00077305 | 3087.1627 | 6202.7424 | 9289.9051 | 255.1741 | 14.9142 | 134.7323 | 1812.2856 | 0 | 0 | 870.0566 | 0 | 0 | 0 | 0 | 0 | 6202.7424 | 0 | 13790.7639 | 0 | 6070.4172 | 181049.7653 | 153892.3005 | 0 | 0 | 0.16148 | 0 | 0.098146 | 0.078085 | 0.057425 | 0.037364 | 0.21943 | 0.063331 | 0.083392 | 0.10405 | 0.12411 | 0 | 0 | 0 | 0 | -0.057953 | 0
671 | SCE | SCE-13-SW-002C | Demand Control Ventilation Hood Control | Demand Control Ventilation Hood Control | 2.0406 | 3.7185 | 13778.0615 | 3184.1167 | 8312.1733 | 4561.5423 | 2.7337 | 6.9112 | 6204.933 | 2454.302 | 8650.0049 | 12400.6359 | 20104.4312 | 3340.6984 | 28006.6719 | 0.60565 | 16728.4937 | 2.084 | 381.9982 | 14219.2196 | 1.7714 | 324.6984 | 16728.4937 | 2.084 | 381.9982 | 16728.4937 | 2.084 | 381.9982 | 14219.2196 | 1.7714 | 324.6984 | 250927.4052 | 5729.9724 | 213288.2944 | 4870.4765 | 1.0899 | 1.8995 | 1.2822 | 2.2347 | 16.3479 | 28.4923 | 19.2328 | 33.5203 | 1.9225 | 0 | 2.2618 | 0 | 28.8379 | 0 | 33.9269 | 0 | 1.1681 | 0.99289 | 17.5215 | 14.8933 | 0.00052767 | 2107.2403 | 2647.512 | 4754.7523 | 174.1771 | 10.1801 | 91.9658 | 1237.0327 | 0 | 0 | 593.8846 | 0 | 0 | 0 | 0 | 0 | 2647.512 | 0 | 7251.6488 | 0 | 3683.3095 | 145997.2433 | 124097.6568 | 3333.8733 | 2833.7923 | 0.11103 | 1.1236 | 0.054407 | 0.040614 | 0.029858 | 0.016065 | 0.18332 | 0.056619 | 0.070412 | 0.081168 | 0.094961 | 0.573 | 0.71259 | 0.82145 | 0.96104 | -0.072292 | -0.73162
672 | SCE | SCE-13-SW-002C | Up to 128 Watt Interior Fixture T5 Linear Flourescent replacing 101 - 175 Watt lamp base case | Up to 128 Watt Interior Fixture T5 Linear Flourescent replacing 101 - 175 Watt lamp base case | 4.3001 | 2.8521 | 1908.5814 | -65.67 | 428.571 | 646.1566 | 9.6253 | 4.5053 | 191.4647 | 409.0503 | 1414.3403 | 1196.7547 | 2608.9623 | -86.0846 | 3169.0343 | 0.58154 | 1689.9783 | 0.37235 | -7.7008 | 1436.4816 | 0.3165 | -6.5457 | 5069.9349 | 1.1171 | -23.1024 | 5069.9349 | 1.1171 | -23.1024 | 4309.4447 | 0.9495 | -19.6371 | 25349.6746 | -115.5121 | 21547.2234 | -98.1853 | 0.18001 | -0.038292 | 0.21177 | -0.04505 | 2.7001 | -0.57438 | 3.1766 | -0.67575 | 0.18654 | 0 | 0.21946 | 0 | 2.7981 | 0 | 3.2919 | 0 | 0.11543 | 0.098111 | 1.7314 | 1.4717 | 5.9373e-05 | 237.1063 | 441.252 | 678.3583 | 19.5984 | 1.1455 | 10.348 | 139.1907 | 0 | 0 | 66.8238 | 0 | 0 | 0 | 0 | 0 | 441.252 | 0 | 0 | 0 | -353.0016 | 20388.8092 | 17330.4878 | -92.9067 | -78.9707 | 0.11013 | 0.83157 | 0.024729 | 0.011048 | 0.037284 | 0.023603 | 0.18286 | 0.085399 | 0.099081 | 0.072844 | 0.086526 | 0.83157 | 0.83157 | 0.83157 | 0.83157 | -0.07273 | 0.83157
673 | SCE | SCE-13-SW-002C | Wall or Ceiling Mounted Lighting Sensor ≥500 Watts Controls | Wall or Ceiling Mounted Lighting Sensor ≥500 Watts Controls | 0.96252 | 2.0386 | 1568.8748 | -99.4317 | 1526.6591 | 720.8258 | 1.1034 | 2.794 | 1331.7551 | 525.9219 | -57.216 | 748.6172 | 2703.7026 | -116.9276 | 3307.6009 | 0.44426 | 3553.5237 | 0.69988 | -21.1643 | 3020.4951 | 0.5949 | -17.9896 | 3553.5237 | 0.69988 | -21.1643 | 3553.5237 | 0.69988 | -21.1643 | 3020.4951 | 0.5949 | -17.9896 | 28428.1896 | -169.314 | 24163.9612 | -143.9169 | 0.32951 | -0.10524 | 0.38766 | -0.12381 | 2.6361 | -0.84191 | 3.1013 | -0.99049 | 0.39022 | 0 | 0.45908 | 0 | 3.1217 | 0 | 3.6726 | 0 | 0.24221 | 0.20588 | 1.9377 | 1.647 | 4.8805e-05 | 194.904 | 567.324 | 762.228 | 16.1101 | 0.94159 | 8.5061 | 114.4163 | 0 | 0 | 54.9299 | 0 | 0 | 0 | 0 | 0 | 567.324 | 0 | 1556.6236 | 0 | 791.4397 | 20652.2254 | 17554.3916 | -123.0016 | -104.5513 | 0.089372 | 0.95103 | 0.086967 | 0.075864 | 0.041062 | 0.02996 | 0.18842 | 0.0024049 | 0.013508 | 0.04831 | 0.059413 | 0.95103 | 0.95103 | 0.95103 | 0.95103 | -0.099048 | 0.95103
674 | SCE | SCE-13-SW-002C | Up to 64 Watt Interior Fixture T5 Linear Flourescent replacing less than 100 Watt lamp base case | Up to 64 Watt Interior Fixture T5 Linear Flourescent replacing less than 100 Watt lamp base case | 5.7009 | 4.3757 | 1696.8642 | -58.4833 | 287.3902 | 374.4245 | 21.3927 | 10.0133 | 76.5859 | 163.6201 | 1350.9906 | 1263.9564 | 2319.5525 | -76.6638 | 2617.3131 | 0.62598 | 1502.5106 | 0.32864 | -6.8581 | 1277.134 | 0.27934 | -5.8294 | 4507.5317 | 0.98592 | -20.5742 | 4507.5317 | 0.98592 | -20.5742 | 3831.4019 | 0.83803 | -17.4881 | 22537.6583 | -102.8709 | 19157.0096 | -87.4403 | 0.16004 | -0.034102 | 0.18828 | -0.04012 | 2.4006 | -0.51153 | 2.8242 | -0.60179 | 0.16585 | 0 | 0.19512 | 0 | 2.4877 | 0 | 2.9268 | 0 | 0.10262 | 0.087228 | 1.5393 | 1.3084 | 5.2787e-05 | 210.8043 | 176.5008 | 387.3051 | 17.4243 | 1.0184 | 9.2001 | 123.7504 | 0 | 0 | 59.4111 | 0 | 0 | 0 | 0 | 0 | 176.5008 | 0 | 0 | 0 | -141.2006 | 18127.0972 | 15408.0326 | -82.7393 | -70.3284 | 0.11013 | 0.83157 | 0.018652 | 0.0049705 | 0.024301 | 0.010619 | 0.16987 | 0.091477 | 0.10516 | 0.085828 | 0.099509 | 0.83157 | 0.83157 | 0.83157 | 0.83157 | -0.059738 | 0.83157
675 | SCE | SCE-13-SW-002C | 245 to 360 Watt (Tier 2) Interior Fixture T5 Linear Flourescent replacing 400 Watt lamp base case | 245 to 360 Watt (Tier 2) Interior Fixture T5 Linear Flourescent replacing 400 Watt lamp base case | 3.1327 | 2.0827 | 7023.2291 | -240.6516 | 2165.0863 | 3256.6868 | 5.2473 | 2.8448 | 1292.5785 | 2384.1791 | 4617.4913 | 3525.8907 | 9600.5025 | -315.4621 | 12541.7271 | 0.5408 | 6218.81 | 1.3943 | -28.2201 | 5285.9885 | 1.1851 | -23.9871 | 18656.43 | 4.1828 | -84.6602 | 18656.43 | 4.1828 | -84.6602 | 15857.9655 | 3.5554 | -71.9612 | 93282.1502 | -423.301 | 79289.8277 | -359.8058 | 0.66239 | -0.14032 | 0.77928 | -0.16509 | 9.9358 | -2.1049 | 11.6892 | -2.4763 | 0.68644 | 0 | 0.80758 | 0 | 10.2966 | 0 | 12.1137 | 0 | 0.42474 | 0.36103 | 6.3712 | 5.4155 | 0.00021848 | 872.5077 | 2571.8688 | 3444.3765 | 72.1184 | 4.2151 | 38.0787 | 512.1962 | 0 | 0 | 245.8993 | 0 | 0 | 0 | 0 | 0 | 2571.8688 | 0 | 0 | 0 | -2057.495 | 75027.0758 | 63773.0145 | -340.4621 | -289.3928 | 0.11013 | 0.83157 | 0.03395 | 0.020268 | 0.051067 | 0.037385 | 0.19666 | 0.076179 | 0.08986 | 0.059062 | 0.072743 | 0.83157 | 0.83157 | 0.83157 | 0.83157 | -0.086533 | 0.83157
676 | SCE | SCE-13-SW-002C | Bi-Level Dimming Controls replacing (2) 48in T8 Linear Fluorescent | Bi-Level Dimming Controls replacing (2) 48in T8 Linear Fluorescent | 0 | 0 | 0 | 0 | 0 | 0 | 0 | 0 | 0 | 0 | 0 | 0 | 0 | 0 | 0 | 0 | 0 | 0 | 0 | 0 | 0 | 0 | 0 | 0 | 0 | 0 | 0 | 0 | 0 | 0 | 0 | 0 | 0 | 0 | 0 | 0 | 0 | 0 | 0 | 0 | 0 | 0 | 0 | 0 | 0 | 0 | 0 | 0 | 0 | 0 | 0 | 0 | 0 | 0 | 0 | 0 | 0 | 0 | 0 | 0 | 0 | 0 | 0 | 0 | 0 | 0 | 0 | 0 | 0 | 0 | 0 | 0 | 0 | 0 | 0 | 0 | 0 | 0 | 0 | 0 | 0 | 0 | 0 | 0 | 0 | 0 | 0 | 0 | 0 | 0 | 0 | 0 | 0 | 0 | 0 | 0 | 0
677 | SCE | SCE-13-SW-002C | Up to 192 Watt Interior Fixture T5 Linear Flourescent replacing 176 - 399 Watt lamp base case | Up to 192 Watt Interior Fixture T5 Linear Flourescent replacing 176 - 399 Watt lamp base case | 4.0011 | 2.579 | 13033.6538 | -448.4787 | 3145.4402 | 4879.9085 | 8.2458 | 3.8596 | 1526.2472 | 3260.7155 | 9439.7349 | 7705.2666 | 17816.5376 | -587.8957 | 22108.5504 | 0.56924 | 11540.8191 | 2.5431 | -52.591 | 9809.6962 | 2.1617 | -44.7023 | 34622.4573 | 7.6294 | -157.7729 | 34622.4573 | 7.6294 | -157.7729 | 29429.0887 | 6.485 | -134.107 | 173112.2867 | -788.8644 | 147145.4437 | -670.5348 | 1.2293 | -0.26151 | 1.4462 | -0.30766 | 18.4388 | -3.9226 | 21.6927 | -4.6149 | 1.2739 | 0 | 1.4987 | 0 | 19.1084 | 0 | 22.4805 | 0 | 0.78824 | 0.67 | 11.8235 | 10.05 | 0.00040546 | 1619.193 | 3517.4088 | 5136.6018 | 133.8368 | 7.8224 | 70.6661 | 950.5298 | 0 | 0 | 456.338 | 0 | 0 | 0 | 0 | 0 | 3517.4088 | 0 | 0 | 0 | -2813.927 | 139234.6621 | 118349.4628 | -634.4857 | -539.3128 | 0.11013 | 0.83157 | 0.026578 | 0.012896 | 0.041233 | 0.027552 | 0.18681 | 0.083551 | 0.097232 | 0.068895 | 0.082577 | 0.83157 | 0.83157 | 0.83157 | 0.83157 | -0.076679 | 0.83157
678 | SCE | SCE-13-SW-002C | Commercial Air-Cooled Multiplex Floating Head Pressure Control | Commercial Air-Cooled Multiplex Floating Head Pressure Control | 2.5505 | 5.3446 | 1854.0067 | 4.8445 | 728.8138 | 347.7998 | 3.7335 | 15.9051 | 497.8855 | 116.8715 | 1130.0374 | 1511.0514 | 2983.949 | 5.0827 | 3336.8314 | 0.55707 | 2482.884 | 0.045427 | 0.58119 | 2110.4514 | 0.038613 | 0.49401 | 2482.884 | 0.045427 | 0.58119 | 2482.884 | 0.045427 | 0.58119 | 2110.4514 | 0.038613 | 0.49401 | 37243.2605 | 8.7179 | 31656.7714 | 7.4102 | 0.23329 | 0.00289 | 0.27446 | 0.0034 | 3.4994 | 0.04335 | 4.1169 | 0.051 | 0.25753 | 0 | 0.30297 | 0 | 3.8629 | 0 | 4.5446 | 0 | 0.16564 | 0.1408 | 2.4846 | 2.1119 | 5.7826e-05 | 230.9282 | 126.072 | 357.0002 | 19.0877 | 1.1156 | 10.0783 | 135.5639 | 0 | 0 | 65.0826 | 0 | 0 | 0 | 0 | 0 | 126.072 | 0 | 602.1955 | 0 | 380.8988 | 21669.2687 | 18418.8784 | 5.0723 | 4.3115 | 0.10066 | 1.1236 | 0.039466 | 0.026961 | 0.018834 | 0.0063287 | 0.18069 | 0.061192 | 0.073697 | 0.081824 | 0.094329 | 0.68308 | 0.82267 | 0.91339 | 1.053 | -0.080034 | -0.8934
679 | SCE | SCE-13-SW-002C | Commercial Evap-Cooled Multiplex Floating Head Pressure Control | Commercial Evap-Cooled Multiplex Floating Head Pressure Control | 4.3398 | 5.9168 | 10418.7492 | 21.2274 | 2405.6568 | 1764.4622 | 9.4166 | 22.3322 | 1108.6807 | 467.4861 | 8034.3199 | 8675.5145 | 16768.1017 | 22.2713 | 18554.8352 | 0.56266 | 13952.4008 | 0.53199 | 2.5467 | 11859.5407 | 0.45219 | 2.1647 | 13952.4008 | 0.53199 | 2.5467 | 13952.4008 | 0.53199 | 2.5467 | 11859.5407 | 0.45219 | 2.1647 | 209286.0127 | 38.1998 | 177893.1108 | 32.4698 | 1.311 | 0.012663 | 1.5423 | 0.014898 | 19.6644 | 0.18995 | 23.1346 | 0.22347 | 1.4471 | 0 | 1.7025 | 0 | 21.7072 | 0 | 25.5379 | 0 | 0.93081 | 0.79119 | 13.9622 | 11.8679 | 0.00032477 | 1296.9761 | 504.288 | 1801.2641 | 107.2035 | 6.2657 | 56.6036 | 761.3758 | 0 | 0 | 365.5274 | 0 | 0 | 0 | 0 | 0 | 504.288 | 0 | 1288.355 | 0 | 627.2536 | 121769.0068 | 103503.6558 | 22.2258 | 18.8919 | 0.10066 | 1.1236 | 0.023195 | 0.01069 | 0.017013 | 0.0045074 | 0.1789 | 0.077466 | 0.089971 | 0.083648 | 0.096153 | 0.86471 | 1.0043 | 0.93372 | 1.0733 | -0.078242 | -0.87338
680 | SCE | SCE-13-SW-002C | Cooler Anti-Sweat Heater (ASH) Control | Cooler Anti-Sweat Heater (ASH) Control | 2.2831 | 3.3007 | 40512.8122 | -4612.0752 | 15724.4995 | 10876.5518 | 3.3579 | 6.1436 | 10691.5238 | 5843.5762 | 20176.2376 | 25024.1852 | 66559.5679 | -5040.9408 | 72395.179 | 0.4959 | 64435.6521 | 5.1392 | -671.0385 | 54770.3043 | 4.3683 | -570.3828 | 64435.6521 | 5.1392 | -671.0385 | 64435.6521 | 5.1392 | -671.0385 | 54770.3043 | 4.3683 | -570.3828 | 773227.8256 | -8052.4626 | 657243.6517 | -6844.5932 | 6.0543 | -3.3367 | 7.1228 | -3.9256 | 72.6521 | -40.0409 | 85.4731 | -47.1069 | 6.6833 | 0 | 7.8627 | 0 | 80.1993 | 0 | 94.3521 | 0 | 4.2987 | 3.6539 | 51.5847 | 43.847 | 0.0012603 | 5032.9757 | 6303.6 | 11336.5757 | 416.0082 | 24.3144 | 219.653 | 2954.5541 | 0 | 0 | 1418.446 | 0 | 0 | 0 | 0 | 0 | 6303.6 | 0 | 12085.2619 | 0 | 4625.3295 | 493503.5597 | 419478.0257 | -5139.3895 | -4368.4811 | 0.096579 | 1.0558 | 0.037486 | 0.025488 | 0.025929 | 0.013931 | 0.17258 | 0.059093 | 0.071091 | 0.07065 | 0.082649 | 1.0558 | 1.0558 | 1.0558 | 1.0558 | -0.076005 | 1.0558
681 | SCE | SCE-13-SW-002C | Commercial Multiplex Floating Suction Pressure Control | Commercial Multiplex Floating Suction Pressure Control | 3.3086 | 3.3288 | 4638.5816 | 5.0021 | 1403.481 | 1394.981 | 5.6177 | 5.6761 | 826.6007 | 818.1007 | 3240.1027 | 3248.6028 | 7463.9727 | 5.2481 | 8864.2018 | 0.52386 | 6210.6219 | 1.1102 | 0.6001 | 5279.0286 | 0.94366 | 0.51009 | 6210.6219 | 1.1102 | 0.6001 | 6210.6219 | 1.1102 | 0.6001 | 5279.0286 | 0.94366 | 0.51009 | 93159.3285 | 9.0015 | 79185.4292 | 7.6513 | 0.58355 | 0.002984 | 0.68653 | 0.0035106 | 8.7532 | 0.04476 | 10.2979 | 0.052659 | 0.64417 | 0 | 0.75784 | 0 | 9.6625 | 0 | 11.3676 | 0 | 0.41433 | 0.35218 | 6.215 | 5.2827 | 0.00014446 | 576.8803 | 882.504 | 1459.3843 | 47.6829 | 2.7869 | 25.1767 | 338.6514 | 0 | 0 | 162.5825 | 0 | 0 | 0 | 0 | 0 | 882.504 | 0 | 841.3793 | 0 | -32.8997 | 54202.9482 | 46072.506 | 5.2374 | 4.4518 | 0.10068 | 1.1236 | 0.03043 | 0.017922 | 0.030245 | 0.017738 | 0.19219 | 0.07025 | 0.082758 | 0.070435 | 0.082942 | 0.78402 | 0.92361 | 0.78608 | 0.92567 | -0.091509 | -1.0213
682 | SCE | SCE-13-SW-002C | Advanced evaporative coolers | Advanced evaporative coolers | 2.5475 | 3.513 | 3496.828 | 0 | 1372.6521 | 995.4002 | 3.727 | 6.2334 | 938.2352 | 560.9833 | 2124.1759 | 2501.4278 | 3471.9497 | 0 | 4467.3499 | 0.78275 | 3777.8442 | 0.79283 | 0 | 2455.5987 | 0.51534 | 0 | 3777.8442 | 0.79283 | 0 | 3777.8442 | 0.79283 | 0 | 2455.5987 | 0.51534 | 0 | 56667.6629 | 0 | 36833.9809 | 0 | 0.24862 | 0 | 0.3825 | 0 | 3.7294 | 0 | 5.7375 | 0 | 0.33901 | 0 | 0.52156 | 0 | 5.0852 | 0 | 7.8234 | 0 | 0.26449 | 0.17192 | 3.9673 | 2.5787 | 0.00010878 | 434.4169 | 605.1456 | 1039.5625 | 35.9074 | 2.0987 | 18.9592 | 255.0198 | 0 | 0 | 122.4319 | 0 | 0 | 0 | 0 | 0 | 605.1456 | 0 | 1184.6734 | 0 | 347.7167 | 32970.9804 | 21431.1373 | 0 | 0 | 0.16317 | 0 | 0.064049 | 0.043779 | 0.046446 | 0.026176 | 0.20845 | 0.099116 | 0.11939 | 0.11672 | 0.13699 | 0 | 0 | 0 | 0 | -0.045286 | 0
683 | SCE | SCE-13-SW-002C | Cooking Eff ≥60% Comm Elc Combi <15 Pans Oven | Cooking Eff ≥60% Comm Elc Combi <15 Pans Oven | 4.7925 | 3.2679 | 17359.379 | 0 | 3622.2132 | 5312.1164 | 11.8443 | 5.5013 | 1465.6279 | 3155.5311 | 13737.1659 | 12047.2627 | 22271.3644 | 0 | 27583.4807 | 0.62934 | 28194.7421 | 6.0515 | 0 | 18326.5824 | 3.9334 | 0 | 28194.7421 | 6.0515 | 0 | 28194.7421 | 6.0515 | 0 | 18326.5824 | 3.9334 | 0 | 338336.905 | 0 | 219918.9882 | 0 | 2.2965 | 0 | 3.5331 | 0 | 27.5581 | 0 | 42.397 | 0 | 2.3799 | 0 | 3.6614 | 0 | 28.5588 | 0 | 43.9366 | 0 | 1.9257 | 1.2517 | 23.1084 | 15.0204 | 0.00054002 | 2156.5852 | 3403.944 | 5560.5292 | 178.2558 | 10.4185 | 94.1194 | 1266.0001 | 0 | 0 | 607.7915 | 0 | 0 | 0 | 0 | 0 | 3403.944 | 0 | 337.583 | 0 | -1839.8166 | 215939.5478 | 140360.706 | 0 | 0 | 0.12368 | 0 | 0.025806 | 0.010442 | 0.037846 | 0.022482 | 0.19652 | 0.09787 | 0.11324 | 0.085831 | 0.1012 | 0 | 0 | 0 | 0 | -0.072842 | 0
684 | SCE | SCE-13-SW-002C | >= 30 cu ft and < 50 cu ft $500.00 / unit | >= 30 cu ft and < 50 cu ft $500.00 / unit | 3.7783 | 3.4731 | 7139.6695 | 0 | 1889.6718 | 2055.6885 | 7.1205 | 6.109 | 1002.6985 | 1168.7152 | 5249.9977 | 5083.9809 | 9159.9003 | 0 | 11215.5888 | 0.63658 | 11596.1026 | 1.1914 | 0 | 7537.4667 | 0.7744 | 0 | 11596.1026 | 1.1914 | 0 | 11596.1026 | 1.1914 | 0 | 7537.4667 | 0.7744 | 0 | 139153.2307 | 0 | 90449.6 | 0 | 0.94452 | 0 | 1.4531 | 0 | 11.3342 | 0 | 17.4373 | 0 | 0.97882 | 0 | 1.5059 | 0 | 11.7458 | 0 | 18.0705 | 0 | 0.79201 | 0.51481 | 9.5041 | 6.1777 | 0.0002221 | 886.9733 | 1260.72 | 2147.6933 | 73.3141 | 4.285 | 38.71 | 520.6881 | 0 | 0 | 249.9761 | 0 | 0 | 0 | 0 | 0 | 1260.72 | 0 | 888.2245 | 0 | -223.4973 | 88812.9118 | 57728.3927 | 0 | 0 | 0.12368 | 0 | 0.032734 | 0.017369 | 0.03561 | 0.020245 | 0.19428 | 0.090943 | 0.10631 | 0.088067 | 0.10343 | 0 | 0 | 0 | 0 | -0.070605 | 0
685 | SCE | SCE-13-SW-002C | Exterior compact fluorescent fixture: up to 70-watt replacement fixture | Exterior compact fluorescent fixture: up to 70-watt replacement fixture | 0 | 0 | 0 | 0 | 0 | 0 | 0 | 0 | 0 | 0 | 0 | 0 | 0 | 0 | 0 | 0 | 0 | 0 | 0 | 0 | 0 | 0 | 0 | 0 | 0 | 0 | 0 | 0 | 0 | 0 | 0 | 0 | 0 | 0 | 0 | 0 | 0 | 0 | 0 | 0 | 0 | 0 | 0 | 0 | 0 | 0 | 0 | 0 | 0 | 0 | 0 | 0 | 0 | 0 | 0 | 0 | 0 | 0 | 0 | 0 | 0 | 0 | 0 | 0 | 0 | 0 | 0 | 0 | 0 | 0 | 0 | 0 | 0 | 0 | 0 | 0 | 0 | 0 | 0 | 0 | 0 | 0 | 0 | 0 | 0 | 0 | 0 | 0 | 0 | 0 | 0 | 0 | 0 | 0 | 0 | 0 | 0
686 | SCE | SCE-13-SW-002C | Exterior induction fixtures: up to 70-watt replacement fixture | Exterior induction fixtures: up to 70-watt replacement fixture | 0 | 0 | 0 | 0 | 0 | 0 | 0 | 0 | 0 | 0 | 0 | 0 | 0 | 0 | 0 | 0 | 0 | 0 | 0 | 0 | 0 | 0 | 0 | 0 | 0 | 0 | 0 | 0 | 0 | 0 | 0 | 0 | 0 | 0 | 0 | 0 | 0 | 0 | 0 | 0 | 0 | 0 | 0 | 0 | 0 | 0 | 0 | 0 | 0 | 0 | 0 | 0 | 0 | 0 | 0 | 0 | 0 | 0 | 0 | 0 | 0 | 0 | 0 | 0 | 0 | 0 | 0 | 0 | 0 | 0 | 0 | 0 | 0 | 0 | 0 | 0 | 0 | 0 | 0 | 0 | 0 | 0 | 0 | 0 | 0 | 0 | 0 | 0 | 0 | 0 | 0 | 0 | 0 | 0 | 0 | 0 | 0
687 | SCE | SCE-13-SW-002C | > 518 to 643-watt Exterior LED Fixture with IAMS replacing PSMH | > 518 to 643-watt Exterior LED Fixture with IAMS replacing PSMH | 0 | 0 | 0 | 0 | 0 | 0 | 0 | 0 | 0 | 0 | 0 | 0 | 0 | 0 | 0 | 0 | 0 | 0 | 0 | 0 | 0 | 0 | 0 | 0 | 0 | 0 | 0 | 0 | 0 | 0 | 0 | 0 | 0 | 0 | 0 | 0 | 0 | 0 | 0 | 0 | 0 | 0 | 0 | 0 | 0 | 0 | 0 | 0 | 0 | 0 | 0 | 0 | 0 | 0 | 0 | 0 | 0 | 0 | 0 | 0 | 0 | 0 | 0 | 0 | 0 | 0 | 0 | 0 | 0 | 0 | 0 | 0 | 0 | 0 | 0 | 0 | 0 | 0 | 0 | 0 | 0 | 0 | 0 | 0 | 0 | 0 | 0 | 0 | 0 | 0 | 0 | 0 | 0 | 0 | 0 | 0 | 0
688 | SCE | SCE-13-SW-002C | > 195 to 226W Exterior LED Fixture with IAMS replacing PSMH | > 195 to 226W Exterior LED Fixture with IAMS replacing PSMH | 0 | 0 | 0 | 0 | 0 | 0 | 0 | 0 | 0 | 0 | 0 | 0 | 0 | 0 | 0 | 0 | 0 | 0 | 0 | 0 | 0 | 0 | 0 | 0 | 0 | 0 | 0 | 0 | 0 | 0 | 0 | 0 | 0 | 0 | 0 | 0 | 0 | 0 | 0 | 0 | 0 | 0 | 0 | 0 | 0 | 0 | 0 | 0 | 0 | 0 | 0 | 0 | 0 | 0 | 0 | 0 | 0 | 0 | 0 | 0 | 0 | 0 | 0 | 0 | 0 | 0 | 0 | 0 | 0 | 0 | 0 | 0 | 0 | 0 | 0 | 0 | 0 | 0 | 0 | 0 | 0 | 0 | 0 | 0 | 0 | 0 | 0 | 0 | 0 | 0 | 0 | 0 | 0 | 0 | 0 | 0 | 0
689 | SCE | SCE-13-SW-002C | > 67 to 90-watt Exterior LED Fixture with IAMS replacing PSMH | > 67 to 90-watt Exterior LED Fixture with IAMS replacing PSMH | 0 | 0 | 0 | 0 | 0 | 0 | 0 | 0 | 0 | 0 | 0 | 0 | 0 | 0 | 0 | 0 | 0 | 0 | 0 | 0 | 0 | 0 | 0 | 0 | 0 | 0 | 0 | 0 | 0 | 0 | 0 | 0 | 0 | 0 | 0 | 0 | 0 | 0 | 0 | 0 | 0 | 0 | 0 | 0 | 0 | 0 | 0 | 0 | 0 | 0 | 0 | 0 | 0 | 0 | 0 | 0 | 0 | 0 | 0 | 0 | 0 | 0 | 0 | 0 | 0 | 0 | 0 | 0 | 0 | 0 | 0 | 0 | 0 | 0 | 0 | 0 | 0 | 0 | 0 | 0 | 0 | 0 | 0 | 0 | 0 | 0 | 0 | 0 | 0 | 0 | 0 | 0 | 0 | 0 | 0 | 0 | 0
690 | SCE | SCE-13-SW-002C | > 90 to 120-watt Exterior LED Fixture with IAMS replacing HPS | > 90 to 120-watt Exterior LED Fixture with IAMS replacing HPS | 0 | 0 | 0 | 0 | 0 | 0 | 0 | 0 | 0 | 0 | 0 | 0 | 0 | 0 | 0 | 0 | 0 | 0 | 0 | 0 | 0 | 0 | 0 | 0 | 0 | 0 | 0 | 0 | 0 | 0 | 0 | 0 | 0 | 0 | 0 | 0 | 0 | 0 | 0 | 0 | 0 | 0 | 0 | 0 | 0 | 0 | 0 | 0 | 0 | 0 | 0 | 0 | 0 | 0 | 0 | 0 | 0 | 0 | 0 | 0 | 0 | 0 | 0 | 0 | 0 | 0 | 0 | 0 | 0 | 0 | 0 | 0 | 0 | 0 | 0 | 0 | 0 | 0 | 0 | 0 | 0 | 0 | 0 | 0 | 0 | 0 | 0 | 0 | 0 | 0 | 0 | 0 | 0 | 0 | 0 | 0 | 0
691 | SCE | SCE-13-SW-002C | > 325 to 440-watt Exterior Fixture with IAMS replacing PSMH | > 325 to 440-watt Exterior Fixture with IAMS replacing PSMH | 0 | 0 | 0 | 0 | 0 | 0 | 0 | 0 | 0 | 0 | 0 | 0 | 0 | 0 | 0 | 0 | 0 | 0 | 0 | 0 | 0 | 0 | 0 | 0 | 0 | 0 | 0 | 0 | 0 | 0 | 0 | 0 | 0 | 0 | 0 | 0 | 0 | 0 | 0 | 0 | 0 | 0 | 0 | 0 | 0 | 0 | 0 | 0 | 0 | 0 | 0 | 0 | 0 | 0 | 0 | 0 | 0 | 0 | 0 | 0 | 0 | 0 | 0 | 0 | 0 | 0 | 0 | 0 | 0 | 0 | 0 | 0 | 0 | 0 | 0 | 0 | 0 | 0 | 0 | 0 | 0 | 0 | 0 | 0 | 0 | 0 | 0 | 0 | 0 | 0 | 0 | 0 | 0 | 0 | 0 | 0 | 0
692 | SCE | SCE-13-SW-002C | > 161 to 194-watt Exterior Fixture with IAMS replacing PSMH | > 161 to 194-watt Exterior Fixture with IAMS replacing PSMH | 0 | 0 | 0 | 0 | 0 | 0 | 0 | 0 | 0 | 0 | 0 | 0 | 0 | 0 | 0 | 0 | 0 | 0 | 0 | 0 | 0 | 0 | 0 | 0 | 0 | 0 | 0 | 0 | 0 | 0 | 0 | 0 | 0 | 0 | 0 | 0 | 0 | 0 | 0 | 0 | 0 | 0 | 0 | 0 | 0 | 0 | 0 | 0 | 0 | 0 | 0 | 0 | 0 | 0 | 0 | 0 | 0 | 0 | 0 | 0 | 0 | 0 | 0 | 0 | 0 | 0 | 0 | 0 | 0 | 0 | 0 | 0 | 0 | 0 | 0 | 0 | 0 | 0 | 0 | 0 | 0 | 0 | 0 | 0 | 0 | 0 | 0 | 0 | 0 | 0 | 0 | 0 | 0 | 0 | 0 | 0 | 0
693 | SCE | SCE-13-SW-002C | < 67-watt Exterior Fixture with IAMS replacing PSMH | < 67-watt Exterior Fixture with IAMS replacing PSMH | 0 | 0 | 0 | 0 | 0 | 0 | 0 | 0 | 0 | 0 | 0 | 0 | 0 | 0 | 0 | 0 | 0 | 0 | 0 | 0 | 0 | 0 | 0 | 0 | 0 | 0 | 0 | 0 | 0 | 0 | 0 | 0 | 0 | 0 | 0 | 0 | 0 | 0 | 0 | 0 | 0 | 0 | 0 | 0 | 0 | 0 | 0 | 0 | 0 | 0 | 0 | 0 | 0 | 0 | 0 | 0 | 0 | 0 | 0 | 0 | 0 | 0 | 0 | 0 | 0 | 0 | 0 | 0 | 0 | 0 | 0 | 0 | 0 | 0 | 0 | 0 | 0 | 0 | 0 | 0 | 0 | 0 | 0 | 0 | 0 | 0 | 0 | 0 | 0 | 0 | 0 | 0 | 0 | 0 | 0 | 0 | 0
694 | SCE | SCE-13-SW-002C | > 203 to 275-watt Exterior Fixture with IAMS replacing HPS | > 203 to 275-watt Exterior Fixture with IAMS replacing HPS | 0 | 0 | 0 | 0 | 0 | 0 | 0 | 0 | 0 | 0 | 0 | 0 | 0 | 0 | 0 | 0 | 0 | 0 | 0 | 0 | 0 | 0 | 0 | 0 | 0 | 0 | 0 | 0 | 0 | 0 | 0 | 0 | 0 | 0 | 0 | 0 | 0 | 0 | 0 | 0 | 0 | 0 | 0 | 0 | 0 | 0 | 0 | 0 | 0 | 0 | 0 | 0 | 0 | 0 | 0 | 0 | 0 | 0 | 0 | 0 | 0 | 0 | 0 | 0 | 0 | 0 | 0 | 0 | 0 | 0 | 0 | 0 | 0 | 0 | 0 | 0 | 0 | 0 | 0 | 0 | 0 | 0 | 0 | 0 | 0 | 0 | 0 | 0 | 0 | 0 | 0 | 0 | 0 | 0 | 0 | 0 | 0
695 | SCE | SCE-13-SW-002C | Interior compact fluorescent fixtures: up to 128-watt replacement fixture | Interior compact fluorescent fixtures: up to 128-watt replacement fixture | 0.99786 | 2.0425 | 7836.5983 | -262.2085 | 7590.6436 | 3708.3476 | 1.1447 | 2.7696 | 6617.0897 | 2734.7936 | -16.2538 | 3866.0423 | 10960.2102 | -360.3934 | 14308.1644 | 0.52938 | 11287.6585 | 2.5793 | -51.3534 | 7336.978 | 1.6765 | -33.3797 | 33862.9755 | 7.7379 | -154.0602 | 33862.9755 | 7.7379 | -154.0602 | 22010.9341 | 5.0296 | -100.1391 | 135451.9021 | -616.2408 | 88043.7364 | -400.5565 | 0.9194 | -0.19527 | 1.4145 | -0.30042 | 11.0328 | -2.3433 | 16.9735 | -3.605 | 0.95278 | 0 | 1.4658 | 0 | 11.4334 | 0 | 17.5899 | 0 | 0.77095 | 0.50111 | 9.2513 | 6.0134 | 0.00024378 | 973.554 | 2950.0848 | 3923.6388 | 80.4706 | 4.7033 | 42.4886 | 571.5144 | 0 | 0 | 274.3772 | 0 | 0 | 0 | 0 | 0 | 2950.0848 | 0 | 0 | 0 | -1770.0509 | 112804.7735 | 73323.1028 | -513.2073 | -333.5847 | 0.10688 | 0.78603 | 0.10352 | 0.090246 | 0.050575 | 0.037298 | 0.19514 | 0.0033544 | 0.016632 | 0.056302 | 0.06958 | 0.78603 | 0.78603 | 0.78603 | 0.78603 | -0.088261 | 0.78603
696 | SCE | SCE-13-SW-002C | > 123 to 161-watt Exterior Fixture with IAMS replacing PSMH | > 123 to 161-watt Exterior Fixture with IAMS replacing PSMH | 0 | 0 | 0 | 0 | 0 | 0 | 0 | 0 | 0 | 0 | 0 | 0 | 0 | 0 | 0 | 0 | 0 | 0 | 0 | 0 | 0 | 0 | 0 | 0 | 0 | 0 | 0 | 0 | 0 | 0 | 0 | 0 | 0 | 0 | 0 | 0 | 0 | 0 | 0 | 0 | 0 | 0 | 0 | 0 | 0 | 0 | 0 | 0 | 0 | 0 | 0 | 0 | 0 | 0 | 0 | 0 | 0 | 0 | 0 | 0 | 0 | 0 | 0 | 0 | 0 | 0 | 0 | 0 | 0 | 0 | 0 | 0 | 0 | 0 | 0 | 0 | 0 | 0 | 0 | 0 | 0 | 0 | 0 | 0 | 0 | 0 | 0 | 0 | 0 | 0 | 0 | 0 | 0 | 0 | 0 | 0 | 0
697 | SCE | SCE-13-SW-002C | > 120 to 150-watt Exterior Fixture with IAMS replacing HPS | > 120 to 150-watt Exterior Fixture with IAMS replacing HPS | 0 | 0 | 0 | 0 | 0 | 0 | 0 | 0 | 0 | 0 | 0 | 0 | 0 | 0 | 0 | 0 | 0 | 0 | 0 | 0 | 0 | 0 | 0 | 0 | 0 | 0 | 0 | 0 | 0 | 0 | 0 | 0 | 0 | 0 | 0 | 0 | 0 | 0 | 0 | 0 | 0 | 0 | 0 | 0 | 0 | 0 | 0 | 0 | 0 | 0 | 0 | 0 | 0 | 0 | 0 | 0 | 0 | 0 | 0 | 0 | 0 | 0 | 0 | 0 | 0 | 0 | 0 | 0 | 0 | 0 | 0 | 0 | 0 | 0 | 0 | 0 | 0 | 0 | 0 | 0 | 0 | 0 | 0 | 0 | 0 | 0 | 0 | 0 | 0 | 0 | 0 | 0 | 0 | 0 | 0 | 0 | 0
698 | SCE | SCE-13-SW-002C | Process Multiplex Floating Suction Pressure Control | Process Multiplex Floating Suction Pressure Control | 0.55891 | 3.7423 | 204.3396 | 0 | 365.6035 | 54.6033 | 0.60061 | 6.9936 | 340.218 | 29.2179 | -161.2639 | 149.7363 | 328.7637 | 0 | 383.3671 | 0.53301 | 357.7293 | 0.090693 | 0 | 232.524 | 0.05895 | 0 | 357.7293 | 0.090693 | 0 | 357.7293 | 0.090693 | 0 | 232.524 | 0.05895 | 0 | 5365.9395 | 0 | 3487.8607 | 0 | 0.025703 | 0 | 0.039544 | 0 | 0.38555 | 0 | 0.59315 | 0 | 0.028373 | 0 | 0.043651 | 0 | 0.4256 | 0 | 0.65477 | 0 | 0.023865 | 0.015512 | 0.35798 | 0.23269 | 6.3567e-06 | 25.3855 | 31.518 | 56.9035 | 2.0983 | 0.12264 | 1.1079 | 14.9023 | 0 | 0 | 7.1544 | 0 | 0 | 0 | 0 | 0 | 31.518 | 0 | 545.2212 | 0 | 308.2219 | 3122.0678 | 2029.3441 | 0 | 0 | 0.10069 | 0 | 0.18016 | 0.16765 | 0.026907 | 0.014398 | 0.18891 | -0.079466 | -0.066957 | 0.073786 | 0.086295 | 0 | 0 | 0 | 0 | -0.088219 | 0
699 | SCE | SCE-13-SW-002C | Add Glass Doors to Medium Temperature Open Vertical Display Case [Add-on Only] | Add Glass Doors to Medium Temperature Open Vertical Display Case [Add-on Only] | 0.79484 | 2.7675 | 2099.6322 | 2021.1073 | 5184.3321 | 1488.9724 | 0.88193 | 4.2175 | 4672.4056 | 977.0459 | -1063.5926 | 2631.7671 | 3987.3945 | 2777.9186 | 8254.2855 | 0.49922 | 12319.5667 | 0.91459 | 1187.4985 | 8007.7184 | 0.59448 | 771.8741 | 12319.5667 | 0.91459 | 1187.4985 | 12319.5667 | 0.91459 | 1187.4985 | 8007.7184 | 0.59448 | 771.8741 | 49278.2669 | 4749.9942 | 32030.8735 | 3087.4962 | 0.88518 | 4.5155 | 1.3618 | 6.9469 | 3.5407 | 18.0619 | 5.4472 | 27.7875 | 0.97713 | 0 | 1.5033 | 0 | 3.9085 | 0 | 6.0131 | 0 | 0.82188 | 0.53422 | 3.2875 | 2.1369 | 0.00012819 | 511.9265 | 1053.9619 | 1565.8884 | 42.3141 | 2.4731 | 22.3419 | 300.5209 | 0 | 0 | 144.2765 | 0 | 0 | 0 | 0 | 0 | 1053.9619 | 0 | 7105.6102 | 0 | 3630.989 | 41039.0969 | 26675.413 | 3955.8102 | 2571.2766 | 0.07871 | 0.78603 | 0.099026 | 0.089248 | 0.028441 | 0.018663 | 0.15767 | -0.020316 | -0.010537 | 0.050269 | 0.060048 | -0.20288 | -0.10523 | 0.50201 | 0.59966 | -0.078955 | -0.78848
700 | SCE | SCE-13-SW-002C | New high-efficiency refrigeration display case with special doors (low-temp) | New high-efficiency refrigeration display case with special doors (low-temp) | 2.2893 | 2.5925 | 115177.6574 | -5590.8565 | 47868.5426 | 42270.2285 | 3.2654 | 3.9192 | 33559.826 | 27961.5119 | 61718.2583 | 67316.5724 | 189201.8564 | -6110.7365 | 225361.3484 | 0.48627 | 239522.7099 | 40.7197 | -1063.7388 | 155689.7614 | 26.4678 | -691.4302 | 239522.7099 | 40.7197 | -1063.7388 | 239522.7099 | 40.7197 | -1063.7388 | 155689.7614 | 26.4678 | -691.4302 | 2874272.5185 | -12764.8656 | 1868277.137 | -8297.1627 | 17.21 | -4.0449 | 26.477 | -6.2229 | 206.5204 | -48.5384 | 317.7237 | -74.6745 | 18.9978 | 0 | 29.2275 | 0 | 227.9741 | 0 | 350.7294 | 0 | 15.9794 | 10.3866 | 191.7527 | 124.6393 | 0.003583 | 14308.7166 | 30162.726 | 44471.4426 | 1182.7086 | 69.1257 | 624.472 | 8399.7777 | 0 | 0 | 4032.6325 | 0 | 0 | 0 | 0 | 0 | 30162.726 | 0 | 37133.332 | 0 | 4182.3636 | 1834470.6082 | 1192405.8953 | -8147.0253 | -5295.5664 | 0.096593 | 1.0558 | 0.040145 | 0.028145 | 0.03545 | 0.02345 | 0.189 | 0.056448 | 0.068448 | 0.061143 | 0.073143 | 1.0558 | 1.0558 | 1.0558 | 1.0558 | -0.092405 | 1.0558
701 | SCE | SCE-13-SW-002C | Insulation for bare suction lines | Insulation for bare suction lines | 0.36148 | 4.7366 | 121.0555 | 0 | 334.8842 | 25.5574 | 0.37848 | 11.5089 | 319.8453 | 10.5184 | -213.8288 | 95.4981 | 200.5266 | 0 | 226.084 | 0.53544 | 270.2446 | 0.050037 | 0 | 175.659 | 0.032524 | 0 | 270.2446 | 0.050037 | 0 | 270.2446 | 0.050037 | 0 | 175.659 | 0.032524 | 0 | 2972.6903 | 0 | 1932.2487 | 0 | 0.019417 | 0 | 0.029873 | 0 | 0.21359 | 0 | 0.3286 | 0 | 0.021435 | 0 | 0.032976 | 0 | 0.23578 | 0 | 0.36274 | 0 | 0.018029 | 0.011719 | 0.19832 | 0.12891 | 3.7659e-06 | 15.0389 | 11.3465 | 26.3854 | 1.2431 | 0.072653 | 0.65634 | 8.8284 | 0 | 0 | 4.2384 | 0 | 0 | 0 | 0 | 0 | 11.3465 | 0 | 523.8244 | 0 | 307.4868 | 1958.4142 | 1272.9693 | 0 | 0 | 0.095097 | 0 | 0.26307 | 0.25126 | 0.020077 | 0.0082629 | 0.1776 | -0.16798 | -0.15616 | 0.07502 | 0.086834 | 0 | 0 | 0 | 0 | -0.082507 | 0
702 | SCE | SCE-13-SW-002D | (3) 48in Reduced 28 Watt (1) Instant Start Ballast - Reduced Light Output T8 Linear Fluorescent replacing (3) 48in T8 Linear Fluorescent | (3) 48in Reduced 28 Watt (1) Instant Start Ballast - Reduced Light Output T8 Linear Fluorescent replacing (3) 48in T8 Linear Fluorescent | 0.72443 | 0.75659 | 407812.3134 | -5116.2686 | 555881.2019 | 532251.2408 | 0.81151 | 0.85209 | 496229.1826 | 472599.2215 | -153185.157 | -129555.196 | 529318.8762 | -5725.0126 | 1055845.1043 | 0.3814 | 535838.8313 | 189.0095 | -797.8322 | 348295.2531 | 122.8562 | -518.591 | 860835.375 | 297.4511 | -1280.4188 | 817793.6062 | 282.5786 | -1216.3978 | 531565.8636 | 183.6761 | -790.6586 | 8037582.4688 | -11967.4831 | 5224428.7963 | -7778.8643 | 43.6449 | -3.0338 | 67.146 | -4.6673 | 671.6012 | -45.5064 | 1007.1904 | -70.0098 | 45.2298 | 0 | 69.5844 | 0 | 678.4475 | 0 | 1043.7653 | 0 | 36.5977 | 23.7885 | 548.9658 | 356.8278 | 0.019415 | 59652.0193 | 509803.65 | 569455.6693 | 16567.7242 | 6597.8094 | 1472.341 | 31779.9189 | 0 | 0 | 3234.2258 | 0 | 0 | 0 | 228735.3187 | 281068.3313 | 0 | 0 | 0 | 509803.65 | 0 | 5268115.9666 | 3345527.7723 | -10028.2994 | -4979.9384 | 0.1219 | 1.0274 | 0.16616 | 0.14833 | 0.15909 | 0.14126 | 0.3156 | -0.044259 | -0.026428 | -0.037196 | -0.019365 | 1.0274 | 1.0274 | 1.0274 | 1.0274 | -0.1937 | 1.0274
703 | SCE | SCE-13-SW-002D | > 10 to 30 Watt A-Lamp LED replacing A19 Basecase, Total Watts = 2.96 x Msr Watts | > 10 to 30 Watt A-Lamp LED replacing A19 Basecase, Total Watts = 2.96 x Msr Watts | 0 | 0 | 0 | 0 | 0 | 0 | 0 | 0 | 0 | 0 | 0 | 0 | 0 | 0 | 0 | 0 | 0 | 0 | 0 | 0 | 0 | 0 | 0 | 0 | 0 | 0 | 0 | 0 | 0 | 0 | 0 | 0 | 0 | 0 | 0 | 0 | 0 | 0 | 0 | 0 | 0 | 0 | 0 | 0 | 0 | 0 | 0 | 0 | 0 | 0 | 0 | 0 | 0 | 0 | 0 | 0 | 0 | 0 | 0 | 0 | 0 | 0 | 0 | 0 | 0 | 0 | 0 | 0 | 0 | 0 | 0 | 0 | 0 | 0 | 0 | 0 | 0 | 0 | 0 | 0 | 0 | 0 | 0 | 0 | 0 | 0 | 0 | 0 | 0 | 0 | 0 | 0 | 0 | 0 | 0 | 0 | 0
704 | SCE | SCE-13-SW-002D | (1) 48in Medium Temp Reach-in Display Cases Canopy LED replacing (2) 48in T8 Linear Fluorescent | (1) 48in Medium Temp Reach-in Display Cases Canopy LED replacing (2) 48in T8 Linear Fluorescent | 0.37358 | 0.39118 | 1988.5148 | -25.9785 | 5253.298 | 5016.9918 | 0.39548 | 0.41525 | 4962.4316 | 4726.1253 | -3290.7617 | -3054.4555 | 2533.7502 | -27.4086 | 7523.3334 | 0.26086 | 2589.7304 | 0.92967 | -3.8508 | 1683.3248 | 0.60429 | -2.503 | 2963.5067 | 1.0555 | -4.4066 | 2963.5067 | 1.0555 | -4.4066 | 1926.2794 | 0.68604 | -2.8643 | 41435.6858 | -61.6135 | 26933.1968 | -40.0487 | 0.21094 | -0.014643 | 0.32452 | -0.022527 | 3.375 | -0.23429 | 5.1923 | -0.36044 | 0.2186 | 0 | 0.3363 | 0 | 3.4976 | 0 | 5.3809 | 0 | 0.17688 | 0.11497 | 2.8301 | 1.8395 | 9.4669e-05 | 290.8665 | 5098.1801 | 5389.0465 | 80.7851 | 32.1713 | 7.1792 | 154.9606 | 0 | 0 | 15.7703 | 0 | 0 | 0 | 1545.4886 | 3552.6914 | 0 | 0 | 0 | 5098.1801 | 0 | 24767.0643 | 15653.1209 | -50.8934 | -23.2757 | 0.12704 | 1.1161 | 0.33561 | 0.31703 | 0.32051 | 0.30193 | 0.48063 | -0.20857 | -0.18999 | -0.19347 | -0.17489 | 1.1161 | 1.1161 | 1.1161 | 1.1161 | -0.35359 | 1.1161
705 | SCE | SCE-13-SW-002D | (1) 24in (1) Premium Instant Start Ballast - Reduced Light Output T8 Linear Flourescent replacing (1) 24in T12 Linear Fluorescent | (1) 24in (1) Premium Instant Start Ballast - Reduced Light Output T8 Linear Flourescent replacing (1) 24in T12 Linear Fluorescent | 0.48881 | 0.5114 | 650.5113 | -8.2931 | 1313.844 | 1255.8111 | 0.52697 | 0.55332 | 1218.6917 | 1160.6587 | -671.6258 | -613.5928 | 836.179 | -9.0576 | 2082.9325 | 0.30832 | 873.2141 | 0.31174 | -1.3017 | 567.5892 | 0.20263 | -0.84609 | 1266.9185 | 0.44293 | -1.8857 | 1203.5726 | 0.42079 | -1.7914 | 782.3222 | 0.27351 | -1.1644 | 13098.2115 | -19.5251 | 8513.8378 | -12.6913 | 0.071125 | -0.0049496 | 0.10942 | -0.0076148 | 1.1034 | -0.074244 | 1.6413 | -0.11422 | 0.073707 | 0 | 0.1134 | 0 | 1.1056 | 0 | 1.7009 | 0 | 0.05964 | 0.038766 | 0.89461 | 0.58149 | 3.0969e-05 | 95.1524 | 1252.0293 | 1347.1816 | 26.4276 | 10.5243 | 2.3486 | 50.6929 | 0 | 0 | 5.159 | 0 | 0 | 0 | 572.4049 | 679.6244 | 0 | 0 | 0 | 1252.0293 | 0 | 8286.2848 | 5234.2922 | -15.6193 | -7.8003 | 0.12428 | 1.0632 | 0.25101 | 0.23283 | 0.23992 | 0.22174 | 0.39794 | -0.12673 | -0.10855 | -0.11564 | -0.097463 | 1.0632 | 1.0632 | 1.0632 | 1.0632 | -0.27366 | 1.0632
706 | SCE | SCE-13-SW-002D | (4) 48in (2) Instant Start Ballast - Reduced Light Output T8 Linear Fluorescent replacing (4) 48in T12 Linear Fluorescent | (4) 48in (2) Instant Start Ballast - Reduced Light Output T8 Linear Fluorescent replacing (4) 48in T12 Linear Fluorescent | 0.53344 | 0.55791 | 25976.9858 | -297.6479 | 48139.0888 | 46027.6911 | 0.57915 | 0.60811 | 44339.3515 | 42227.9538 | -22459.7509 | -20348.3532 | 35025.4714 | -377.6893 | 80675.4731 | 0.3183 | 31427.5606 | 10.9966 | -46.8111 | 20427.9151 | 7.1478 | -30.4272 | 96523.875 | 33.4222 | -143.8009 | 91697.6812 | 31.7511 | -136.6108 | 59603.495 | 20.6382 | -88.797 | 471413.4089 | -702.1672 | 306418.727 | -456.4087 | 2.5598 | -0.178 | 3.9382 | -0.27385 | 38.9245 | -2.67 | 59.0729 | -4.1077 | 2.6528 | 0 | 4.0812 | 0 | 39.7917 | 0 | 61.218 | 0 | 2.1465 | 1.3952 | 32.1975 | 20.9284 | 0.0012367 | 3799.7373 | 45552.265 | 49352.0023 | 1055.3373 | 420.2698 | 93.7857 | 2024.3295 | 0 | 0 | 206.015 | 0 | 0 | 0 | 20644.29 | 24907.975 | 0 | 0 | 0 | 45552.265 | 0 | 356431.7265 | 229491.1152 | -578.0072 | -341.8491 | 0.11319 | 0.8707 | 0.20976 | 0.19321 | 0.20056 | 0.18401 | 0.35154 | -0.096571 | -0.080013 | -0.08737 | -0.070813 | 0.8707 | 0.8707 | 0.8707 | 0.8707 | -0.23835 | 0.8707
707 | SCE | SCE-13-SW-002D | (1) 48in Medium Temp Reach-in Display Cases Shelf LED replacing (1) 48in T12 Linear Fluorescent | (1) 48in Medium Temp Reach-in Display Cases Shelf LED replacing (1) 48in T12 Linear Fluorescent | 0.59699 | 0.62408 | 6974.3622 | -91.3222 | 11529.5994 | 11029.15 | 0.65494 | 0.68769 | 10509.437 | 10008.9876 | -4646.5594 | -4146.11 | 8869.1905 | -95.9506 | 19802.3899 | 0.34759 | 9111.1626 | 3.2745 | -13.5479 | 5922.2559 | 2.1284 | -8.8062 | 10113.041 | 3.6117 | -15.0377 | 10113.041 | 3.6117 | -15.0377 | 6573.4769 | 2.3476 | -9.7745 | 145778.6019 | -216.767 | 94756.0947 | -140.8985 | 0.74212 | -0.051516 | 1.1417 | -0.079255 | 11.8739 | -0.82426 | 18.2675 | -1.2681 | 0.76907 | 0 | 1.1832 | 0 | 12.3051 | 0 | 18.9309 | 0 | 0.62229 | 0.40449 | 9.9567 | 6.4718 | 0.00033203 | 1020.1624 | 10796.9251 | 11817.0876 | 283.3394 | 112.835 | 25.1798 | 543.4967 | 0 | 0 | 55.3114 | 0 | 0 | 0 | 3265.1107 | 7531.8144 | 0 | 0 | 0 | 10796.9251 | 0 | 86605.2467 | 54697.4245 | -179.1713 | -81.3329 | 0.12751 | 1.1228 | 0.21079 | 0.19214 | 0.20164 | 0.18299 | 0.36204 | -0.083281 | -0.06463 | -0.074131 | -0.05548 | 1.1228 | 1.1228 | 1.1228 | 1.1228 | -0.23453 | 1.1228
708 | SCE | SCE-13-SW-002D | (2) 48in Reduced 28 Watt (1) Instant Start Ballast w/ Reflectors T8 Linear Fluorescent replacing (3) 48in T12 Linear Fluorescent | (2) 48in Reduced 28 Watt (1) Instant Start Ballast w/ Reflectors T8 Linear Fluorescent replacing (3) 48in T12 Linear Fluorescent | 1.2539 | 1.3045 | 1247561.467 | -12665.338 | 984820.0102 | 946613.573 | 1.5391 | 1.6161 | 802335.1801 | 764128.743 | 250076.1188 | 288282.5559 | 1612040.8977 | -14048.0516 | 2544606.4191 | 0.4853 | 1656962.5413 | 492.7139 | -1988.3218 | 1077025.6913 | 320.264 | -1292.4092 | 2665897.5 | 793.203 | -3191.1975 | 2532602.625 | 753.5429 | -3031.6376 | 1646191.7666 | 489.8029 | -1970.5645 | 24854438.1191 | -29824.8267 | 16155385.37 | -19386.1381 | 134.9622 | -7.5606 | 207.6342 | -11.6317 | 2089.7254 | -113.4089 | 3114.5125 | -174.4752 | 139.8632 | 0 | 215.1742 | 0 | 2097.9482 | 0 | 3227.6125 | 0 | 113.1703 | 73.5607 | 1697.5548 | 1103.4107 | 0.059394 | 182484.8301 | 824283.25 | 1006768.0801 | 50683.2521 | 20183.7279 | 4504.1208 | 97219.728 | 0 | 0 | 9894.0012 | 0 | 0 | 0 | 377559.375 | 446723.875 | 0 | 0 | 0 | 824283.25 | 0 | 16022870.5625 | 10143664.8994 | -23925.2875 | -12165.8775 | 0.12299 | 1.0411 | 0.097087 | 0.079097 | 0.093321 | 0.075331 | 0.25086 | 0.025902 | 0.043892 | 0.029669 | 0.047659 | 1.0411 | 1.0411 | 1.0411 | 1.0411 | -0.12787 | 1.0411
709 | SCE | SCE-13-SW-002D | (2) 48in Reduced 28 Watt (1) Instant Start Ballast - High Light Output T8 Linear Fluorescent replacing (3) 48in T8 Linear Fluorescent | (2) 48in Reduced 28 Watt (1) Instant Start Ballast - High Light Output T8 Linear Fluorescent replacing (3) 48in T8 Linear Fluorescent | 0.69153 | 0.7224 | 15362.8885 | -192.2506 | 21937.8394 | 21000.1889 | 0.77045 | 0.80897 | 19690.6603 | 18753.0098 | -6767.2016 | -5829.5511 | 19968.857 | -216.0545 | 40752.9914 | 0.37226 | 20123.5864 | 7.0863 | -29.9671 | 13080.3316 | 4.6061 | -19.4786 | 33054.5025 | 11.4253 | -49.2469 | 31401.7774 | 10.854 | -46.7845 | 20411.156 | 7.0551 | -30.4099 | 301853.7956 | -449.5058 | 196204.9744 | -292.1788 | 1.6391 | -0.11395 | 2.5217 | -0.17531 | 25.2074 | -1.7092 | 37.8253 | -2.6296 | 1.6986 | 0 | 2.6133 | 0 | 25.4793 | 0 | 39.1989 | 0 | 1.3744 | 0.89338 | 20.6166 | 13.4008 | 0.00073139 | 2247.1791 | 20229.303 | 22476.4821 | 624.1305 | 248.5492 | 55.4652 | 1197.1962 | 0 | 0 | 121.838 | 0 | 0 | 0 | 9741.5178 | 10487.7852 | 0 | 0 | 0 | 20229.303 | 0 | 198890.0313 | 126389.8642 | -376.2938 | -188.238 | 0.12155 | 1.0213 | 0.17357 | 0.15579 | 0.16615 | 0.14837 | 0.32244 | -0.052021 | -0.034241 | -0.044602 | -0.026823 | 1.0213 | 1.0213 | 1.0213 | 1.0213 | -0.20089 | 1.0213
710 | SCE | SCE-13-SW-002D | Up to 244 Watt (Tier 1) Interior Fixture T5 Linear Flourescent replacing 400 Watt lamp base case | Up to 244 Watt (Tier 1) Interior Fixture T5 Linear Flourescent replacing 400 Watt lamp base case | 1.0671 | 1.1117 | 483243.2215 | -6065.6258 | 447169.5001 | 429241.6925 | 1.2675 | 1.3308 | 376483.9592 | 358556.1516 | 30008.0956 | 47935.9032 | 627926.2078 | -6812.1279 | 1050355.7724 | 0.4543 | 633424.25 | 236.385 | -945.54 | 411725.7776 | 153.6503 | -614.601 | 983624.25 | 362.457 | -1470.84 | 983624.25 | 362.457 | -1470.84 | 639355.786 | 235.5971 | -956.046 | 9501363.75 | -14183.1 | 6175886.664 | -9219.0153 | 51.5934 | -3.5954 | 79.3745 | -5.5314 | 773.9011 | -53.9312 | 1190.617 | -82.9711 | 53.467 | 0 | 82.2569 | 0 | 802.0044 | 0 | 1233.8529 | 0 | 43.2628 | 28.1208 | 648.9419 | 421.8122 | 0.023006 | 70685.5409 | 386782.7675 | 457468.3084 | 19632.1694 | 7818.1717 | 1744.6722 | 37658.084 | 0 | 0 | 3832.4436 | 0 | 0 | 0 | 127245.17 | 259537.5975 | 0 | 0 | 0 | 386782.7675 | 0 | 6253130.3062 | 3973130.6465 | -11874.8955 | -5933.6214 | 0.12163 | 1.0222 | 0.11255 | 0.094758 | 0.10804 | 0.090245 | 0.26436 | 0.0090794 | 0.02687 | 0.013592 | 0.031383 | 1.0222 | 1.0222 | 1.0222 | 1.0222 | -0.14274 | 1.0222
711 | SCE | SCE-13-SW-002D | 14-26 watts Integral Spiral with Reflector CFL replacing Com CFL Base Case, Total Watts = 3.57 x Msr Watts | 14-26 watts Integral Spiral with Reflector CFL replacing Com CFL Base Case, Total Watts = 3.57 x Msr Watts | 0 | 0 | 0 | 0 | 0 | 0 | 0 | 0 | 0 | 0 | 0 | 0 | 0 | 0 | 0 | 0 | 0 | 0 | 0 | 0 | 0 | 0 | 0 | 0 | 0 | 0 | 0 | 0 | 0 | 0 | 0 | 0 | 0 | 0 | 0 | 0 | 0 | 0 | 0 | 0 | 0 | 0 | 0 | 0 | 0 | 0 | 0 | 0 | 0 | 0 | 0 | 0 | 0 | 0 | 0 | 0 | 0 | 0 | 0 | 0 | 0 | 0 | 0 | 0 | 0 | 0 | 0 | 0 | 0 | 0 | 0 | 0 | 0 | 0 | 0 | 0 | 0 | 0 | 0 | 0 | 0 | 0 | 0 | 0 | 0 | 0 | 0 | 0 | 0 | 0 | 0 | 0 | 0 | 0 | 0 | 0 | 0
712 | SCE | SCE-13-SW-002D | (2) 48in Reduced 28 Watt (1) Instant Start Ballast w/ Reflectors T8 Linear Fluorescent replacing (4) 48in T12 Linear Fluorescent | (2) 48in Reduced 28 Watt (1) Instant Start Ballast w/ Reflectors T8 Linear Fluorescent replacing (4) 48in T12 Linear Fluorescent | 1.8492 | 1.9155 | 2062367.9211 | -20853.5339 | 1104004.372 | 1065797.9349 | 2.5445 | 2.6717 | 802335.1801 | 764128.743 | 937510.0153 | 975716.4524 | 2669295.7519 | -23256.3154 | 3711837.3714 | 0.55 | 2729887.7883 | 812.7284 | -3274.0023 | 1774427.1275 | 528.2735 | -2128.1016 | 4530712.5 | 1352.6475 | -5436.855 | 4304176.875 | 1285.0151 | -5165.0122 | 2797715.0714 | 835.2599 | -3357.2581 | 40948316.8245 | -49110.0342 | 26616406.9122 | -31921.5234 | 222.3537 | -12.4494 | 342.0826 | -19.1529 | 3440.731 | -186.7409 | 5131.2383 | -287.2937 | 230.4282 | 0 | 354.5049 | 0 | 3456.4228 | 0 | 5317.5733 | 0 | 186.451 | 121.1931 | 2796.7646 | 1817.897 | 0.098185 | 301669.1919 | 824283.25 | 1125952.4419 | 83785.4616 | 33366.1099 | 7445.849 | 160715.8073 | 0 | 0 | 16355.9641 | 0 | 0 | 0 | 377559.375 | 446723.875 | 0 | 0 | 0 | 824283.25 | 0 | 26556463.6832 | 16823798.9327 | -39434.8451 | -20179.5728 | 0.12259 | 1.0334 | 0.065622 | 0.04769 | 0.063351 | 0.04542 | 0.22063 | 0.056965 | 0.074896 | 0.059236 | 0.077167 | 1.0334 | 1.0334 | 1.0334 | 1.0334 | -0.098044 | 1.0334
713 | SCE | SCE-13-SW-002D | (2) 48in Reduced 28 Watt (1) Instant Start Ballast - Reduced Light Output T8 Linear Fluorescent replacing (2) 48in T8 Linear Fluorescent | (2) 48in Reduced 28 Watt (1) Instant Start Ballast - Reduced Light Output T8 Linear Fluorescent replacing (2) 48in T8 Linear Fluorescent | 0.5419 | 0.56672 | 43293.2077 | -541.846 | 78891.1349 | 75435.9683 | 0.5892 | 0.61866 | 72558.4981 | 69103.3316 | -36139.7732 | -32684.6067 | 56247.1506 | -608.0564 | 131075.0625 | 0.32616 | 56765.2312 | 20.0238 | -84.4721 | 36897.4017 | 13.0155 | -54.9068 | 92584.125 | 32.0105 | -137.7271 | 87954.9187 | 30.4099 | -130.8407 | 57170.6993 | 19.7665 | -85.0465 | 851478.4688 | -1267.0811 | 553461.025 | -823.6027 | 4.6236 | -0.32121 | 7.1133 | -0.49416 | 71.1192 | -4.8181 | 106.6989 | -7.4124 | 4.7915 | 0 | 7.3716 | 0 | 71.8728 | 0 | 110.5735 | 0 | 3.8771 | 2.5201 | 58.1559 | 37.8013 | 0.0020611 | 6332.6368 | 74543.3531 | 80875.9899 | 1758.8236 | 700.4211 | 156.3032 | 3373.7447 | 0 | 0 | 343.3442 | 0 | 0 | 0 | 33586.3688 | 40956.9844 | 0 | 0 | 0 | 74543.3531 | 0 | 560089.402 | 355847.4607 | -1061.0638 | -529.4866 | 0.12166 | 1.0233 | 0.2217 | 0.2039 | 0.21199 | 0.19419 | 0.36835 | -0.10004 | -0.082241 | -0.090327 | -0.072531 | 1.0233 | 1.0233 | 1.0233 | 1.0233 | -0.24668 | 1.0233
714 | SCE | SCE-13-SW-002D | (2) 48in Reduced 28 Watt (1) Instant Start Ballast - High Light Output T8 Linear Fluorescent replacing (4) 48in T8 Linear Fluorescent | (2) 48in Reduced 28 Watt (1) Instant Start Ballast - High Light Output T8 Linear Fluorescent replacing (4) 48in T8 Linear Fluorescent | 1.04 | 1.0837 | 459986.4292 | -5844.4222 | 436664.6657 | 419075.0957 | 1.2295 | 1.2909 | 369380.9706 | 351791.4006 | 17477.3413 | 35066.9113 | 593469.3047 | -6433.4413 | 1006110.9591 | 0.45138 | 612149.6 | 217.0802 | -912.8182 | 397897.2546 | 141.1022 | -593.3318 | 893010 | 311.2403 | -1332.9488 | 848359.5 | 295.6782 | -1266.3013 | 551433.6952 | 192.1909 | -823.0959 | 9182244 | -13692.2728 | 5968458.8189 | -8899.9777 | 49.8606 | -3.471 | 76.7085 | -5.34 | 769.0876 | -52.0649 | 1150.628 | -80.0998 | 51.6712 | 0 | 79.4941 | 0 | 775.0677 | 0 | 1192.4118 | 0 | 41.8097 | 27.1763 | 627.146 | 407.6449 | 0.021899 | 67283.6951 | 379485.475 | 446769.1701 | 18687.3423 | 7441.9106 | 1660.7073 | 35845.7332 | 0 | 0 | 3648.0016 | 0 | 0 | 0 | 172671.1441 | 206814.3309 | 0 | 0 | 0 | 379485.475 | 0 | 5888219.393 | 3728814.7783 | -11516.5245 | -5561.6515 | 0.12336 | 1.0508 | 0.11711 | 0.099061 | 0.11239 | 0.094344 | 0.26982 | 0.0062545 | 0.024299 | 0.010972 | 0.029016 | 1.0508 | 1.0508 | 1.0508 | 1.0508 | -0.14646 | 1.0508
715 | SCE | SCE-13-SW-002D | (2) U-Tube (1) Instant Start Ballast - Reduced Light Output T8 Linear Flourescent replacing (2) T12 U-Tube Fluorescent | (2) U-Tube (1) Instant Start Ballast - Reduced Light Output T8 Linear Flourescent replacing (2) T12 U-Tube Fluorescent | 0.39043 | 0.40877 | 714.7555 | -8.422 | 1809.1339 | 1727.9632 | 0.41437 | 0.43509 | 1704.5843 | 1623.4136 | -1102.8005 | -1021.6298 | 952.4306 | -10.2832 | 2670.1106 | 0.26453 | 888.5192 | 0.31151 | -1.3238 | 577.5375 | 0.20248 | -0.86049 | 2338.4255 | 0.8077 | -3.4848 | 2221.5042 | 0.76732 | -3.3106 | 1443.9778 | 0.49876 | -2.1519 | 13327.7875 | -19.8574 | 8663.0622 | -12.9073 | 0.072371 | -0.0050339 | 0.11134 | -0.0077444 | 1.1065 | -0.075508 | 1.6701 | -0.11617 | 0.074999 | 0 | 0.11538 | 0 | 1.125 | 0 | 1.7308 | 0 | 0.060686 | 0.039446 | 0.91029 | 0.59169 | 3.4028e-05 | 104.5496 | 1751.2136 | 1855.7632 | 29.0376 | 11.5637 | 2.5805 | 55.6993 | 0 | 0 | 5.6685 | 0 | 0 | 0 | 770.1388 | 981.0748 | 0 | 0 | 0 | 1751.2136 | 0 | 9630.7414 | 6172.9787 | -16.2213 | -9.1979 | 0.11579 | 0.91565 | 0.29307 | 0.27614 | 0.27992 | 0.26299 | 0.43255 | -0.17729 | -0.16035 | -0.16414 | -0.1472 | 0.91565 | 0.91565 | 0.91565 | 0.91565 | -0.31676 | 0.91565
716 | SCE | SCE-13-SW-002D | (1) 48in (1) Instant Start Ballast - Reduced Light Output T8 Linear Fluorescent replacing (1) 48in T12 Linear Fluorescent | (1) 48in (1) Instant Start Ballast - Reduced Light Output T8 Linear Fluorescent replacing (1) 48in T12 Linear Fluorescent | 0.40219 | 0.42105 | 754.4365 | -8.9225 | 1853.6139 | 1770.6015 | 0.42766 | 0.44904 | 1743.26 | 1660.2476 | -1108.0998 | -1025.0874 | 1002.6577 | -10.8074 | 2762.4517 | 0.26987 | 943.4277 | 0.33273 | -1.4023 | 613.228 | 0.21627 | -0.91152 | 2393.7921 | 0.83538 | -3.5663 | 2274.1025 | 0.79362 | -3.3879 | 1478.1667 | 0.51585 | -2.2022 | 14151.4149 | -21.035 | 9198.42 | -13.6727 | 0.076844 | -0.0053324 | 0.11822 | -0.0082036 | 1.1763 | -0.079986 | 1.7733 | -0.12305 | 0.079634 | 0 | 0.12251 | 0 | 1.1945 | 0 | 1.8377 | 0 | 0.064436 | 0.041883 | 0.96654 | 0.62825 | 3.5917e-05 | 110.3539 | 1790.9473 | 1901.3012 | 30.6496 | 12.2057 | 2.7238 | 58.7916 | 0 | 0 | 5.9832 | 0 | 0 | 0 | 901.4988 | 889.4485 | 0 | 0 | 0 | 1790.9473 | 0 | 10124.0204 | 6482.5033 | -17.1564 | -9.6423 | 0.11638 | 0.92535 | 0.28594 | 0.26892 | 0.27314 | 0.25611 | 0.42614 | -0.16956 | -0.15254 | -0.15676 | -0.13973 | 0.92535 | 0.92535 | 0.92535 | 0.92535 | -0.30976 | 0.92535
717 | SCE | SCE-13-SW-002D | (2) 48in Reduced 28 Watt (1) Instant Start Ballast - High Light Output w/ Reflectors T8 Linear Fluorescent replacing (3) 48in T8 Linear Fluorescent | (2) 48in Reduced 28 Watt (1) Instant Start Ballast - High Light Output w/ Reflectors T8 Linear Fluorescent replacing (3) 48in T8 Linear Fluorescent | 0.57938 | 0.60575 | 30725.7769 | -384.5013 | 52368.5863 | 50088.8612 | 0.63377 | 0.66546 | 47874.2281 | 45594.5029 | -22027.3107 | -19747.5856 | 39937.714 | -432.109 | 89594.4662 | 0.33865 | 40247.1727 | 14.1726 | -59.9341 | 26160.6632 | 9.2122 | -38.9572 | 66109.005 | 22.8505 | -98.4938 | 62803.5548 | 21.708 | -93.5691 | 40822.3121 | 14.1102 | -60.8199 | 603707.5913 | -899.0116 | 392409.9487 | -584.3575 | 3.2782 | -0.2279 | 5.0434 | -0.35061 | 50.4148 | -3.4185 | 75.6507 | -5.2592 | 3.3972 | 0 | 5.2265 | 0 | 50.9586 | 0 | 78.3978 | 0 | 2.7489 | 1.7868 | 41.2331 | 26.8015 | 0.0014628 | 4494.3583 | 49183.839 | 53678.1973 | 1248.261 | 497.0983 | 110.9305 | 2394.3924 | 0 | 0 | 243.6761 | 0 | 0 | 0 | 18410.2154 | 30773.6236 | 0 | 0 | 0 | 49183.839 | 0 | 397780.0627 | 252779.7285 | -752.5877 | -376.476 | 0.12155 | 1.0213 | 0.20717 | 0.18939 | 0.19815 | 0.18037 | 0.35444 | -0.085619 | -0.06784 | -0.076601 | -0.058821 | 1.0213 | 1.0213 | 1.0213 | 1.0213 | -0.23289 | 1.0213
718 | SCE | SCE-13-SW-002D | (1) 96in (1) Instant Start Ballast - Reduced Light Output T8 Linear Flourescent replacing (2) 96in T12 Linear Fluorescent | (1) 96in (1) Instant Start Ballast - Reduced Light Output T8 Linear Flourescent replacing (2) 96in T12 Linear Fluorescent | 1.0553 | 1.0995 | 772947.2311 | -8026.71 | 724847.3796 | 695714.7177 | 1.2503 | 1.3128 | 611785.901 | 582653.2391 | 40073.1415 | 69205.8035 | 986724.8747 | -8594.4399 | 1673845.1525 | 0.45698 | 1051965.7792 | 312.4708 | -1259.5643 | 683777.7815 | 203.106 | -818.7169 | 1313250 | 390.6919 | -1575.9 | 1247587.5 | 371.1573 | -1497.105 | 810931.9047 | 241.2522 | -973.1183 | 15779486.6875 | -18893.4651 | 10256666.7231 | -12280.7528 | 85.6843 | -4.7895 | 131.822 | -7.3685 | 1332.586 | -71.8424 | 1977.3293 | -110.5268 | 88.7958 | 0 | 136.6089 | 0 | 1331.937 | 0 | 2049.1337 | 0 | 71.8491 | 46.7019 | 1077.7368 | 700.529 | 0.036798 | 113061.4786 | 628521.45 | 741582.9286 | 31401.6427 | 12505.1607 | 2790.6022 | 60234.0819 | 0 | 0 | 6129.9912 | 0 | 0 | 0 | 288696.125 | 339825.325 | 0 | 0 | 0 | 628521.45 | 0 | 9739084.3582 | 6133846.2897 | -15060.602 | -7347.1366 | 0.12601 | 1.0925 | 0.11817 | 0.099739 | 0.11342 | 0.09499 | 0.27289 | 0.0078417 | 0.026274 | 0.012591 | 0.031024 | 1.0925 | 1.0925 | 1.0925 | 1.0925 | -0.14687 | 1.0925
719 | SCE | SCE-13-SW-002D | (2) 48in (1) Premium Instant Start Ballast - Reduced Light Output T8 Linear Flourescent replacing (2) 48in T12 Linear Fluorescent | (2) 48in (1) Premium Instant Start Ballast - Reduced Light Output T8 Linear Flourescent replacing (2) 48in T12 Linear Fluorescent | 0.62927 | 0.65767 | 106734.2764 | -1289.7434 | 167567.3715 | 160331.4188 | 0.69392 | 0.72862 | 151955.0054 | 144719.0528 | -62122.8385 | -54886.8859 | 140606.758 | -1517.8928 | 299420.2841 | 0.35216 | 136094.0765 | 48.2072 | -202.6295 | 88461.153 | 31.3347 | -131.7092 | 303677.716 | 105.7997 | -451.364 | 288493.8302 | 100.5097 | -428.7958 | 187520.9965 | 65.3313 | -278.7173 | 2041411.148 | -3039.442 | 1326917.2949 | -1975.6374 | 11.0851 | -0.7705 | 17.054 | -1.1854 | 170.3279 | -11.5575 | 255.8095 | -17.7807 | 11.4876 | 0 | 17.6733 | 0 | 172.3143 | 0 | 265.0989 | 0 | 9.2952 | 6.0419 | 139.4281 | 90.6283 | 0.0050814 | 15612.366 | 156111.7708 | 171724.1368 | 4336.1713 | 1726.8052 | 385.347 | 8317.568 | 0 | 0 | 846.4746 | 0 | 0 | 0 | 76130.0655 | 79981.7052 | 0 | 0 | 0 | 156111.7708 | 0 | 1412852.0238 | 901524.3973 | -2465.2863 | -1341.6439 | 0.11839 | 0.96132 | 0.18587 | 0.16855 | 0.17784 | 0.16053 | 0.33213 | -0.067478 | -0.05016 | -0.059452 | -0.042134 | 0.96132 | 0.96132 | 0.96132 | 0.96132 | -0.21373 | 0.96132
720 | SCE | SCE-13-SW-002D | > 6 to 10 Watt MR16 LED replacing MR16 Basecase, Total Watts = 4.24 x Msr Watts | > 6 to 10 Watt MR16 LED replacing MR16 Basecase, Total Watts = 4.24 x Msr Watts | 0 | 0 | 0 | 0 | 0 | 0 | 0 | 0 | 0 | 0 | 0 | 0 | 0 | 0 | 0 | 0 | 0 | 0 | 0 | 0 | 0 | 0 | 0 | 0 | 0 | 0 | 0 | 0 | 0 | 0 | 0 | 0 | 0 | 0 | 0 | 0 | 0 | 0 | 0 | 0 | 0 | 0 | 0 | 0 | 0 | 0 | 0 | 0 | 0 | 0 | 0 | 0 | 0 | 0 | 0 | 0 | 0 | 0 | 0 | 0 | 0 | 0 | 0 | 0 | 0 | 0 | 0 | 0 | 0 | 0 | 0 | 0 | 0 | 0 | 0 | 0 | 0 | 0 | 0 | 0 | 0 | 0 | 0 | 0 | 0 | 0 | 0 | 0 | 0 | 0 | 0 | 0 | 0 | 0 | 0 | 0 | 0
721 | SCE | SCE-13-SW-002D | 245 to 360 Watt (Tier 2) Interior Fixture T5 Linear Flourescent replacing 400 Watt lamp base case | 245 to 360 Watt (Tier 2) Interior Fixture T5 Linear Flourescent replacing 400 Watt lamp base case | 0.72069 | 0.75271 | 79035.1039 | -988.0834 | 108294.1683 | 103687.8136 | 0.80683 | 0.84717 | 96733.4494 | 92127.0946 | -30247.1479 | -25640.7931 | 102906.9425 | -1115.3592 | 205479.397 | 0.37983 | 103143.7056 | 38.1981 | -153.9507 | 67043.4111 | 24.8288 | -100.068 | 165204.7488 | 59.9851 | -246.1682 | 165204.7488 | 59.9851 | -246.1682 | 107383.0907 | 38.9903 | -160.0093 | 1547155.584 | -2309.2608 | 1005651.1665 | -1501.0196 | 8.4012 | -0.5854 | 12.9249 | -0.90061 | 126.0183 | -8.781 | 193.8742 | -13.5092 | 8.7063 | 0 | 13.3943 | 0 | 130.5945 | 0 | 200.9146 | 0 | 7.0447 | 4.5791 | 105.6705 | 68.6858 | 0.0037627 | 11560.719 | 99379.6159 | 110940.3349 | 3210.8687 | 1278.6729 | 285.3436 | 6159.0322 | 0 | 0 | 626.8015 | 0 | 0 | 0 | 33257.2893 | 66122.3266 | 0 | 0 | 0 | 99379.6159 | 0 | 1025859.6216 | 652427.1524 | -1931.1549 | -973.3539 | 0.12114 | 1.0151 | 0.16599 | 0.14827 | 0.15893 | 0.14121 | 0.31495 | -0.044846 | -0.027127 | -0.037786 | -0.020067 | 1.0151 | 1.0151 | 1.0151 | 1.0151 | -0.19381 | 1.0151
722 | SCE | SCE-13-SW-002D | (2) 48in Reduced 28 Watt (1) Instant Start Ballast - High Light Output w/ Reflectors T8 Linear Fluorescent replacing (4) 48in T8 Linear Fluorescent | (2) 48in Reduced 28 Watt (1) Instant Start Ballast - High Light Output w/ Reflectors T8 Linear Fluorescent replacing (4) 48in T8 Linear Fluorescent | 0.92563 | 0.96529 | 1103967.43 | -14026.6133 | 1177510.7587 | 1129128.3829 | 1.0727 | 1.1264 | 1016029.8904 | 967647.5147 | -87569.942 | -39187.5662 | 1424326.3314 | -15440.2591 | 2538014.4552 | 0.42945 | 1469159.04 | 520.9925 | -2190.7636 | 954953.411 | 338.6452 | -1423.9964 | 2143224 | 746.9766 | -3199.077 | 2036062.8 | 709.6278 | -3039.1231 | 1323440.8685 | 461.2581 | -1975.4301 | 22037385.6 | -32861.4547 | 14324301.1654 | -21359.9464 | 119.6653 | -8.3304 | 184.1005 | -12.816 | 1845.8102 | -124.9557 | 2761.5073 | -192.2395 | 124.0108 | 0 | 190.7859 | 0 | 1860.1625 | 0 | 2861.7883 | 0 | 100.3434 | 65.2232 | 1505.1505 | 978.3479 | 0.052557 | 161480.8682 | 1043823.63 | 1205304.4982 | 44849.6215 | 17860.5855 | 3985.6976 | 86029.7597 | 0 | 0 | 8755.2039 | 0 | 0 | 0 | 355185.2721 | 688638.3579 | 0 | 0 | 0 | 1043823.63 | 0 | 14131726.5431 | 8949155.468 | -27639.6587 | -13347.9636 | 0.12336 | 1.0508 | 0.13158 | 0.11353 | 0.12617 | 0.10813 | 0.2836 | -0.0082179 | 0.0098264 | -0.0028115 | 0.015233 | 1.0508 | 1.0508 | 1.0508 | 1.0508 | -0.16024 | 1.0508
723 | SCE | SCE-13-SW-002D | Wall Mounted Occupancy Sensor Control | Wall Mounted Occupancy Sensor Control | 0.71834 | 0.75027 | 296670.7945 | -3540.8121 | 408063.3616 | 390698.2012 | 0.80383 | 0.84402 | 364668.3699 | 347303.2094 | -114933.3793 | -97568.2188 | 511218.5755 | -4163.8487 | 897752.9279 | 0.32652 | 878643.045 | 222.2177 | -985.5679 | 571118.0002 | 144.4415 | -640.6191 | 878643.045 | 222.2177 | -985.5679 | 878643.045 | 222.2177 | -985.5679 | 571118.0002 | 144.4415 | -640.6191 | 7029144.36 | -7884.5429 | 4568944.0016 | -5124.9531 | 62.3044 | -3.7476 | 95.8529 | -5.7656 | 498.4352 | -29.981 | 766.8234 | -46.1246 | 73.7829 | 0 | 113.5121 | 0 | 590.2629 | 0 | 908.0968 | 0 | 59.8883 | 38.9274 | 479.1062 | 311.419 | 0.014124 | 43394.9917 | 374643.96 | 418038.9517 | 12052.5049 | 4799.7015 | 1071.0824 | 23118.9041 | 0 | 0 | 2352.7988 | 0 | 0 | 0 | 153562.7 | 221081.26 | 0 | 0 | 374643.96 | 5.8208e-11 | 0 | 5106462.1257 | 3319200.5035 | -5727.8834 | -3723.1244 | 0.08938 | 0.95103 | 0.12294 | 0.10987 | 0.11771 | 0.10463 | 0.27047 | -0.03356 | -0.020486 | -0.028328 | -0.015254 | 0.95103 | 0.95103 | 0.95103 | 0.95103 | -0.18109 | 0.95103
724 | SCE | SCE-13-SW-002D | (4) 48in (1) Premium Instant Start Ballast - Reduced Light Output T8 Linear Flourescent replacing (2) 96in T12 Linear Fluorescent | (4) 48in (1) Premium Instant Start Ballast - Reduced Light Output T8 Linear Flourescent replacing (2) 96in T12 Linear Fluorescent | 1.5958 | 1.6561 | 1167832.5913 | -11991.8664 | 724297.555 | 697941.6063 | 2.0883 | 2.1928 | 553474.9242 | 527118.9754 | 431543.1699 | 457899.1186 | 1500128.9965 | -13073.4665 | 2184997.1362 | 0.52899 | 1569797.7626 | 467.6623 | -1882.1937 | 1020368.5831 | 303.9805 | -1223.4259 | 2245657.5 | 669.7575 | -2692.1625 | 2133374.625 | 636.2696 | -2557.5544 | 1386693.5571 | 413.5753 | -1662.4104 | 23546966.439 | -28232.9051 | 15305528.7468 | -18351.389 | 127.8625 | -7.157 | 196.7115 | -11.0108 | 1984.1283 | -107.3556 | 2950.6731 | -165.1625 | 132.5057 | 0 | 203.8549 | 0 | 1987.5853 | 0 | 3057.8234 | 0 | 107.217 | 69.691 | 1608.2547 | 1045.3656 | 0.055598 | 170822.6309 | 568615.3625 | 739437.9934 | 47444.1983 | 18893.8308 | 4216.2725 | 91006.6316 | 0 | 0 | 9261.6976 | 0 | 0 | 0 | 263197.1875 | 305418.175 | 0 | 0 | 0 | 568615.3625 | 0 | 14859979.7823 | 9384053.7359 | -22577.7355 | -11251.2027 | 0.12445 | 1.0658 | 0.077184 | 0.05898 | 0.074375 | 0.056172 | 0.23284 | 0.047265 | 0.065468 | 0.050073 | 0.068277 | 1.0658 | 1.0658 | 1.0658 | 1.0658 | -0.10839 | 1.0658
725 | SCE | SCE-13-SW-002D | (4) 48in Reduced 28 Watt (1) Instant Start Ballast - Reduced Light Output T8 Linear Fluorescent replacing (4) 48in T8 Linear Fluorescent | (4) 48in Reduced 28 Watt (1) Instant Start Ballast - Reduced Light Output T8 Linear Fluorescent replacing (4) 48in T8 Linear Fluorescent | 0.7152 | 0.74701 | 92901.4247 | -1157.6897 | 128276.4768 | 122815.1679 | 0.79995 | 0.83994 | 114687.4865 | 109226.1776 | -36532.7418 | -31071.4329 | 120892.2211 | -1304.998 | 242402.3911 | 0.37848 | 121390.2637 | 42.6675 | -180.4012 | 78903.6743 | 27.7339 | -117.2608 | 202897.125 | 69.7336 | -301.3909 | 192752.2687 | 66.2469 | -286.3213 | 125288.9793 | 43.0605 | -186.1089 | 1820853.9563 | -2706.0173 | 1183555.115 | -1758.9113 | 9.8874 | -0.68598 | 15.2114 | -1.0553 | 151.9857 | -10.2896 | 228.1714 | -15.8302 | 10.2465 | 0 | 15.7638 | 0 | 153.6972 | 0 | 236.4572 | 0 | 8.2909 | 5.3891 | 124.3641 | 80.8367 | 0.0044228 | 13588.9903 | 117824.79 | 131413.7803 | 3774.1999 | 1503.0098 | 335.4057 | 7239.6042 | 0 | 0 | 736.7708 | 0 | 0 | 0 | 49076.1525 | 68748.6375 | 0 | 0 | 0 | 117824.79 | 0 | 1204796.2963 | 766024.5118 | -2263.6814 | -1138.2645 | 0.12128 | 1.0171 | 0.16746 | 0.14972 | 0.16033 | 0.14259 | 0.31644 | -0.04618 | -0.02844 | -0.039051 | -0.021311 | 1.0171 | 1.0171 | 1.0171 | 1.0171 | -0.19516 | 1.0171
726 | SCE | SCE-13-SW-002D | (2) 48in Reduced 28 Watt (1) Instant Start Ballast T8 Linear Fluorescent replacing (2) 48in T12 Linear Fluorescent | (2) 48in Reduced 28 Watt (1) Instant Start Ballast T8 Linear Fluorescent replacing (2) 48in T12 Linear Fluorescent | 0.43151 | 0.45164 | 22554.1301 | -257.7488 | 51670.4582 | 49367.0585 | 0.46094 | 0.48399 | 48371.393 | 46067.9933 | -29374.0769 | -27070.6772 | 30404.2762 | -326.7493 | 79444.5854 | 0.28065 | 27299.2903 | 9.5507 | -40.5357 | 17744.5393 | 6.2079 | -26.3482 | 83634.9041 | 28.9505 | -124.0738 | 79453.1589 | 27.503 | -117.8701 | 51644.5552 | 17.877 | -76.6155 | 409489.354 | -608.0349 | 266168.0898 | -395.2227 | 2.2236 | -0.15414 | 3.4209 | -0.23713 | 33.8147 | -2.3121 | 51.3132 | -3.557 | 2.3043 | 0 | 3.5451 | 0 | 34.5648 | 0 | 53.1765 | 0 | 1.8645 | 1.2119 | 27.9681 | 18.1792 | 0.0010737 | 3299.0652 | 49694.6039 | 52993.6691 | 916.2808 | 364.893 | 81.4281 | 1757.5939 | 0 | 0 | 178.8694 | 0 | 0 | 0 | 23275.3181 | 26419.2859 | 0 | 0 | 0 | 49694.6039 | 0 | 309371.7374 | 199176.2485 | -500.4234 | -295.6583 | 0.11324 | 0.87178 | 0.25942 | 0.24286 | 0.24786 | 0.23129 | 0.39887 | -0.14618 | -0.12962 | -0.13462 | -0.11806 | 0.87178 | 0.87178 | 0.87178 | 0.87178 | -0.28563 | 0.87178
727 | SCE | SCE-13-SW-002D | 5-13 watts Integral Spiral with Reflector CFL replacing Com CFL Base Case, Total Watts = 3.57 x Msr Watts | 5-13 watts Integral Spiral with Reflector CFL replacing Com CFL Base Case, Total Watts = 3.57 x Msr Watts | 0 | 0 | 0 | 0 | 0 | 0 | 0 | 0 | 0 | 0 | 0 | 0 | 0 | 0 | 0 | 0 | 0 | 0 | 0 | 0 | 0 | 0 | 0 | 0 | 0 | 0 | 0 | 0 | 0 | 0 | 0 | 0 | 0 | 0 | 0 | 0 | 0 | 0 | 0 | 0 | 0 | 0 | 0 | 0 | 0 | 0 | 0 | 0 | 0 | 0 | 0 | 0 | 0 | 0 | 0 | 0 | 0 | 0 | 0 | 0 | 0 | 0 | 0 | 0 | 0 | 0 | 0 | 0 | 0 | 0 | 0 | 0 | 0 | 0 | 0 | 0 | 0 | 0 | 0 | 0 | 0 | 0 | 0 | 0 | 0 | 0 | 0 | 0 | 0 | 0 | 0 | 0 | 0 | 0 | 0 | 0 | 0
728 | SCE | SCE-13-SW-002D | (1) 60in Retrofits in Low Temp Reach-in Display Cases LED replacing (1) 60in T12 Linear Fluorescent | (1) 60in Retrofits in Low Temp Reach-in Display Cases LED replacing (1) 60in T12 Linear Fluorescent | 0.56557 | 0.59137 | 9381.4089 | -122.7513 | 16370.3929 | 15656.1955 | 0.61732 | 0.64819 | 14998.144 | 14283.9467 | -7111.7352 | -6397.5379 | 11937.6525 | -129.1423 | 27464.7057 | 0.33711 | 12243.6775 | 4.3987 | -18.2058 | 7958.3907 | 2.8592 | -11.8338 | 13723.1295 | 4.8966 | -20.4057 | 13723.1295 | 4.8966 | -20.4057 | 8920.0345 | 3.1828 | -13.2637 | 195898.8407 | -291.2933 | 127334.2511 | -189.3407 | 0.99727 | -0.069228 | 1.5343 | -0.1065 | 15.9563 | -1.1076 | 24.5481 | -1.7041 | 1.0335 | 0 | 1.59 | 0 | 16.5357 | 0 | 25.4395 | 0 | 0.83624 | 0.54356 | 13.3799 | 8.6969 | 0.00044663 | 1372.2489 | 15408.4218 | 16780.6707 | 381.1278 | 151.7775 | 33.8701 | 731.0726 | 0 | 0 | 74.4009 | 0 | 0 | 0 | 4776.728 | 10631.6938 | 0 | 0 | 0 | 15408.4218 | 0 | 116606.3544 | 73661.6428 | -240.7213 | -109.5318 | 0.12736 | 1.1207 | 0.22224 | 0.20361 | 0.21254 | 0.19391 | 0.37285 | -0.09488 | -0.07625 | -0.085184 | -0.066555 | 1.1207 | 1.1207 | 1.1207 | 1.1207 | -0.24549 | 1.1207
729 | SCE | SCE-13-SW-002D | (2) 48in Reduced 28 Watt (1) Instant Start Ballast - Normal Light Output T8 Linear Fluorescent replacing (3) 48in T8 Linear Fluorescent | (2) 48in Reduced 28 Watt (1) Instant Start Ballast - Normal Light Output T8 Linear Fluorescent replacing (3) 48in T8 Linear Fluorescent | 0.95953 | 1.0004 | 442148.3062 | -5600.9925 | 454959.6023 | 436374.5953 | 1.1185 | 1.1745 | 390285.1469 | 371700.1399 | -18412.2887 | 172.7183 | 570477.0143 | -6164.6987 | 1000686.911 | 0.43625 | 588362.265 | 208.3471 | -874.8084 | 382435.4863 | 135.4256 | -568.6255 | 858865.5 | 298.6331 | -1276.479 | 815922.225 | 283.7014 | -1212.6551 | 530349.4657 | 184.4059 | -788.2258 | 8825433.975 | -13122.1253 | 5736532.2942 | -8529.3818 | 47.923 | -3.3265 | 73.7277 | -5.1176 | 739.1905 | -49.8969 | 1105.9161 | -76.7644 | 49.6633 | 0 | 76.4051 | 0 | 744.9496 | 0 | 1146.0762 | 0 | 40.1851 | 26.1203 | 602.776 | 391.8044 | 0.02105 | 64674.4554 | 400961.49 | 465635.9454 | 17962.6533 | 7153.3158 | 1596.3056 | 34455.6474 | 0 | 0 | 3506.5333 | 0 | 0 | 0 | 184231.1148 | 216730.3752 | 0 | 0 | 0 | 400961.49 | 0 | 5660212.1721 | 3584491.4841 | -11037.2893 | -5329.0689 | 0.12335 | 1.051 | 0.12692 | 0.10888 | 0.12174 | 0.1037 | 0.27917 | -0.0035741 | 0.014469 | 0.0016107 | 0.019654 | 1.051 | 1.051 | 1.051 | 1.051 | -0.15582 | 1.051
730 | SCE | SCE-13-SW-002D | (2) 48in Reduced 28 Watt (1) Instant Start Ballast T8 Linear Fluorescent replacing (3) 48in T12 Linear Fluorescent | (2) 48in Reduced 28 Watt (1) Instant Start Ballast T8 Linear Fluorescent replacing (3) 48in T12 Linear Fluorescent | 1.5971 | 1.6574 | 661444.3697 | -6727.4297 | 409930.7558 | 395017.4625 | 2.0906 | 2.1951 | 313179.1595 | 298265.8662 | 244786.1842 | 259699.4775 | 855623.5301 | -7455.6784 | 1243185.3142 | 0.52664 | 875390.5625 | 260.3299 | -1050.0528 | 569003.8865 | 169.2145 | -682.5344 | 1332948.75 | 396.6015 | -1595.5988 | 1266301.3125 | 376.7714 | -1515.8188 | 823095.8833 | 244.9014 | -985.2823 | 13130858.4375 | -15750.7922 | 8535058.2974 | -10238.0153 | 71.3019 | -3.9928 | 109.6953 | -6.1428 | 1098.6774 | -59.8924 | 1645.4294 | -92.1421 | 73.8912 | 0 | 113.6788 | 0 | 1108.3679 | 0 | 1705.1813 | 0 | 59.7891 | 38.8629 | 896.8359 | 582.9433 | 0.03149 | 96751.5963 | 321746.25 | 418497.8463 | 26871.7435 | 10701.2068 | 2388.0389 | 51544.9085 | 0 | 0 | 5245.6985 | 0 | 0 | 0 | 156648.8375 | 165097.4125 | 0 | 0 | 0 | 321746.25 | 0 | 8500803.7454 | 5389922.2779 | -13227.6997 | -6461.9394 | 0.12272 | 1.0411 | 0.076055 | 0.058105 | 0.073288 | 0.055338 | 0.23065 | 0.046664 | 0.064614 | 0.049431 | 0.067381 | 1.0411 | 1.0411 | 1.0411 | 1.0411 | -0.10793 | 1.0411
731 | SCE | SCE-13-SW-002D | Integrated Occupancy Sensor (fixture wattage >= 150 Watts) Controls | Integrated Occupancy Sensor (fixture wattage >= 150 Watts) Controls | 0.77527 | 0.80939 | 490261.0587 | -5851.3421 | 624824.8068 | 598486.1047 | 0.87579 | 0.91958 | 553112.7442 | 526774.0421 | -140415.0901 | -114076.388 | 844810.3578 | -6880.9365 | 1436415.5259 | 0.33724 | 1451994.8625 | 367.2241 | -1628.6926 | 943796.6952 | 238.6957 | -1058.6503 | 1451994.8625 | 367.2241 | -1628.6926 | 1451994.8625 | 367.2241 | -1628.6926 | 943796.6952 | 238.6957 | -1058.6503 | 11615958.9 | -13029.5412 | 7550373.5619 | -8469.2021 | 102.9607 | -6.1931 | 158.401 | -9.5279 | 823.6853 | -49.5448 | 1267.2081 | -76.2228 | 121.9293 | 0 | 187.5835 | 0 | 975.4345 | 0 | 1500.6684 | 0 | 98.9679 | 64.3291 | 791.7433 | 514.6332 | 0.02334 | 71712.0626 | 568243.275 | 639955.3376 | 19917.275 | 7931.71 | 1770.009 | 38204.9687 | 0 | 0 | 3888.0998 | 0 | 0 | 0 | 205873.825 | 362369.45 | 0 | 0 | 568243.275 | 0 | 6.9849e-11 | 8438645.0382 | 5485119.476 | -9465.5701 | -6152.6208 | 0.08938 | 0.95103 | 0.11391 | 0.10084 | 0.10911 | 0.096037 | 0.26187 | -0.024533 | -0.011459 | -0.019731 | -0.0066567 | 0.95103 | 0.95103 | 0.95103 | 0.95103 | -0.17249 | 0.95103
732 | SCE | SCE-13-SW-002D | (1) 72in Retrofits in Medium Temp Reach-in Display Cases LED replacing (1) 72in T12 Linear Fluorescent | (1) 72in Retrofits in Medium Temp Reach-in Display Cases LED replacing (1) 72in T12 Linear Fluorescent | 0.52194 | 0.54593 | 93509.4081 | -1222.7769 | 176814.4375 | 169046.032 | 0.5657 | 0.59399 | 163136.5155 | 155368.11 | -84527.8063 | -76759.4008 | 119051.8958 | -1287.8765 | 286810.0513 | 0.32177 | 121937.6344 | 43.7945 | -181.3161 | 79259.4653 | 28.4664 | -117.8555 | 137798.8084 | 49.132 | -204.9011 | 137798.8084 | 49.132 | -204.9011 | 89569.2287 | 31.9358 | -133.1857 | 1951002.1511 | -2901.0579 | 1268151.4447 | -1885.6877 | 9.932 | -0.68945 | 15.28 | -1.0607 | 158.9122 | -11.0313 | 244.4803 | -16.9712 | 10.2927 | 0 | 15.8349 | 0 | 164.6829 | 0 | 253.3583 | 0 | 8.3283 | 5.4134 | 133.2532 | 86.6146 | 0.0044518 | 13677.922 | 167599.1537 | 181277.0758 | 3798.8997 | 1512.8461 | 337.6007 | 7286.983 | 0 | 0 | 741.5925 | 0 | 0 | 0 | 48152.5 | 119446.6537 | 0 | 0 | 0 | 167599.1537 | 0 | 1163217.2089 | 734956.6606 | -2396.9702 | -1092.8497 | 0.12723 | 1.1189 | 0.24058 | 0.22197 | 0.23001 | 0.2114 | 0.39024 | -0.11335 | -0.094736 | -0.10278 | -0.084166 | 1.1189 | 1.1189 | 1.1189 | 1.1189 | -0.26301 | 1.1189
733 | SCE | SCE-13-SW-002D | (3) 48in (2) Instant Start Ballast - Reduced Light Output T8 Linear Fluorescent replacing (3) 48in T12 Linear Fluorescent | (3) 48in (2) Instant Start Ballast - Reduced Light Output T8 Linear Fluorescent replacing (3) 48in T12 Linear Fluorescent | 0.49673 | 0.51966 | 11668.8188 | -135.1274 | 23219.2613 | 22194.8601 | 0.53614 | 0.56295 | 21512.4256 | 20488.0244 | -11685.5698 | -10661.1686 | 15639.1853 | -168.0969 | 37665.9484 | 0.30621 | 14315.6506 | 5.0129 | -21.2456 | 9305.1732 | 3.2584 | -13.8096 | 40710.75 | 14.0846 | -60.4095 | 38675.2125 | 13.3804 | -57.389 | 25138.889 | 8.6972 | -37.3029 | 214734.7589 | -318.6837 | 139577.5984 | -207.1444 | 1.166 | -0.080786 | 1.7939 | -0.12429 | 17.781 | -1.2118 | 26.9084 | -1.8643 | 1.2084 | 0 | 1.859 | 0 | 18.1256 | 0 | 27.8856 | 0 | 0.97776 | 0.63554 | 14.6664 | 9.5331 | 0.00055553 | 1706.8357 | 22100.9031 | 23807.7388 | 474.0558 | 188.7845 | 42.1284 | 909.3255 | 0 | 0 | 92.5416 | 0 | 0 | 0 | 10265.2375 | 11835.6656 | 0 | 0 | 0 | 22100.9031 | 0 | 158636.6993 | 101907.1367 | -261.2911 | -151.2315 | 0.1145 | 0.89351 | 0.22785 | 0.2111 | 0.21779 | 0.20105 | 0.36961 | -0.11334 | -0.096594 | -0.10329 | -0.086542 | 0.89351 | 0.89351 | 0.89351 | 0.89351 | -0.25511 | 0.89351
734 | SCE | SCE-13-SW-002D | (1) 36in (1) Instant Start Ballast - Reduced Light Output T8 Linear Flourescent replacing (1) 36in T12 Linear Fluorescent | (1) 36in (1) Instant Start Ballast - Reduced Light Output T8 Linear Flourescent replacing (1) 36in T12 Linear Fluorescent | 0.65832 | 0.68788 | 1821.4685 | -23.107 | 2731.7443 | 2614.3485 | 0.72947 | 0.76594 | 2465.3123 | 2347.9164 | -933.3829 | -815.9871 | 2346.7687 | -25.4144 | 4935.7027 | 0.36436 | 2433.63 | 0.86484 | -3.6272 | 1581.8596 | 0.56215 | -2.3577 | 3699.793 | 1.2897 | -5.5106 | 3514.8033 | 1.2252 | -5.2351 | 2284.6222 | 0.7964 | -3.4028 | 36504.4501 | -54.4077 | 23727.8934 | -35.365 | 0.19822 | -0.013792 | 0.30496 | -0.021219 | 3.0726 | -0.20689 | 4.5744 | -0.31828 | 0.20542 | 0 | 0.31603 | 0 | 3.0813 | 0 | 4.7405 | 0 | 0.16622 | 0.10804 | 2.4932 | 1.6206 | 8.6716e-05 | 266.4321 | 2532.7515 | 2799.1835 | 73.9987 | 29.4687 | 6.5761 | 141.943 | 0 | 0 | 14.4455 | 0 | 0 | 0 | 1441.7034 | 1091.0481 | 0 | 0 | 0 | 2532.7515 | 0 | 23286.7585 | 14724.2074 | -43.5788 | -21.9425 | 0.12371 | 1.0531 | 0.18553 | 0.16743 | 0.17755 | 0.15946 | 0.33521 | -0.061822 | -0.043727 | -0.053849 | -0.035754 | 1.0531 | 1.0531 | 1.0531 | 1.0531 | -0.2115 | 1.0531
735 | SCE | SCE-13-SW-002D | (1) 60in Retrofits in Medium Temp Reach-in Display Cases LED replacing (1) 60in T12 Linear Fluorescent | (1) 60in Retrofits in Medium Temp Reach-in Display Cases LED replacing (1) 60in T12 Linear Fluorescent | 0.55903 | 0.58456 | 91033.2813 | -1191.1586 | 160710.2002 | 153691.4159 | 0.60954 | 0.64001 | 147394.4692 | 140375.685 | -70868.0775 | -63849.2932 | 115835.5148 | -1253.1192 | 268273.8115 | 0.33489 | 118811.5471 | 42.6853 | -176.668 | 77227.5084 | 27.7455 | -114.8342 | 133123.5563 | 47.5016 | -197.9495 | 133123.5563 | 47.5016 | -197.9495 | 86530.3148 | 30.876 | -128.6672 | 1900984.7529 | -2826.6887 | 1235640.1347 | -1837.3477 | 9.6774 | -0.67178 | 14.8883 | -1.0335 | 154.8382 | -10.7485 | 238.2126 | -16.5361 | 10.0288 | 0 | 15.4289 | 0 | 160.461 | 0 | 246.863 | 0 | 8.1148 | 5.2746 | 129.837 | 84.3941 | 0.0043339 | 13315.731 | 151426.48 | 164742.211 | 3698.3049 | 1472.7859 | 328.6611 | 7094.0239 | 0 | 0 | 721.9551 | 0 | 0 | 0 | 48152.5 | 103273.98 | 0 | 0 | 0 | 151426.48 | 0 | 1131462.3405 | 714752.9737 | -2335.9584 | -1062.8093 | 0.12736 | 1.1208 | 0.22485 | 0.20622 | 0.21503 | 0.1964 | 0.37534 | -0.097484 | -0.078854 | -0.087664 | -0.069034 | 1.1208 | 1.1208 | 1.1208 | 1.1208 | -0.24797 | 1.1208
736 | SCE | SCE-13-SW-002D | Up to 192 Watt Interior Fixture T5 Linear Flourescent replacing 176 - 399 Watt lamp base case | Up to 192 Watt Interior Fixture T5 Linear Flourescent replacing 176 - 399 Watt lamp base case | 0.85639 | 0.89354 | 29123.9729 | -368.2305 | 33577.8875 | 32181.8003 | 0.98083 | 1.0299 | 29317.8303 | 27921.7431 | -4822.1452 | -3426.058 | 37663.9299 | -408.0025 | 69437.7277 | 0.41412 | 38565.775 | 14.3494 | -57.4766 | 25067.7547 | 9.3271 | -37.3598 | 55550.475 | 20.3554 | -82.8661 | 55550.475 | 20.3554 | -82.8661 | 36107.8101 | 13.231 | -53.863 | 578486.625 | -862.1486 | 376016.32 | -560.3966 | 3.1412 | -0.21855 | 4.8327 | -0.33624 | 47.1186 | -3.2783 | 72.4902 | -5.0436 | 3.2553 | 0 | 5.0082 | 0 | 48.8297 | 0 | 75.1226 | 0 | 2.634 | 1.7121 | 39.5106 | 25.6819 | 0.0013865 | 4260.0572 | 30119.8265 | 34379.8837 | 1183.1863 | 471.1835 | 105.1474 | 2269.5673 | 0 | 0 | 230.9727 | 0 | 0 | 0 | 10677.598 | 19442.2285 | 0 | 0 | 0 | 30119.8265 | 0 | 374148.0247 | 237198.6427 | -724.0785 | -353.5922 | 0.12278 | 1.0414 | 0.14156 | 0.1236 | 0.13567 | 0.11771 | 0.29274 | -0.018777 | -0.00081728 | -0.012891 | 0.0050685 | 1.0414 | 1.0414 | 1.0414 | 1.0414 | -0.16996 | 1.0414
737 | SCE | SCE-13-SW-002D | (2) 48in Reduced 28 Watt (1) Instant Start Ballast T8 Linear Fluorescent replacing (4) 48in T12 Linear Fluorescent | (2) 48in Reduced 28 Watt (1) Instant Start Ballast T8 Linear Fluorescent replacing (4) 48in T12 Linear Fluorescent | 2.1976 | 2.2706 | 2089499.4662 | -21092.1031 | 941199.7618 | 910934.907 | 3.2545 | 3.4172 | 635561.9515 | 605297.0967 | 1127207.6013 | 1157472.4561 | 2703692.8393 | -23506.6164 | 3591121.1298 | 0.57598 | 2767315.4133 | 824.2727 | -3311.4299 | 1798755.0846 | 535.7773 | -2152.4295 | 4570110 | 1365.78 | -5476.2525 | 4341604.5 | 1297.491 | -5202.4399 | 2822043.0285 | 843.3692 | -3381.586 | 41509731.1995 | -49671.4486 | 26981326.2693 | -32286.4428 | 225.4022 | -12.5917 | 346.7726 | -19.3719 | 3488.2561 | -188.8757 | 5201.5892 | -290.578 | 233.5874 | 0 | 359.3653 | 0 | 3503.8114 | 0 | 5390.479 | 0 | 189.0073 | 122.8547 | 2835.1091 | 1842.821 | 0.099476 | 305637.8103 | 652947.9 | 958585.7103 | 84887.7038 | 33805.0588 | 7543.8031 | 162830.1091 | 0 | 0 | 16571.1355 | 0 | 0 | 0 | 319382.4 | 333565.5 | 0 | 0 | 0 | 652947.9 | 0 | 26894595.0719 | 17036120.0862 | -39880.7728 | -20391.8939 | 0.12265 | 1.0343 | 0.055247 | 0.037307 | 0.053471 | 0.03553 | 0.21079 | 0.067404 | 0.085344 | 0.06918 | 0.087121 | 1.0343 | 1.0343 | 1.0343 | 1.0343 | -0.088143 | 1.0343
738 | SCE | SCE-13-SW-002D | (1) 48in Medium Temp Reach-in Display Cases Canopy LED replacing (2) 48in T12 Linear Fluorescent | (1) 48in Medium Temp Reach-in Display Cases Canopy LED replacing (2) 48in T12 Linear Fluorescent | 0.49237 | 0.5151 | 3153.4124 | -41.2458 | 6320.841 | 6041.8133 | 0.53112 | 0.55768 | 5859.5812 | 5580.5535 | -3208.6744 | -2929.6467 | 4013.9207 | -43.4222 | 10012.3119 | 0.31083 | 4113.4792 | 1.4776 | -6.1166 | 2673.7615 | 0.96041 | -3.9758 | 4633.1734 | 1.6524 | -6.8893 | 4633.1734 | 1.6524 | -6.8893 | 3011.5628 | 1.0741 | -4.4781 | 65815.6664 | -97.8651 | 42780.1848 | -63.6123 | 0.33505 | -0.023258 | 0.51546 | -0.035782 | 5.3608 | -0.37213 | 8.2474 | -0.57251 | 0.34722 | 0 | 0.53418 | 0 | 5.5555 | 0 | 8.5469 | 0 | 0.28095 | 0.18262 | 4.4952 | 2.9219 | 0.00015013 | 461.2598 | 6019.8715 | 6481.1312 | 128.1101 | 51.0176 | 11.3849 | 245.7385 | 0 | 0 | 25.0087 | 0 | 0 | 0 | 1723.4218 | 4296.4497 | 0 | 0 | 0 | 6019.8715 | 0 | 39214.2876 | 24774.9183 | -80.8659 | -36.8393 | 0.12728 | 1.1196 | 0.25513 | 0.23651 | 0.24387 | 0.22525 | 0.40413 | -0.12785 | -0.10923 | -0.11659 | -0.097968 | 1.1196 | 1.1196 | 1.1196 | 1.1196 | -0.27685 | 1.1196
739 | SCE | SCE-13-SW-002D | > 15 to 21 Watt PAR30 LED replacing PAR30 Basecase, Total Watts = 3.42 x Msr Watts | > 15 to 21 Watt PAR30 LED replacing PAR30 Basecase, Total Watts = 3.42 x Msr Watts | 0.60174 | 0.62902 | 113017.4392 | -1471.9051 | 185371.2095 | 177331.2197 | 0.66066 | 0.69369 | 168839.785 | 160799.7952 | -73825.6753 | -65785.6856 | 147822.651 | -1608.7739 | 323545.0968 | 0.34476 | 187138.125 | 61.7227 | -280.0506 | 121639.7857 | 40.1198 | -182.0329 | 187138.125 | 61.7227 | -280.0506 | 187138.125 | 61.7227 | -280.0506 | 121639.7857 | 40.1198 | -182.0329 | 2245657.5 | -3360.6067 | 1459677.4285 | -2184.3945 | 15.2047 | -1.0649 | 23.3918 | -1.6383 | 182.4562 | -12.7787 | 280.7018 | -19.6595 | 15.4122 | 0 | 23.7111 | 0 | 184.9469 | 0 | 284.5337 | 0 | 12.6583 | 8.2279 | 151.8994 | 98.7346 | 0.0053805 | 16531.4245 | 173458.4375 | 189989.862 | 4591.4302 | 1828.4576 | 408.0314 | 8807.2011 | 0 | 0 | 896.3043 | 0 | 0 | 0 | 42899.5 | 130558.9375 | 0 | 0 | 173458.4375 | 2.1888e-06 | 0 | 1433264.4706 | 931621.9401 | -2144.8677 | -1394.1641 | 0.12131 | 1.0558 | 0.19898 | 0.18123 | 0.19035 | 0.1726 | 0.34729 | -0.077664 | -0.05992 | -0.069034 | -0.051289 | 1.0558 | 1.0558 | 1.0558 | 1.0558 | -0.22598 | 1.0558
740 | SCE | SCE-13-SW-002D | (2) 48in Reduced 28 Watt (1) Instant Start Ballast - Normal Light Output w/ Reflectors T8 Linear Fluorescent replacing (4) 48in T8 Linear Fluorescent | (2) 48in Reduced 28 Watt (1) Instant Start Ballast - Normal Light Output w/ Reflectors T8 Linear Fluorescent replacing (4) 48in T8 Linear Fluorescent | 1.1002 | 1.1459 | 572488.7754 | -7302.0396 | 513690.0214 | 493216.2002 | 1.3145 | 1.3803 | 429950.2461 | 409476.4249 | 51496.7145 | 71970.5357 | 736134.8756 | -7959.1898 | 1221391.8859 | 0.46274 | 767266.3125 | 272.5979 | -1141.5426 | 498723.1214 | 177.1886 | -742.0027 | 1057166.25 | 369.6799 | -1569.3338 | 1004307.9375 | 351.1959 | -1490.8671 | 652800.1833 | 228.2773 | -969.0636 | 11508994.6875 | -17123.1384 | 7480846.8213 | -11130.0404 | 62.4951 | -4.3407 | 96.1462 | -6.678 | 965.237 | -65.1107 | 1442.1934 | -100.1704 | 64.7645 | 0 | 99.6377 | 0 | 971.4673 | 0 | 1494.5651 | 0 | 52.4042 | 34.0627 | 786.0628 | 510.9408 | 0.027255 | 83739.7753 | 441711.6375 | 525451.4128 | 23257.8464 | 9262.0348 | 2066.879 | 44612.7942 | 0 | 0 | 4540.2209 | 0 | 0 | 0 | 164572.5503 | 277139.0872 | 0 | 0 | 0 | 441711.6375 | 0 | 7290847.352 | 4609670.7933 | -14433.9479 | -6854.6605 | 0.12419 | 1.0653 | 0.11144 | 0.093271 | 0.107 | 0.08883 | 0.26496 | 0.012756 | 0.030922 | 0.017197 | 0.035363 | 1.0653 | 1.0653 | 1.0653 | 1.0653 | -0.14077 | 1.0653
741 | SCE | SCE-13-SW-002D | (2) 24in F17 (1) Premium Instant Start Ballast - High Light Output T8 Linear Fluorescent replacing (2) T12 U-Tube Fluorescent | (2) 24in F17 (1) Premium Instant Start Ballast - High Light Output T8 Linear Fluorescent replacing (2) T12 U-Tube Fluorescent | 0.67112 | 0.70119 | 30296.646 | -376.3721 | 44582.4344 | 42670.4894 | 0.7452 | 0.78246 | 40150.8465 | 38238.9015 | -14662.1606 | -12750.2155 | 39461.8715 | -425.2194 | 81707.1414 | 0.36619 | 39506.9375 | 13.973 | -58.6366 | 25679.5103 | 9.0824 | -38.1138 | 66975.75 | 23.3758 | -99.1504 | 63626.9625 | 22.2071 | -94.1929 | 41357.5271 | 14.4346 | -61.2254 | 592604.0625 | -879.5492 | 385192.6548 | -571.707 | 3.2179 | -0.22297 | 4.9506 | -0.34302 | 49.4452 | -3.3445 | 74.2593 | -5.1454 | 3.3348 | 0 | 5.1304 | 0 | 50.0214 | 0 | 76.9559 | 0 | 2.6983 | 1.7539 | 40.4748 | 26.3086 | 0.0014424 | 4431.5879 | 41249.1825 | 45680.7704 | 1230.8272 | 490.1556 | 109.3812 | 2360.9512 | 0 | 0 | 240.2728 | 0 | 0 | 0 | 16089.5012 | 25159.6813 | 0 | 0 | 0 | 41249.1825 | 0 | 393461.692 | 250276.3332 | -735.3885 | -371.1993 | 0.12105 | 1.0139 | 0.17813 | 0.16043 | 0.17049 | 0.15279 | 0.32647 | -0.05708 | -0.039373 | -0.049441 | -0.031734 | 1.0139 | 1.0139 | 1.0139 | 1.0139 | -0.20541 | 1.0139
742 | SCE | SCE-13-SW-002D | > 17 to 25 Watt PAR38 LED replacing PAR38 Basecase, Total Watts = 3.81 x Msr Watts | > 17 to 25 Watt PAR38 LED replacing PAR38 Basecase, Total Watts = 3.81 x Msr Watts | 0.75022 | 0.78338 | 416380.0393 | -5411.365 | 547794.4481 | 524609.2481 | 0.84407 | 0.88627 | 486889.2 | 463704 | -136825.7739 | -113640.5739 | 544609.7669 | -5914.5546 | 1063304.4605 | 0.3865 | 689456.25 | 227.0609 | -1029.588 | 448146.5789 | 147.5896 | -669.2322 | 689456.25 | 227.0609 | -1029.588 | 689456.25 | 227.0609 | -1029.588 | 448146.5789 | 147.5896 | -669.2322 | 8273475 | -12355.056 | 5377758.9473 | -8030.7867 | 56.0172 | -3.915 | 86.1804 | -6.0231 | 672.2069 | -46.9801 | 1034.1645 | -72.2771 | 56.7819 | 0 | 87.3568 | 0 | 681.3833 | 0 | 1048.282 | 0 | 46.6358 | 30.3133 | 559.6294 | 363.7591 | 0.019823 | 60905.2481 | 500208.17 | 561113.4181 | 16915.7954 | 6736.4227 | 1503.2734 | 32447.5829 | 0 | 0 | 3302.1736 | 0 | 0 | 0 | 134918.9275 | 365289.2425 | 0 | 0 | 500208.17 | 6.1284e-06 | 0 | 5280448.0497 | 3432291.3582 | -7885.4691 | -5125.5551 | 0.12131 | 1.0558 | 0.1596 | 0.14186 | 0.15285 | 0.1351 | 0.30979 | -0.038288 | -0.020543 | -0.031533 | -0.013788 | 1.0558 | 1.0558 | 1.0558 | 1.0558 | -0.18848 | 1.0558
743 | SCE | SCE-13-SW-002D | (1) 72in Retrofits in Low Temp Reach-in Display Cases LED replacing (1) 72in T12 Linear Fluorescent | (1) 72in Retrofits in Low Temp Reach-in Display Cases LED replacing (1) 72in T12 Linear Fluorescent | 0.53765 | 0.5623 | 9719.8988 | -127.0982 | 17841.936 | 17060.0229 | 0.58421 | 0.61342 | 16420.1751 | 15638.262 | -8249.1353 | -7467.2222 | 12375.2846 | -133.8729 | 29301.4346 | 0.32738 | 12674.3195 | 4.5519 | -18.8462 | 8238.308 | 2.9588 | -12.25 | 14329.2861 | 5.1089 | -21.3071 | 14329.2861 | 5.1089 | -21.3071 | 9314.0363 | 3.3208 | -13.8496 | 202789.1127 | -301.5389 | 131812.9281 | -196.0003 | 1.0323 | -0.071663 | 1.5882 | -0.11025 | 16.5175 | -1.1466 | 25.4115 | -1.764 | 1.0698 | 0 | 1.6459 | 0 | 17.1173 | 0 | 26.3343 | 0 | 0.86565 | 0.56268 | 13.8505 | 9.0028 | 0.00046274 | 1421.7609 | 16869.3529 | 18291.1138 | 394.8792 | 157.2538 | 35.0921 | 757.4504 | 0 | 0 | 77.0853 | 0 | 0 | 0 | 4815.25 | 12054.1029 | 0 | 0 | 0 | 16869.3529 | 0 | 120916.6896 | 76399.6864 | -249.1411 | -113.6032 | 0.12722 | 1.1188 | 0.23353 | 0.21492 | 0.2233 | 0.20469 | 0.38353 | -0.10631 | -0.0877 | -0.096075 | -0.077466 | 1.1188 | 1.1188 | 1.1188 | 1.1188 | -0.2563 | 1.1188
744 | SCE | SCE-13-SW-002D | (1) 48in Medium Temp Reach-in Display Cases Canopy LED replacing (1) 48in T12 Linear Fluorescent | (1) 48in Medium Temp Reach-in Display Cases Canopy LED replacing (1) 48in T12 Linear Fluorescent | 0.47075 | 0.49257 | 3003.6866 | -39.2836 | 6297.1437 | 6018.2016 | 0.50606 | 0.53137 | 5857.7848 | 5578.8427 | -3332.7407 | -3053.7986 | 3823.6724 | -41.364 | 9800.51 | 0.30247 | 3917.6297 | 1.4071 | -5.8254 | 2546.4594 | 0.91463 | -3.7865 | 4418.5689 | 1.5757 | -6.5702 | 4418.5689 | 1.5757 | -6.5702 | 2872.0699 | 1.0242 | -4.2706 | 62682.0747 | -93.2058 | 40743.35 | -60.5838 | 0.3191 | -0.022151 | 0.49092 | -0.034078 | 5.1056 | -0.35442 | 7.8547 | -0.54525 | 0.33068 | 0 | 0.50875 | 0 | 5.291 | 0 | 8.1399 | 0 | 0.26757 | 0.17392 | 4.2812 | 2.7828 | 0.000143 | 439.3589 | 6018.0259 | 6457.3848 | 122.0273 | 48.5953 | 10.8443 | 234.0707 | 0 | 0 | 23.8213 | 0 | 0 | 0 | 1722.4447 | 4295.5812 | 0 | 0 | 0 | 6018.0259 | 0 | 37357.3665 | 23602.4814 | -77.0137 | -35.096 | 0.12726 | 1.1193 | 0.2668 | 0.24819 | 0.25498 | 0.23637 | 0.41523 | -0.13954 | -0.12092 | -0.12772 | -0.10911 | 1.1193 | 1.1193 | 1.1193 | 1.1193 | -0.28797 | 1.1193
745 | SCE | SCE-13-SW-002D | (2) 48in (2) Premium Instant Start Ballast - Reduced Light Output w/ Reflector T8 Linear Flourescent replacing (4) 48in T8 Linear Fluorescent | (2) 48in (2) Premium Instant Start Ballast - Reduced Light Output w/ Reflector T8 Linear Flourescent replacing (4) 48in T8 Linear Fluorescent | 1.3103 | 1.3626 | 1962195.4975 | -25063.9971 | 1478375.7377 | 1421644.3525 | 1.626 | 1.7073 | 1191359.0885 | 1134627.7033 | 458755.7628 | 515487.148 | 2520737.6214 | -27261.7075 | 3915120.2664 | 0.49478 | 2634904.8 | 936.1897 | -3919.0882 | 1712688.1828 | 608.5233 | -2547.4074 | 3572040 | 1250.214 | -5316.036 | 3393438 | 1187.7033 | -5050.2342 | 2205734.7809 | 772.0072 | -3282.6524 | 39523572 | -58786.323 | 25690322.7423 | -38211.1114 | 214.6172 | -14.9023 | 330.1802 | -22.9267 | 3315.9548 | -223.535 | 4952.7033 | -343.9 | 222.4107 | 0 | 342.1703 | 0 | 3336.1609 | 0 | 5132.5551 | 0 | 179.9636 | 116.9764 | 2699.4547 | 1754.6456 | 0.093416 | 287016.6492 | 1223949 | 1510965.6492 | 79715.8711 | 31745.466 | 7084.1925 | 152909.5901 | 0 | 0 | 15561.5295 | 0 | 0 | 0 | 473470.4 | 750478.6 | 0 | 0 | 0 | 1223949 | 0 | 24953743.3881 | 15770088.9356 | -49577.243 | -23459.187 | 0.12443 | 1.0684 | 0.093746 | 0.075545 | 0.090148 | 0.071948 | 0.24826 | 0.03068 | 0.04888 | 0.034277 | 0.052477 | 1.0684 | 1.0684 | 1.0684 | 1.0684 | -0.12384 | 1.0684
746 | SCE | SCE-13-SW-002D | (4) 48in (1) Instant Start Ballast - Reduced Light Output T8 Linear Fluorescent replacing (4) 48in T12 Linear Fluorescent | (4) 48in (1) Instant Start Ballast - Reduced Light Output T8 Linear Fluorescent replacing (4) 48in T12 Linear Fluorescent | 0.78001 | 0.81431 | 495837.3205 | -5629.3807 | 628461.2074 | 601988.1842 | 0.88177 | 0.92586 | 555933.4871 | 529460.4639 | -138253.2676 | -111780.2444 | 671403.9843 | -7245.7782 | 1266146.3903 | 0.38717 | 593864.9524 | 208.562 | -885.5143 | 386012.2332 | 135.5653 | -575.5843 | 1922598 | 670.2828 | -2868.138 | 1826468.1 | 636.7687 | -2724.7311 | 1187204.3085 | 413.8996 | -1771.0753 | 8907974.2853 | -13282.7147 | 5790183.4978 | -8633.7649 | 48.3712 | -3.3672 | 74.4173 | -5.1803 | 734.0026 | -50.5075 | 1116.2593 | -77.7039 | 50.1278 | 0 | 77.1197 | 0 | 751.9168 | 0 | 1156.795 | 0 | 40.5609 | 26.3646 | 608.4135 | 395.4688 | 0.023606 | 72527.7203 | 571141.18 | 643668.9003 | 20143.8154 | 8021.9258 | 1790.1412 | 38639.5145 | 0 | 0 | 3932.3233 | 0 | 0 | 0 | 262755.06 | 308386.12 | 0 | 0 | 0 | 571141.18 | 0 | 6847992.5924 | 4416163.1007 | -10965.7423 | -6586.0432 | 0.11228 | 0.85474 | 0.14231 | 0.12589 | 0.13631 | 0.11989 | 0.28671 | -0.030031 | -0.013608 | -0.024037 | -0.0076137 | 0.85474 | 0.85474 | 0.85474 | 0.85474 | -0.17443 | 0.85474
747 | SCE | SCE-13-SW-002D | Main Cooler Door Auto Closer | Main Cooler Door Auto Closer | 3.2221 | 3.3053 | 1024351.768 | -363.2909 | 317801.5212 | 309803.1264 | 6.0964 | 6.4012 | 167966.2921 | 159967.8972 | 706186.9559 | 714185.3507 | 1755966.1986 | -427.2151 | 2065342.11 | 0.4958 | 3018019.2225 | 854.4924 | -101.1202 | 1961712.5666 | 555.4201 | -65.7282 | 3018019.2225 | 854.4924 | -101.1202 | 3018019.2225 | 854.4924 | -101.1202 | 1961712.5666 | 555.4201 | -65.7282 | 24144153.78 | -808.962 | 15693700.5326 | -525.8253 | 216.8488 | -0.38451 | 333.6136 | -0.59155 | 1734.7907 | -3.0761 | 2668.9087 | -4.7324 | 239.3755 | 0 | 368.27 | 0 | 1915.0038 | 0 | 2946.1596 | 0 | 201.3426 | 130.8727 | 1610.7406 | 1046.9814 | 0.048767 | 149835.2292 | 172561.05 | 322396.2792 | 41615.1671 | 16572.52 | 3698.258 | 79825.4859 | 0 | 0 | 8123.7982 | 0 | 0 | 0 | 61131.7875 | 111429.2625 | 0 | 0 | 172561.05 | 0 | 3.4925e-11 | 17540002.0999 | 11401001.7831 | -587.6866 | -381.9963 | 0.089848 | 0.95103 | 0.027875 | 0.014733 | 0.027173 | 0.014031 | 0.18115 | 0.061973 | 0.075115 | 0.062674 | 0.075816 | 0.95103 | 0.95103 | 0.95103 | 0.95103 | -0.091307 | 0.95103
748 | SCE | SCE-13-SW-002D | Main Freezer Door Auto Closer | Main Freezer Door Auto Closer | 4.3194 | 4.3964 | 1145837.4284 | -200.4233 | 265232.8588 | 260583.9287 | 11.7348 | 12.3215 | 97627.5311 | 92978.6011 | 880404.1463 | 885053.0764 | 1964706.372 | -235.6896 | 2225054.6111 | 0.51488 | 3376785.7273 | 414.9873 | -55.7869 | 2194910.8033 | 269.7417 | -36.2615 | 3376785.7273 | 414.9873 | -55.7869 | 3376785.7273 | 414.9873 | -55.7869 | 2194910.8033 | 269.7417 | -36.2615 | 27014285.8188 | -446.2949 | 17559286.4263 | -290.0917 | 242.6267 | -0.21213 | 373.2718 | -0.32635 | 1941.0137 | -1.697 | 2986.1748 | -2.6108 | 267.8312 | 0 | 412.048 | 0 | 2142.6496 | 0 | 3296.3838 | 0 | 225.2771 | 146.4301 | 1802.2171 | 1171.4412 | 0.054551 | 167605.3276 | 100298.1555 | 267903.4831 | 46550.626 | 18537.9811 | 4136.8625 | 89292.5969 | 0 | 0 | 9087.2611 | 0 | 0 | 0 | 35733.5325 | 64564.623 | 0 | 0 | 100298.1555 | 0 | 0 | 19625066.768 | 12756293.8671 | -324.2198 | -210.7429 | 0.089825 | 0.95103 | 0.020792 | 0.0076533 | 0.020428 | 0.0072888 | 0.17443 | 0.069033 | 0.082172 | 0.069397 | 0.082536 | 0.95103 | 0.95103 | 0.95103 | 0.95103 | -0.084603 | 0.95103
749 | SCE | SCE-13-SW-002D | 2 Watt to < 3 Watt Candelabra LED replacing Candelabra Basecase, Total Watts = 7.35 x Msr Watts | 2 Watt to < 3 Watt Candelabra LED replacing Candelabra Basecase, Total Watts = 7.35 x Msr Watts | 0.73867 | 0.77138 | 177853.7596 | -2319.1564 | 237634.8738 | 227557.7484 | 0.82948 | 0.87096 | 211619.6321 | 201542.5067 | -62100.2706 | -52023.1452 | 232626.1719 | -2534.8091 | 457649.1112 | 0.38356 | 294496.3125 | 97.2133 | -441.252 | 191422.6101 | 63.1887 | -286.8138 | 294496.3125 | 97.2133 | -441.252 | 294496.3125 | 97.2133 | -441.252 | 191422.6101 | 63.1887 | -286.8138 | 3533955.75 | -5295.024 | 2297071.3218 | -3441.7657 | 23.9274 | -1.6779 | 36.8113 | -2.5813 | 287.1284 | -20.1343 | 441.736 | -30.9759 | 24.254 | 0 | 37.3138 | 0 | 291.048 | 0 | 447.7662 | 0 | 19.9201 | 12.9481 | 239.0417 | 155.3771 | 0.0084672 | 26015.2417 | 217408.5375 | 243423.7792 | 7225.4612 | 2877.4149 | 642.1125 | 13859.7533 | 0 | 0 | 1410.4999 | 0 | 0 | 0 | 104140.725 | 113267.8125 | 0 | 0 | 217408.5375 | 0 | 1.9699e-06 | 2255505.6669 | 1466078.7373 | -3379.4868 | -2196.6665 | 0.12131 | 1.0558 | 0.16209 | 0.14434 | 0.15522 | 0.13747 | 0.31216 | -0.040776 | -0.023031 | -0.033903 | -0.016158 | 1.0558 | 1.0558 | 1.0558 | 1.0558 | -0.19085 | 1.0558
750 | SCE | SCE-13-SW-002D | >= 4 Watt Candelabra LED replacing Candelabra Basecase, Total Watts = 7.35 x Msr Watts | >= 4 Watt Candelabra LED replacing Candelabra Basecase, Total Watts = 7.35 x Msr Watts | 1.0884 | 1.1336 | 276476.3461 | -3604.3556 | 250718.5204 | 240705.3092 | 1.2977 | 1.3626 | 210277.4357 | 200264.2245 | 22153.47 | 32166.6813 | 361620.8852 | -3939.5158 | 598386.6786 | 0.45601 | 457798.95 | 150.7611 | -685.7791 | 297569.3284 | 97.9947 | -445.7565 | 457798.95 | 150.7611 | -685.7791 | 457798.95 | 150.7611 | -685.7791 | 297569.3284 | 97.9947 | -445.7565 | 5493587.4 | -8229.3498 | 3570831.941 | -5349.0776 | 37.1955 | -2.6077 | 57.2238 | -4.0118 | 446.3454 | -31.2921 | 686.6852 | -48.1417 | 37.7032 | 0 | 58.0049 | 0 | 452.4385 | 0 | 696.0593 | 0 | 30.9662 | 20.128 | 371.5939 | 241.5361 | 0.013162 | 40441.0848 | 216029.625 | 256470.7098 | 11232.0881 | 4472.9847 | 998.1736 | 21545.1951 | 0 | 0 | 2192.6433 | 0 | 0 | 0 | 104858.635 | 111170.99 | 0 | 0 | 216029.625 | 0 | 0 | 3506217.505 | 2279041.4618 | -5252.2857 | -3413.9858 | 0.12131 | 1.0558 | 0.11001 | 0.092266 | 0.10562 | 0.087872 | 0.26256 | 0.011302 | 0.029047 | 0.015696 | 0.03344 | 1.0558 | 1.0558 | 1.0558 | 1.0558 | -0.14125 | 1.0558
751 | SCE | SCE-13-SW-002D | 3 Watt to < 4 Watt Candelabra LED replacing Candelabra Basecase, Total Watts = 7.35 x Msr Watts | 3 Watt to < 4 Watt Candelabra LED replacing Candelabra Basecase, Total Watts = 7.35 x Msr Watts | 0.93401 | 0.97397 | 316918.9824 | -4112.9411 | 334907.6802 | 321167.1601 | 1.0841 | 1.1383 | 288550.9209 | 274810.4008 | -22101.6389 | -8361.1188 | 414518.3651 | -4495.3934 | 731190.1318 | 0.4278 | 524765.2446 | 173.4541 | -782.5447 | 341097.4215 | 112.7451 | -508.654 | 524765.2446 | 173.4541 | -782.5447 | 524765.2446 | 173.4541 | -782.5447 | 341097.4215 | 112.7451 | -508.654 | 6297182.9352 | -9390.536 | 4093169.058 | -6103.8486 | 42.6364 | -2.9756 | 65.5944 | -4.5779 | 511.6363 | -35.7075 | 787.1327 | -54.9346 | 43.2184 | 0 | 66.4898 | 0 | 518.6207 | 0 | 797.878 | 0 | 35.4959 | 23.0723 | 425.9502 | 276.8677 | 0.015088 | 46356.7593 | 296444.3 | 342801.0593 | 12875.1048 | 5127.2877 | 1144.1852 | 24696.801 | 0 | 0 | 2513.3806 | 0 | 0 | 0 | 145420.55 | 151023.75 | 0 | 0 | 296444.3 | 0 | 2.6265e-06 | 4019102.898 | 2612416.9795 | -5993.3991 | -3895.7095 | 0.12131 | 1.0558 | 0.1282 | 0.11045 | 0.12294 | 0.10519 | 0.27989 | -0.0068858 | 0.010859 | -0.0016261 | 0.016119 | 1.0558 | 1.0558 | 1.0558 | 1.0558 | -0.15858 | 1.0558
752 | SCE | SCE-13-SW-002D | 1 Watt to < 2 Watt Candelabra LED replacing Candelabra Basecase, Total Watts = 7.35 x Msr Watts | 1 Watt to < 2 Watt Candelabra LED replacing Candelabra Basecase, Total Watts = 7.35 x Msr Watts | 0.51031 | 0.53381 | 15782.7863 | -205.6871 | 30524.5499 | 29180.9332 | 0.55207 | 0.57967 | 28215.9509 | 26872.3342 | -14947.4507 | -13603.834 | 20643.3035 | -224.8134 | 49599.4233 | 0.31406 | 26133.675 | 8.6412 | -39.1349 | 16986.8894 | 5.6168 | -25.4377 | 26133.675 | 8.6412 | -39.1349 | 26133.675 | 8.6412 | -39.1349 | 16986.8894 | 5.6168 | -25.4377 | 313604.1 | -469.6182 | 203842.6725 | -305.2518 | 2.1233 | -0.14881 | 3.2666 | -0.22894 | 25.4798 | -1.7857 | 39.1998 | -2.7473 | 2.1523 | 0 | 3.3112 | 0 | 25.8277 | 0 | 39.7349 | 0 | 1.7677 | 1.149 | 21.2126 | 13.7882 | 0.00075138 | 2308.5989 | 28987.805 | 31296.4039 | 641.1892 | 255.3425 | 56.9812 | 1229.9179 | 0 | 0 | 125.1681 | 0 | 0 | 0 | 13885.43 | 15102.375 | 0 | 0 | 28987.805 | 0 | 2.6265e-07 | 200154.1261 | 130100.1867 | -299.7283 | -194.8234 | 0.12131 | 1.0558 | 0.23462 | 0.21688 | 0.2243 | 0.20655 | 0.38124 | -0.11331 | -0.095566 | -0.10298 | -0.085239 | 1.0558 | 1.0558 | 1.0558 | 1.0558 | -0.25993 | 1.0558
753 | SCE | SCE-13-SW-002D | Plug Load Occupancy Sensor Control | Plug Load Occupancy Sensor Control | 0.66618 | 0.69604 | 831819.941 | -13136.079 | 1228921.0935 | 1176194.9929 | 0.73939 | 0.77636 | 1107248.1142 | 1054522.0135 | -410237.2315 | -357511.1308 | 1433646.9594 | -15447.486 | 2594394.4662 | 0.31556 | 2464041.7823 | 321.4442 | -3656.3638 | 1601627.2172 | 208.9387 | -2376.6365 | 2464041.7823 | 321.4442 | -3656.3638 | 2464041.7823 | 321.4442 | -3656.3638 | 1601627.2172 | 208.9387 | -2376.6365 | 19712334.258 | -29250.9103 | 12813017.7377 | -19013.0924 | 174.7247 | -13.9033 | 268.8072 | -21.3897 | 1397.7977 | -111.2266 | 2150.4579 | -171.1178 | 206.9146 | 0 | 318.3301 | 0 | 1655.3167 | 0 | 2546.6409 | 0 | 167.949 | 109.1669 | 1343.592 | 873.3348 | 0.039601 | 121672.9793 | 1137537.15 | 1259210.1293 | 33793.3969 | 13457.6354 | 3003.1526 | 64821.903 | 0 | 0 | 6596.8914 | 0 | 0 | 0 | 272236.725 | 865300.425 | 0 | 0 | 1137537.15 | 0 | 0 | 14320418.4097 | 9308272.3078 | -21249.9072 | -13812.4402 | 0.089364 | 0.95103 | 0.13202 | 0.11895 | 0.12636 | 0.11329 | 0.27872 | -0.042661 | -0.02959 | -0.036997 | -0.023925 | 0.95103 | 0.95103 | 0.95103 | 0.95103 | -0.18936 | 0.95103
754 | SCE | SCE-13-SW-002D | (3) 48in Reduced 28 Watt (1) Instant Start Ballast - Reduced Light Output T8 Linear Fluorescent replacing (3) 48in T8 Linear Fluorescent | (3) 48in Reduced 28 Watt (1) Instant Start Ballast - Reduced Light Output T8 Linear Fluorescent replacing (3) 48in T8 Linear Fluorescent | 0.73678 | 0.76945 | 2197.3583 | -10.6136 | 2967.9703 | 2841.9438 | 0.82626 | 0.86757 | 2646.5556 | 2520.5292 | -781.2257 | -655.1992 | 2851.8567 | -11.8736 | 5681.9269 | 0.38486 | 2887.7492 | 0.98809 | -1.6551 | 1877.037 | 0.64226 | -1.0758 | 4633.146 | 1.5549 | -2.6528 | 4401.4887 | 1.4771 | -2.5201 | 2860.9678 | 0.96014 | -1.6381 | 43316.238 | -24.827 | 28155.5557 | -16.1375 | 0.23521 | -0.0062936 | 0.36186 | -0.0096825 | 3.6195 | -0.094405 | 5.428 | -0.14524 | 0.24375 | 0 | 0.375 | 0 | 3.6563 | 0 | 5.6251 | 0 | 0.19723 | 0.1282 | 2.9585 | 1.923 | 0.00010461 | 321.4147 | 2718.9528 | 3040.3675 | 89.2696 | 35.5501 | 7.9332 | 171.2353 | 0 | 0 | 17.4265 | 0 | 0 | 0 | 1219.9217 | 1499.0311 | 0 | 0 | 0 | 2718.9528 | 0 | 28382.2459 | 18023.4964 | -20.8052 | -10.3275 | 0.12192 | 1.0277 | 0.16467 | 0.14684 | 0.15768 | 0.13985 | 0.31525 | -0.042756 | -0.024923 | -0.035764 | -0.017931 | 1.0277 | 1.0277 | 1.0277 | 1.0277 | -0.19333 | 1.0277
755 | SCE | SCE-13-SW-002D | > 10 to 30 Watt A-Lamp LED replacing A19 Basecase, Total Watts = 2.96 x Msr Watts | > 10 to 30 Watt A-Lamp LED replacing A19 Basecase, Total Watts = 2.96 x Msr Watts | 0 | 0 | 0 | 0 | 0 | 0 | 0 | 0 | 0 | 0 | 0 | 0 | 0 | 0 | 0 | 0 | 0 | 0 | 0 | 0 | 0 | 0 | 0 | 0 | 0 | 0 | 0 | 0 | 0 | 0 | 0 | 0 | 0 | 0 | 0 | 0 | 0 | 0 | 0 | 0 | 0 | 0 | 0 | 0 | 0 | 0 | 0 | 0 | 0 | 0 | 0 | 0 | 0 | 0 | 0 | 0 | 0 | 0 | 0 | 0 | 0 | 0 | 0 | 0 | 0 | 0 | 0 | 0 | 0 | 0 | 0 | 0 | 0 | 0 | 0 | 0 | 0 | 0 | 0 | 0 | 0 | 0 | 0 | 0 | 0 | 0 | 0 | 0 | 0 | 0 | 0 | 0 | 0 | 0 | 0 | 0 | 0
756 | SCE | SCE-13-SW-002D | (1) 48in Medium Temp Reach-in Display Cases Canopy LED replacing (2) 48in T8 Linear Fluorescent | (1) 48in Medium Temp Reach-in Display Cases Canopy LED replacing (2) 48in T8 Linear Fluorescent | 0.37904 | 0.39688 | 484.3695 | -2.4484 | 1271.4386 | 1214.2677 | 0.4014 | 0.42147 | 1200.5883 | 1143.4174 | -789.5174 | -732.3466 | 617.507 | -2.5831 | 1829.1917 | 0.26346 | 631.17 | 0.2194 | -0.36293 | 410.2605 | 0.14261 | -0.2359 | 722.1318 | 0.24904 | -0.41523 | 722.1318 | 0.24904 | -0.41523 | 469.3857 | 0.16188 | -0.2699 | 10098.7193 | -5.8068 | 6564.1678 | -3.7744 | 0.05141 | -0.00138 | 0.079092 | -0.0021231 | 0.82256 | -0.02208 | 1.2655 | -0.03397 | 0.053277 | 0 | 0.081964 | 0 | 0.85243 | 0 | 1.3114 | 0 | 0.043109 | 0.028021 | 0.68974 | 0.44833 | 2.306e-05 | 70.8503 | 1233.4307 | 1304.2809 | 19.6779 | 7.8364 | 1.7487 | 37.7459 | 0 | 0 | 3.8414 | 0 | 0 | 0 | 373.9085 | 859.5221 | 0 | 0 | 0 | 1233.4307 | 0 | 6036.0088 | 3814.823 | -4.7965 | -2.1935 | 0.12697 | 1.1162 | 0.33329 | 0.31472 | 0.3183 | 0.29973 | 0.4795 | -0.20632 | -0.18775 | -0.19133 | -0.17276 | 1.1162 | 1.1162 | 1.1162 | 1.1162 | -0.35253 | 1.1162
757 | SCE | SCE-13-SW-002D | (1) 24in (1) Premium Instant Start Ballast - Reduced Light Output T8 Linear Flourescent replacing (1) 24in T12 Linear Fluorescent | (1) 24in (1) Premium Instant Start Ballast - Reduced Light Output T8 Linear Flourescent replacing (1) 24in T12 Linear Fluorescent | 0.49729 | 0.52026 | 158.968 | -0.77985 | 318.0975 | 304.0573 | 0.53651 | 0.56334 | 294.8448 | 280.8045 | -159.9094 | -145.8691 | 204.3652 | -0.85117 | 507.5713 | 0.31166 | 213.5071 | 0.073735 | -0.1224 | 138.7796 | 0.047928 | -0.079562 | 308.8764 | 0.1048 | -0.1765 | 293.4326 | 0.099557 | -0.16768 | 190.7312 | 0.064712 | -0.10899 | 3202.607 | -1.836 | 2081.6946 | -1.1934 | 0.01739 | -0.00046544 | 0.026755 | -0.00071606 | 0.26981 | -0.0069816 | 0.40132 | -0.010741 | 0.018022 | 0 | 0.027726 | 0 | 0.27033 | 0 | 0.41589 | 0 | 0.014583 | 0.0094786 | 0.21874 | 0.14218 | 7.5681e-06 | 23.2528 | 302.9103 | 326.1631 | 6.4582 | 2.5719 | 0.57393 | 12.388 | 0 | 0 | 1.2607 | 0 | 0 | 0 | 138.485 | 164.4253 | 0 | 0 | 0 | 302.9103 | 0 | 2025.0342 | 1279.1003 | -1.4686 | -0.73284 | 0.12428 | 1.0641 | 0.24869 | 0.23051 | 0.23771 | 0.21953 | 0.39682 | -0.12441 | -0.10623 | -0.11343 | -0.095252 | 1.0641 | 1.0641 | 1.0641 | 1.0641 | -0.27254 | 1.0641
758 | SCE | SCE-13-SW-002D | (4) 48in (2) Instant Start Ballast - Reduced Light Output T8 Linear Fluorescent replacing (4) 48in T12 Linear Fluorescent | (4) 48in (2) Instant Start Ballast - Reduced Light Output T8 Linear Fluorescent replacing (4) 48in T12 Linear Fluorescent | 0.54163 | 0.56645 | 628.9725 | -2.7724 | 1156.1463 | 1105.4727 | 0.58845 | 0.61788 | 1064.1444 | 1013.4709 | -529.9462 | -479.2727 | 847.063 | -3.5169 | 1949.0187 | 0.32129 | 760.2898 | 0.25818 | -0.43602 | 494.1884 | 0.16782 | -0.28341 | 2332.332 | 0.7848 | -1.3379 | 2215.7154 | 0.74556 | -1.271 | 1440.2151 | 0.48461 | -0.82618 | 11404.347 | -6.5403 | 7412.8258 | -4.2512 | 0.061927 | -0.001658 | 0.095272 | -0.0025507 | 0.9417 | -0.024869 | 1.4291 | -0.03826 | 0.064176 | 0 | 0.098732 | 0 | 0.96263 | 0 | 1.481 | 0 | 0.051928 | 0.033753 | 0.77892 | 0.5063 | 2.9944e-05 | 92.0018 | 1093.2544 | 1185.2562 | 25.5525 | 10.1759 | 2.2708 | 49.0144 | 0 | 0 | 4.9882 | 0 | 0 | 0 | 495.463 | 597.7914 | 0 | 0 | 0 | 1093.2544 | 0 | 8619.5814 | 5549.5826 | -5.3835 | -3.1829 | 0.11334 | 0.87103 | 0.20833 | 0.19175 | 0.1992 | 0.18262 | 0.3512 | -0.094993 | -0.078415 | -0.085862 | -0.069284 | 0.87103 | 0.87103 | 0.87103 | 0.87103 | -0.23786 | 0.87103
759 | SCE | SCE-13-SW-002D | (1) 48in Medium Temp Reach-in Display Cases Shelf LED replacing (1) 48in T12 Linear Fluorescent | (1) 48in Medium Temp Reach-in Display Cases Shelf LED replacing (1) 48in T12 Linear Fluorescent | 0.60351 | 0.63089 | 1692.4801 | -8.5747 | 2790.1702 | 2669.0938 | 0.66228 | 0.69539 | 2542.6057 | 2421.5293 | -1106.2648 | -985.1884 | 2153.557 | -9.0093 | 4813.6415 | 0.34982 | 2212.3143 | 0.76991 | -1.2721 | 1438.0043 | 0.50044 | -0.82686 | 2455.5624 | 0.84917 | -1.412 | 2455.5624 | 0.84917 | -1.412 | 1596.1156 | 0.55196 | -0.91777 | 35397.0281 | -20.3534 | 23008.0691 | -13.2297 | 0.1802 | -0.0048371 | 0.27723 | -0.0074417 | 2.8831 | -0.077394 | 4.4356 | -0.11907 | 0.18674 | 0 | 0.28729 | 0 | 2.9878 | 0 | 4.5967 | 0 | 0.1511 | 0.098216 | 2.4176 | 1.5714 | 8.0575e-05 | 247.5645 | 2612.1593 | 2859.7238 | 68.7585 | 27.3819 | 6.1104 | 131.8913 | 0 | 0 | 13.4225 | 0 | 0 | 0 | 789.9461 | 1822.2132 | 0 | 0 | 0 | 2612.1593 | 0 | 21028.8958 | 13281.2532 | -16.8234 | -7.6368 | 0.12743 | 1.1228 | 0.21008 | 0.19144 | 0.20097 | 0.18233 | 0.36244 | -0.08265 | -0.064009 | -0.073533 | -0.054893 | 1.1228 | 1.1228 | 1.1228 | 1.1228 | -0.23501 | 1.1228
760 | SCE | SCE-13-SW-002D | (2) 48in Reduced 28 Watt (1) Instant Start Ballast w/ Reflectors T8 Linear Fluorescent replacing (3) 48in T12 Linear Fluorescent | (2) 48in Reduced 28 Watt (1) Instant Start Ballast w/ Reflectors T8 Linear Fluorescent replacing (3) 48in T12 Linear Fluorescent | 1.2548 | 1.3054 | 11975.2215 | -112.6043 | 9454.0719 | 9087.2901 | 1.5401 | 1.6171 | 7702.4177 | 7335.6359 | 2408.5452 | 2775.327 | 15475.5926 | -124.9807 | 24437.902 | 0.48542 | 15906.8404 | 4.697 | -17.6778 | 10339.4466 | 3.053 | -11.4906 | 25592.616 | 7.5517 | -28.4923 | 24312.9852 | 7.1741 | -27.0677 | 15803.441 | 4.6632 | -17.594 | 238602.6059 | -265.1672 | 155091.6996 | -172.3587 | 1.2956 | -0.06722 | 1.9933 | -0.10342 | 20.0614 | -1.0083 | 29.8993 | -1.5512 | 1.3427 | 0 | 2.0657 | 0 | 20.1403 | 0 | 30.9851 | 0 | 1.0864 | 0.70618 | 16.2965 | 10.5927 | 0.00057011 | 1751.6542 | 7913.1192 | 9664.7734 | 486.5036 | 193.7416 | 43.2346 | 933.2027 | 0 | 0 | 94.9716 | 0 | 0 | 0 | 3624.57 | 4288.5492 | 0 | 0 | 0 | 7913.1192 | 0 | 153819.5574 | 97379.183 | -212.7412 | -108.2614 | 0.12298 | 1.0401 | 0.097085 | 0.079097 | 0.093319 | 0.075331 | 0.25096 | 0.02589 | 0.043878 | 0.029657 | 0.047645 | 1.0401 | 1.0401 | 1.0401 | 1.0401 | -0.12798 | 1.0401
761 | SCE | SCE-13-SW-002D | (2) 48in Reduced 28 Watt (1) Instant Start Ballast - High Light Output T8 Linear Fluorescent replacing (3) 48in T8 Linear Fluorescent | (2) 48in Reduced 28 Watt (1) Instant Start Ballast - High Light Output T8 Linear Fluorescent replacing (3) 48in T8 Linear Fluorescent | 0.70333 | 0.7347 | 620.8165 | -2.9837 | 878.4352 | 840.9292 | 0.78442 | 0.82364 | 787.6264 | 750.1204 | -260.6025 | -223.0964 | 806.812 | -3.3518 | 1644.3893 | 0.37572 | 813.4271 | 0.27696 | -0.4651 | 528.7276 | 0.18003 | -0.30232 | 1333.2114 | 0.44598 | -0.76274 | 1266.5508 | 0.42368 | -0.7246 | 823.2581 | 0.27539 | -0.47099 | 12201.4057 | -6.9765 | 7930.914 | -4.5347 | 0.066255 | -0.0017685 | 0.10193 | -0.0027208 | 1.019 | -0.026528 | 1.529 | -0.040813 | 0.068661 | 0 | 0.10563 | 0 | 1.0299 | 0 | 1.5845 | 0 | 0.055557 | 0.036112 | 0.83335 | 0.54168 | 2.9556e-05 | 90.8088 | 809.1721 | 899.9809 | 25.2212 | 10.0439 | 2.2414 | 48.3789 | 0 | 0 | 4.9235 | 0 | 0 | 0 | 389.6607 | 419.5114 | 0 | 0 | 0 | 809.1721 | 0 | 8035.2688 | 5105.8857 | -5.8407 | -2.9199 | 0.12159 | 1.0219 | 0.17204 | 0.15426 | 0.1647 | 0.14691 | 0.32206 | -0.050455 | -0.03267 | -0.04311 | -0.025324 | 1.0219 | 1.0219 | 1.0219 | 1.0219 | -0.20047 | 1.0219
762 | SCE | SCE-13-SW-002D | Up to 244 Watt (Tier 1) Interior Fixture T5 Linear Flourescent replacing 400 Watt lamp base case | Up to 244 Watt (Tier 1) Interior Fixture T5 Linear Flourescent replacing 400 Watt lamp base case | 1.0829 | 1.1281 | 23387.5234 | -113.2178 | 21492.1983 | 20631.6636 | 1.2879 | 1.3523 | 18071.23 | 17210.6953 | 1782.1072 | 2642.642 | 30388.6704 | -127.0685 | 50893.2655 | 0.45732 | 30656.508 | 11.0523 | -17.6501 | 19926.7309 | 7.184 | -11.4726 | 47592.18 | 16.8936 | -27.3576 | 47592.18 | 16.8936 | -27.3576 | 30934.9181 | 10.9809 | -17.7825 | 459847.62 | -264.7512 | 298900.964 | -172.0883 | 2.497 | -0.067114 | 3.8416 | -0.10325 | 37.4553 | -1.0067 | 57.6236 | -1.5488 | 2.5877 | 0 | 3.9811 | 0 | 38.8155 | 0 | 59.7161 | 0 | 2.0938 | 1.361 | 31.4075 | 20.4149 | 0.0011134 | 3420.9683 | 18565.5728 | 21986.5411 | 950.1381 | 378.3761 | 84.4369 | 1822.5384 | 0 | 0 | 185.4788 | 0 | 0 | 0 | 6107.7682 | 12457.8047 | 0 | 0 | 0 | 18565.5728 | 0 | 302619.2096 | 192277.3777 | -221.6983 | -110.6546 | 0.12163 | 1.0232 | 0.11178 | 0.093985 | 0.1073 | 0.08951 | 0.26469 | 0.0098572 | 0.027649 | 0.014333 | 0.032125 | 1.0232 | 1.0232 | 1.0232 | 1.0232 | -0.14305 | 1.0232
763 | SCE | SCE-13-SW-002D | 14-26 watts Integral Spiral with Reflector CFL replacing Com CFL Base Case, Total Watts = 3.57 x Msr Watts | 14-26 watts Integral Spiral with Reflector CFL replacing Com CFL Base Case, Total Watts = 3.57 x Msr Watts | 0 | 0 | 0 | 0 | 0 | 0 | 0 | 0 | 0 | 0 | 0 | 0 | 0 | 0 | 0 | 0 | 0 | 0 | 0 | 0 | 0 | 0 | 0 | 0 | 0 | 0 | 0 | 0 | 0 | 0 | 0 | 0 | 0 | 0 | 0 | 0 | 0 | 0 | 0 | 0 | 0 | 0 | 0 | 0 | 0 | 0 | 0 | 0 | 0 | 0 | 0 | 0 | 0 | 0 | 0 | 0 | 0 | 0 | 0 | 0 | 0 | 0 | 0 | 0 | 0 | 0 | 0 | 0 | 0 | 0 | 0 | 0 | 0 | 0 | 0 | 0 | 0 | 0 | 0 | 0 | 0 | 0 | 0 | 0 | 0 | 0 | 0 | 0 | 0 | 0 | 0 | 0 | 0 | 0 | 0 | 0 | 0
764 | SCE | SCE-13-SW-002D | (2) 48in Reduced 28 Watt (1) Instant Start Ballast w/ Reflectors T8 Linear Fluorescent replacing (4) 48in T12 Linear Fluorescent | (2) 48in Reduced 28 Watt (1) Instant Start Ballast w/ Reflectors T8 Linear Fluorescent replacing (4) 48in T12 Linear Fluorescent | 1.8505 | 1.9168 | 32995.6204 | -308.803 | 17663.7385 | 17052.4355 | 2.5462 | 2.6735 | 12837.3629 | 12226.0599 | 15023.079 | 15634.382 | 42708.732 | -344.5055 | 59416.6619 | 0.55013 | 43678.2046 | 12.8935 | -48.4822 | 28390.834 | 8.3808 | -31.5135 | 72491.4 | 21.4322 | -80.6861 | 68866.83 | 20.3606 | -76.6518 | 44763.4411 | 13.2344 | -49.8237 | 655173.0692 | -727.2337 | 425862.5106 | -472.7019 | 3.5577 | -0.18435 | 5.4733 | -0.28362 | 55.0517 | -2.7653 | 82.0998 | -4.2543 | 3.6869 | 0 | 5.6721 | 0 | 55.3028 | 0 | 85.0812 | 0 | 2.9832 | 1.9391 | 44.7482 | 29.0864 | 0.0015708 | 4826.3756 | 13188.532 | 18014.9076 | 1340.4753 | 533.8211 | 119.1254 | 2571.2763 | 0 | 0 | 261.6775 | 0 | 0 | 0 | 6040.95 | 7147.582 | 0 | 0 | 0 | 13188.532 | 0 | 424903.4189 | 269180.7829 | -583.9988 | -298.9661 | 0.12258 | 1.0329 | 0.06562 | 0.04769 | 0.063349 | 0.04542 | 0.22073 | 0.056958 | 0.074887 | 0.059229 | 0.077158 | 1.0329 | 1.0329 | 1.0329 | 1.0329 | -0.098154 | 1.0329
765 | SCE | SCE-13-SW-002D | (2) 48in Reduced 28 Watt (1) Instant Start Ballast - Reduced Light Output T8 Linear Fluorescent replacing (2) 48in T8 Linear Fluorescent | (2) 48in Reduced 28 Watt (1) Instant Start Ballast - Reduced Light Output T8 Linear Fluorescent replacing (2) 48in T8 Linear Fluorescent | 0.55111 | 0.57633 | 3497.8019 | -16.8315 | 6316.3146 | 6039.9013 | 0.59968 | 0.62967 | 5804.6799 | 5528.2665 | -2835.3442 | -2558.9308 | 4543.988 | -18.8799 | 10565.0094 | 0.32948 | 4586.9634 | 1.5636 | -2.6241 | 2981.5263 | 1.0164 | -1.7057 | 7472.3925 | 2.4952 | -4.2681 | 7098.7729 | 2.3704 | -4.0547 | 4614.2025 | 1.5408 | -2.6355 | 68804.4506 | -39.3614 | 44722.8945 | -25.5849 | 0.37362 | -0.0099781 | 0.57479 | -0.015351 | 5.747 | -0.14967 | 8.6219 | -0.23026 | 0.38718 | 0 | 0.59567 | 0 | 5.8077 | 0 | 8.935 | 0 | 0.31329 | 0.20364 | 4.6993 | 3.0546 | 0.00016652 | 511.6347 | 5963.4682 | 6475.103 | 142.1012 | 56.5893 | 12.6283 | 272.576 | 0 | 0 | 27.7399 | 0 | 0 | 0 | 2686.9095 | 3276.5588 | 0 | 0 | 0 | 5963.4682 | 0 | 45245.6276 | 28745.3417 | -32.9649 | -16.4376 | 0.12168 | 1.024 | 0.21973 | 0.20193 | 0.21012 | 0.19232 | 0.36754 | -0.098051 | -0.080252 | -0.088435 | -0.070636 | 1.024 | 1.024 | 1.024 | 1.024 | -0.24586 | 1.024
766 | SCE | SCE-13-SW-002D | (2) 48in Reduced 28 Watt (1) Instant Start Ballast - High Light Output T8 Linear Fluorescent replacing (4) 48in T8 Linear Fluorescent | (2) 48in Reduced 28 Watt (1) Instant Start Ballast - High Light Output T8 Linear Fluorescent replacing (4) 48in T8 Linear Fluorescent | 1.0563 | 1.1006 | 4455.8766 | -21.7771 | 4197.8327 | 4028.9729 | 1.2504 | 1.313 | 3546.0573 | 3377.1974 | 236.2667 | 405.1266 | 5749.1937 | -23.962 | 9754.2046 | 0.45458 | 5932.5281 | 2.0401 | -3.4014 | 3856.1434 | 1.326 | -2.2109 | 8635.932 | 2.9249 | -4.9546 | 8204.1354 | 2.7786 | -4.7069 | 5332.6882 | 1.8061 | -3.0595 | 88987.9212 | -51.0213 | 57842.1509 | -33.1639 | 0.48321 | -0.012934 | 0.74341 | -0.019898 | 7.4538 | -0.19401 | 11.1511 | -0.29847 | 0.50076 | 0 | 0.7704 | 0 | 7.5114 | 0 | 11.556 | 0 | 0.40519 | 0.26337 | 6.0779 | 3.9506 | 0.00021213 | 651.7754 | 3643.0606 | 4294.836 | 181.0238 | 72.0896 | 16.0872 | 347.2367 | 0 | 0 | 35.3381 | 0 | 0 | 0 | 1657.643 | 1985.4176 | 0 | 0 | 0 | 3643.0606 | 0 | 57037.8982 | 36118.0182 | -42.9179 | -20.7116 | 0.12337 | 1.0514 | 0.11623 | 0.09818 | 0.11155 | 0.093505 | 0.27006 | 0.0071445 | 0.02519 | 0.01182 | 0.029865 | 1.0514 | 1.0514 | 1.0514 | 1.0514 | -0.14669 | 1.0514
767 | SCE | SCE-13-SW-002D | (2) U-Tube (1) Instant Start Ballast - Reduced Light Output T8 Linear Flourescent replacing (2) T12 U-Tube Fluorescent | (2) U-Tube (1) Instant Start Ballast - Reduced Light Output T8 Linear Flourescent replacing (2) T12 U-Tube Fluorescent | 0.39652 | 0.41514 | 174.4335 | -0.78962 | 437.9144 | 418.2763 | 0.42106 | 0.44211 | 412.3994 | 392.7614 | -264.2705 | -244.6325 | 232.2709 | -0.96376 | 649.5835 | 0.26732 | 216.661 | 0.073803 | -0.12412 | 140.8297 | 0.047972 | -0.080675 | 570.4758 | 0.19147 | -0.32621 | 541.952 | 0.1819 | -0.3099 | 352.2688 | 0.11823 | -0.20144 | 3249.9155 | -1.8617 | 2112.4452 | -1.2101 | 0.017647 | -0.00047195 | 0.02715 | -0.00072608 | 0.26981 | -0.0070793 | 0.40725 | -0.010891 | 0.018288 | 0 | 0.028136 | 0 | 0.27432 | 0 | 0.42204 | 0 | 0.014798 | 0.0096186 | 0.22197 | 0.14428 | 8.3044e-06 | 25.5149 | 423.6807 | 449.1957 | 7.0865 | 2.8221 | 0.62976 | 13.5932 | 0 | 0 | 1.3834 | 0 | 0 | 0 | 186.3239 | 237.3568 | 0 | 0 | 0 | 423.6807 | 0 | 2348.7087 | 1505.4622 | -1.5207 | -0.86194 | 0.11587 | 0.91609 | 0.29088 | 0.27394 | 0.27784 | 0.26089 | 0.43148 | -0.17502 | -0.15807 | -0.16197 | -0.14502 | 0.91609 | 0.91609 | 0.91609 | 0.91609 | -0.31562 | 0.91609
768 | SCE | SCE-13-SW-002D | (1) 48in (1) Instant Start Ballast - Reduced Light Output T8 Linear Fluorescent replacing (1) 48in T12 Linear Fluorescent | (1) 48in (1) Instant Start Ballast - Reduced Light Output T8 Linear Fluorescent replacing (1) 48in T12 Linear Fluorescent | 0.40868 | 0.42783 | 122.8098 | -0.5591 | 299.1348 | 285.7457 | 0.43479 | 0.45653 | 281.171 | 267.7819 | -176.8841 | -163.495 | 163.1006 | -0.67688 | 448.1694 | 0.27278 | 153.4832 | 0.052461 | -0.087872 | 99.7641 | 0.034099 | -0.057117 | 389.2473 | 0.13159 | -0.22299 | 369.7849 | 0.12501 | -0.21184 | 240.3602 | 0.081255 | -0.1377 | 2302.2481 | -1.3181 | 1496.4613 | -0.85675 | 0.012501 | -0.00033413 | 0.019233 | -0.00051405 | 0.19137 | -0.005012 | 0.28849 | -0.0077108 | 0.012955 | 0 | 0.019931 | 0 | 0.19433 | 0 | 0.29897 | 0 | 0.010483 | 0.0068139 | 0.15724 | 0.10221 | 5.8467e-06 | 17.9638 | 288.8625 | 306.8262 | 4.9893 | 1.9869 | 0.44338 | 9.5703 | 0 | 0 | 0.97396 | 0 | 0 | 0 | 145.403 | 143.4594 | 0 | 0 | 0 | 288.8625 | 0 | 1646.8259 | 1054.4634 | -1.0749 | -0.60381 | 0.11647 | 0.92595 | 0.28368 | 0.26665 | 0.27099 | 0.25395 | 0.42502 | -0.16722 | -0.15018 | -0.15452 | -0.13748 | 0.92595 | 0.92595 | 0.92595 | 0.92595 | -0.30855 | 0.92595
769 | SCE | SCE-13-SW-002D | (2) 48in Reduced 28 Watt (1) Instant Start Ballast - High Light Output w/ Reflectors T8 Linear Fluorescent replacing (3) 48in T8 Linear Fluorescent | (2) 48in Reduced 28 Watt (1) Instant Start Ballast - High Light Output w/ Reflectors T8 Linear Fluorescent replacing (3) 48in T8 Linear Fluorescent | 0.58937 | 0.61617 | 1241.6329 | -5.9674 | 2096.5868 | 2005.3978 | 0.64527 | 0.67753 | 1914.9691 | 1823.7801 | -860.9212 | -769.7322 | 1613.6239 | -6.7037 | 3612.318 | 0.34207 | 1626.8541 | 0.55393 | -0.9302 | 1057.4552 | 0.36005 | -0.60463 | 2666.4228 | 0.89196 | -1.5255 | 2533.1017 | 0.84736 | -1.4492 | 1646.5161 | 0.55078 | -0.94198 | 24402.8115 | -13.953 | 15861.8281 | -9.0695 | 0.13251 | -0.0035371 | 0.20386 | -0.0054417 | 2.038 | -0.053056 | 3.0579 | -0.081625 | 0.13732 | 0 | 0.21126 | 0 | 2.0598 | 0 | 3.169 | 0 | 0.11111 | 0.072224 | 1.6667 | 1.0834 | 5.9111e-05 | 181.6176 | 1967.3536 | 2148.9712 | 50.4424 | 20.0878 | 4.4827 | 96.7577 | 0 | 0 | 9.847 | 0 | 0 | 0 | 736.4086 | 1230.9449 | 0 | 0 | 0 | 1967.3536 | 0 | 16070.5377 | 10211.7713 | -11.6815 | -5.8398 | 0.12159 | 1.0219 | 0.20531 | 0.18753 | 0.19638 | 0.1786 | 0.35374 | -0.083722 | -0.065937 | -0.074793 | -0.057007 | 1.0219 | 1.0219 | 1.0219 | 1.0219 | -0.23215 | 1.0219
770 | SCE | SCE-13-SW-002D | (1) 96in (1) Instant Start Ballast - Reduced Light Output T8 Linear Flourescent replacing (2) 96in T12 Linear Fluorescent | (1) 96in (1) Instant Start Ballast - Reduced Light Output T8 Linear Flourescent replacing (2) 96in T12 Linear Fluorescent | 1.0557 | 1.0999 | 7416.9749 | -71.3271 | 6958.0494 | 6678.3759 | 1.2507 | 1.3133 | 5873.1446 | 5593.4711 | 387.5984 | 667.2719 | 9472.5588 | -76.3653 | 16074.5694 | 0.45697 | 10098.8715 | 2.9742 | -11.1928 | 6564.2667 | 1.9333 | -7.2753 | 12607.2 | 3.7191 | -13.994 | 11976.84 | 3.5332 | -13.2943 | 7784.9463 | 2.2966 | -8.6413 | 151483.0722 | -167.8913 | 98464.0005 | -109.1294 | 0.82257 | -0.04256 | 1.2655 | -0.065478 | 12.7928 | -0.63841 | 18.9824 | -0.98216 | 0.85244 | 0 | 1.3114 | 0 | 12.7866 | 0 | 19.6717 | 0 | 0.68975 | 0.44834 | 10.3463 | 6.7251 | 0.0003531 | 1084.9048 | 6033.8059 | 7118.7107 | 301.321 | 119.9959 | 26.7778 | 577.9886 | 0 | 0 | 58.8216 | 0 | 0 | 0 | 2771.4828 | 3262.3231 | 0 | 0 | 0 | 6033.8059 | 0 | 93495.2098 | 58884.9244 | -133.8296 | -65.2803 | 0.12596 | 1.0926 | 0.11816 | 0.099739 | 0.11341 | 0.09499 | 0.27298 | 0.0077936 | 0.026218 | 0.012543 | 0.030967 | 1.0926 | 1.0926 | 1.0926 | 1.0926 | -0.14703 | 1.0926
771 | SCE | SCE-13-SW-002D | (2) 48in (1) Premium Instant Start Ballast - Reduced Light Output T8 Linear Flourescent replacing (2) 48in T12 Linear Fluorescent | (2) 48in (1) Premium Instant Start Ballast - Reduced Light Output T8 Linear Flourescent replacing (2) 48in T12 Linear Fluorescent | 0.63991 | 0.66876 | 2353.0396 | -10.9414 | 3660.0509 | 3502.1526 | 0.70633 | 0.74165 | 3315.8642 | 3157.9659 | -1317.9528 | -1160.0545 | 3098.1181 | -12.8717 | 6587.399 | 0.35554 | 2999.7992 | 1.0275 | -1.719 | 1949.8695 | 0.66787 | -1.1173 | 6681.816 | 2.2535 | -3.8216 | 6347.7252 | 2.1409 | -3.6305 | 4126.0215 | 1.3916 | -2.3598 | 44996.9877 | -25.7846 | 29248.0431 | -16.76 | 0.24434 | -0.0065364 | 0.37591 | -0.010056 | 3.7546 | -0.098046 | 5.6386 | -0.15084 | 0.25321 | 0 | 0.38956 | 0 | 3.7982 | 0 | 5.8433 | 0 | 0.20489 | 0.13318 | 3.0733 | 1.9976 | 0.00011202 | 344.1867 | 3406.5705 | 3750.7572 | 95.5942 | 38.0688 | 8.4953 | 183.3672 | 0 | 0 | 18.6612 | 0 | 0 | 0 | 1661.2612 | 1745.3093 | 0 | 0 | 0 | 3406.5705 | 0 | 31128.6493 | 19861.9028 | -20.9123 | -11.3756 | 0.11847 | 0.96183 | 0.18427 | 0.16695 | 0.17633 | 0.159 | 0.33166 | -0.065805 | -0.048476 | -0.057855 | -0.040526 | 0.96183 | 0.96183 | 0.96183 | 0.96183 | -0.21319 | 0.96183
772 | SCE | SCE-13-SW-002D | > 6 to 10 Watt MR16 LED replacing MR16 Basecase, Total Watts = 4.24 x Msr Watts | > 6 to 10 Watt MR16 LED replacing MR16 Basecase, Total Watts = 4.24 x Msr Watts | 0 | 0 | 0 | 0 | 0 | 0 | 0 | 0 | 0 | 0 | 0 | 0 | 0 | 0 | 0 | 0 | 0 | 0 | 0 | 0 | 0 | 0 | 0 | 0 | 0 | 0 | 0 | 0 | 0 | 0 | 0 | 0 | 0 | 0 | 0 | 0 | 0 | 0 | 0 | 0 | 0 | 0 | 0 | 0 | 0 | 0 | 0 | 0 | 0 | 0 | 0 | 0 | 0 | 0 | 0 | 0 | 0 | 0 | 0 | 0 | 0 | 0 | 0 | 0 | 0 | 0 | 0 | 0 | 0 | 0 | 0 | 0 | 0 | 0 | 0 | 0 | 0 | 0 | 0 | 0 | 0 | 0 | 0 | 0 | 0 | 0 | 0 | 0 | 0 | 0 | 0 | 0 | 0 | 0 | 0 | 0 | 0
773 | SCE | SCE-13-SW-002D | 245 to 360 Watt (Tier 2) Interior Fixture T5 Linear Flourescent replacing 400 Watt lamp base case | 245 to 360 Watt (Tier 2) Interior Fixture T5 Linear Flourescent replacing 400 Watt lamp base case | 0.73219 | 0.76469 | 3834.2888 | -18.4756 | 5211.5004 | 4990.041 | 0.82049 | 0.86152 | 4650.6466 | 4429.1872 | -1395.6871 | -1174.2278 | 4990.8981 | -20.8543 | 9960.0848 | 0.38311 | 5006.109 | 1.7902 | -2.8786 | 3253.971 | 1.1636 | -1.8711 | 7989.813 | 2.8051 | -4.6016 | 7989.813 | 2.8051 | -4.6016 | 5193.3786 | 1.8233 | -2.9911 | 75091.635 | -43.1797 | 48809.5645 | -28.0668 | 0.40776 | -0.010946 | 0.62732 | -0.01684 | 6.1163 | -0.16419 | 9.4097 | -0.2526 | 0.42256 | 0 | 0.6501 | 0 | 6.3384 | 0 | 9.7514 | 0 | 0.34192 | 0.22225 | 5.1287 | 3.3337 | 0.00018254 | 560.8538 | 4777.8661 | 5338.7199 | 155.7713 | 62.0332 | 13.8431 | 298.7977 | 0 | 0 | 30.4085 | 0 | 0 | 0 | 1598.9081 | 3178.958 | 0 | 0 | 0 | 4777.8661 | 0 | 49747.2878 | 31634.8854 | -36.1101 | -18.1988 | 0.1212 | 1.0152 | 0.16474 | 0.14701 | 0.15774 | 0.14001 | 0.31484 | -0.043535 | -0.025806 | -0.036534 | -0.018805 | 1.0152 | 1.0152 | 1.0152 | 1.0152 | -0.19364 | 1.0152
774 | SCE | SCE-13-SW-002D | (2) 48in Reduced 28 Watt (1) Instant Start Ballast - High Light Output w/ Reflectors T8 Linear Fluorescent replacing (4) 48in T8 Linear Fluorescent | (2) 48in Reduced 28 Watt (1) Instant Start Ballast - High Light Output w/ Reflectors T8 Linear Fluorescent replacing (4) 48in T8 Linear Fluorescent | 0.94025 | 0.98048 | 22279.383 | -108.8857 | 23579.4748 | 22611.8273 | 1.091 | 1.1456 | 20320.5978 | 19352.9503 | -1408.9775 | -441.33 | 28745.9683 | -119.8098 | 51237.9858 | 0.4327 | 29662.6404 | 10.2003 | -17.0071 | 19280.717 | 6.6302 | -11.0546 | 43179.66 | 14.6244 | -24.7731 | 41020.677 | 13.8931 | -23.5345 | 26663.441 | 9.0305 | -15.2974 | 444939.606 | -255.1067 | 289210.7545 | -165.8194 | 2.4161 | -0.06467 | 3.717 | -0.099492 | 37.2692 | -0.97004 | 55.7554 | -1.4924 | 2.5038 | 0 | 3.852 | 0 | 37.5571 | 0 | 57.7801 | 0 | 2.026 | 1.3169 | 30.3893 | 19.7531 | 0.0010607 | 3258.877 | 20876.4726 | 24135.3496 | 905.119 | 360.448 | 80.4361 | 1736.1834 | 0 | 0 | 176.6905 | 0 | 0 | 0 | 7103.7054 | 13772.7672 | 0 | 0 | 0 | 20876.4726 | 0 | 285189.4912 | 180590.0911 | -214.5894 | -103.5581 | 0.12337 | 1.0514 | 0.13057 | 0.11252 | 0.12521 | 0.10717 | 0.28373 | -0.0071991 | 0.010847 | -0.0018409 | 0.016205 | 1.0514 | 1.0514 | 1.0514 | 1.0514 | -0.16036 | 1.0514
775 | SCE | SCE-13-SW-002D | Wall Mounted Occupancy Sensor Control | Wall Mounted Occupancy Sensor Control | 0.7164 | 0.74824 | 14802.1747 | -188.732 | 20398.5802 | 19530.3222 | 0.80146 | 0.84154 | 18233.4185 | 17365.1605 | -5785.1375 | -4916.8795 | 25506.8316 | -221.941 | 44815.2128 | 0.32608 | 43839.1741 | 11.2968 | -52.5326 | 28495.4642 | 7.3429 | -34.1462 | 43839.1741 | 11.2968 | -52.5326 | 43839.1741 | 11.2968 | -52.5326 | 28495.4642 | 7.3429 | -34.1462 | 350713.3932 | -420.261 | 227963.7139 | -273.1697 | 3.1086 | -0.19976 | 4.7825 | -0.30732 | 24.869 | -1.598 | 38.26 | -2.4585 | 3.6813 | 0 | 5.6636 | 0 | 29.4507 | 0 | 45.3087 | 0 | 2.9881 | 1.9422 | 23.9046 | 15.538 | 0.0007047 | 2165.1617 | 18732.198 | 20897.3597 | 601.351 | 239.4776 | 53.4409 | 1153.501 | 0 | 0 | 117.3912 | 0 | 0 | 0 | 7678.135 | 11054.063 | 0 | 0 | 18732.198 | 3.638e-12 | 0 | 254782.7399 | 165608.787 | -305.307 | -198.4496 | 0.08938 | 0.95103 | 0.12317 | 0.1101 | 0.11793 | 0.10486 | 0.27061 | -0.033793 | -0.020719 | -0.02855 | -0.015476 | 0.95103 | 0.95103 | 0.95103 | 0.95103 | -0.18123 | 0.95103
776 | SCE | SCE-13-SW-002D | (4) 48in (1) Premium Instant Start Ballast - Reduced Light Output T8 Linear Flourescent replacing (2) 96in T12 Linear Fluorescent | (4) 48in (1) Premium Instant Start Ballast - Reduced Light Output T8 Linear Flourescent replacing (2) 96in T12 Linear Fluorescent | 1.5966 | 1.6569 | 16812.1317 | -160.3591 | 10429.2035 | 10049.6778 | 2.0893 | 2.1938 | 7970.0389 | 7590.5132 | 6222.5691 | 6602.0947 | 21601.8575 | -174.8396 | 31476.6958 | 0.52902 | 22605.0878 | 6.678 | -25.1693 | 14693.3076 | 4.3407 | -16.3601 | 32337.468 | 9.55 | -36.0251 | 30720.5946 | 9.0725 | -34.2238 | 19968.3872 | 5.8971 | -22.2455 | 339076.3167 | -377.5399 | 220399.614 | -245.401 | 1.8412 | -0.095706 | 2.8326 | -0.14724 | 28.5714 | -1.4356 | 42.4897 | -2.2086 | 1.9081 | 0 | 2.9355 | 0 | 28.6212 | 0 | 44.0327 | 0 | 1.5439 | 1.0036 | 23.1589 | 15.0533 | 0.00080039 | 2459.1646 | 8188.0612 | 10647.2258 | 683.0072 | 271.9958 | 60.6975 | 1310.1325 | 0 | 0 | 133.3315 | 0 | 0 | 0 | 3790.0395 | 4398.0217 | 0 | 0 | 0 | 8188.0612 | 0 | 213983.7089 | 135130.3738 | -301.9224 | -150.4747 | 0.12441 | 1.0657 | 0.077179 | 0.05898 | 0.07437 | 0.056172 | 0.23294 | 0.047235 | 0.065434 | 0.050044 | 0.068242 | 1.0657 | 1.0657 | 1.0657 | 1.0657 | -0.10852 | 1.0657
777 | SCE | SCE-13-SW-002D | (4) 48in Reduced 28 Watt (1) Instant Start Ballast - Reduced Light Output T8 Linear Fluorescent replacing (4) 48in T8 Linear Fluorescent | (4) 48in Reduced 28 Watt (1) Instant Start Ballast - Reduced Light Output T8 Linear Fluorescent replacing (4) 48in T8 Linear Fluorescent | 0.72736 | 0.75967 | 7508.314 | -35.9299 | 10273.2642 | 9836.3595 | 0.81443 | 0.85515 | 9174.9989 | 8738.0942 | -2800.88 | -2363.9753 | 9769.6284 | -40.4815 | 19565.5064 | 0.38192 | 9811.0281 | 3.3336 | -5.5992 | 6377.1685 | 2.1668 | -3.6395 | 16389.36 | 5.4526 | -9.3293 | 15569.892 | 5.18 | -8.8629 | 10120.4302 | 3.367 | -5.7609 | 147165.4215 | -83.9876 | 95657.5275 | -54.5919 | 0.79912 | -0.021291 | 1.2294 | -0.032755 | 12.284 | -0.31936 | 18.4413 | -0.49133 | 0.82814 | 0 | 1.2741 | 0 | 12.4221 | 0 | 19.111 | 0 | 0.67009 | 0.43556 | 10.0514 | 6.5334 | 0.00035745 | 1098.2653 | 9425.9832 | 10524.2485 | 305.0317 | 121.4736 | 27.1076 | 585.1064 | 0 | 0 | 59.546 | 0 | 0 | 0 | 3926.0922 | 5499.891 | 0 | 0 | 0 | 9425.9832 | 0 | 97360.9983 | 61902.274 | -70.2668 | -35.3029 | 0.12129 | 1.0178 | 0.16596 | 0.14822 | 0.1589 | 0.14116 | 0.31607 | -0.044666 | -0.026924 | -0.037608 | -0.019866 | 1.0178 | 1.0178 | 1.0178 | 1.0178 | -0.19478 | 1.0178
778 | SCE | SCE-13-SW-002D | (2) 48in Reduced 28 Watt (1) Instant Start Ballast T8 Linear Fluorescent replacing (2) 48in T12 Linear Fluorescent | (2) 48in Reduced 28 Watt (1) Instant Start Ballast T8 Linear Fluorescent replacing (2) 48in T12 Linear Fluorescent | 0.43864 | 0.4591 | 416.6365 | -1.8338 | 945.6505 | 903.5215 | 0.46886 | 0.4923 | 884.7077 | 842.5788 | -530.8478 | -488.7188 | 561.0088 | -2.3246 | 1462.2057 | 0.28368 | 503.8257 | 0.1706 | -0.2884 | 327.4867 | 0.11089 | -0.18746 | 1542.2808 | 0.5169 | -0.8825 | 1465.1668 | 0.49105 | -0.83838 | 952.3584 | 0.31918 | -0.54495 | 7557.386 | -4.326 | 4912.3011 | -2.8119 | 0.041037 | -0.0010966 | 0.063134 | -0.0016872 | 0.62409 | -0.01645 | 0.94702 | -0.025307 | 0.042528 | 0 | 0.065427 | 0 | 0.63791 | 0 | 0.98141 | 0 | 0.034411 | 0.022367 | 0.51617 | 0.33551 | 1.9835e-05 | 60.9428 | 908.9091 | 969.8518 | 16.9262 | 6.7406 | 1.5042 | 32.4676 | 0 | 0 | 3.3042 | 0 | 0 | 0 | 425.7031 | 483.206 | 0 | 0 | 0 | 908.9091 | 0 | 5708.2181 | 3674.9116 | -3.5603 | -2.1033 | 0.11337 | 0.87187 | 0.25733 | 0.24074 | 0.24586 | 0.22928 | 0.39789 | -0.14395 | -0.12737 | -0.13249 | -0.11591 | 0.87187 | 0.87187 | 0.87187 | 0.87187 | -0.28452 | 0.87187
779 | SCE | SCE-13-SW-002D | 5-13 watts Integral Spiral with Reflector CFL replacing Com CFL Base Case, Total Watts = 3.57 x Msr Watts | 5-13 watts Integral Spiral with Reflector CFL replacing Com CFL Base Case, Total Watts = 3.57 x Msr Watts | 0 | 0 | 0 | 0 | 0 | 0 | 0 | 0 | 0 | 0 | 0 | 0 | 0 | 0 | 0 | 0 | 0 | 0 | 0 | 0 | 0 | 0 | 0 | 0 | 0 | 0 | 0 | 0 | 0 | 0 | 0 | 0 | 0 | 0 | 0 | 0 | 0 | 0 | 0 | 0 | 0 | 0 | 0 | 0 | 0 | 0 | 0 | 0 | 0 | 0 | 0 | 0 | 0 | 0 | 0 | 0 | 0 | 0 | 0 | 0 | 0 | 0 | 0 | 0 | 0 | 0 | 0 | 0 | 0 | 0 | 0 | 0 | 0 | 0 | 0 | 0 | 0 | 0 | 0 | 0 | 0 | 0 | 0 | 0 | 0 | 0 | 0 | 0 | 0 | 0 | 0 | 0 | 0 | 0 | 0 | 0 | 0
780 | SCE | SCE-13-SW-002D | (1) 60in Retrofits in Low Temp Reach-in Display Cases LED replacing (1) 60in T12 Linear Fluorescent | (1) 60in Retrofits in Low Temp Reach-in Display Cases LED replacing (1) 60in T12 Linear Fluorescent | 0.57165 | 0.59772 | 2276.1388 | -11.5233 | 3961.5214 | 3788.7317 | 0.6241 | 0.65531 | 3628.5832 | 3455.7935 | -1696.9059 | -1524.1163 | 2897.9851 | -12.1232 | 6674.5936 | 0.33929 | 2972.298 | 1.034 | -1.7091 | 1931.9937 | 0.67212 | -1.1109 | 3331.3017 | 1.151 | -1.9155 | 3331.3017 | 1.151 | -1.9155 | 2165.3462 | 0.74815 | -1.2451 | 47556.7675 | -27.3453 | 30911.9 | -17.7745 | 0.2421 | -0.0064988 | 0.37246 | -0.0099981 | 3.8736 | -0.10398 | 5.9593 | -0.15997 | 0.25089 | 0 | 0.38598 | 0 | 4.0142 | 0 | 6.1758 | 0 | 0.20301 | 0.13195 | 3.2481 | 2.1113 | 0.00010836 | 332.9381 | 3727.844 | 4060.7821 | 92.4701 | 36.8246 | 8.2176 | 177.3745 | 0 | 0 | 18.0513 | 0 | 0 | 0 | 1155.66 | 2572.184 | 0 | 0 | 0 | 3727.844 | 0 | 28307.3207 | 17882.0579 | -22.5979 | -10.2822 | 0.12729 | 1.1207 | 0.22154 | 0.20292 | 0.21187 | 0.19325 | 0.37326 | -0.09425 | -0.075631 | -0.084587 | -0.065969 | 1.1207 | 1.1207 | 1.1207 | 1.1207 | -0.24597 | 1.1207
781 | SCE | SCE-13-SW-002D | (2) 48in Reduced 28 Watt (1) Instant Start Ballast - Normal Light Output T8 Linear Fluorescent replacing (3) 48in T8 Linear Fluorescent | (2) 48in Reduced 28 Watt (1) Instant Start Ballast - Normal Light Output T8 Linear Fluorescent replacing (3) 48in T8 Linear Fluorescent | 0.97529 | 1.0168 | 3572.1198 | -17.3932 | 3644.7866 | 3496.1066 | 1.1385 | 1.1954 | 3122.2812 | 2973.6011 | -90.0601 | 58.62 | 4609.4104 | -19.1343 | 8086.3827 | 0.43959 | 4754.8055 | 1.6289 | -2.7167 | 3090.6237 | 1.0588 | -1.7659 | 6933.96 | 2.3323 | -3.9524 | 6587.262 | 2.2157 | -3.7547 | 4281.7205 | 1.4402 | -2.4406 | 71322.0822 | -40.7512 | 46359.3551 | -26.4883 | 0.38729 | -0.01033 | 0.59583 | -0.015893 | 5.9739 | -0.15496 | 8.9374 | -0.23839 | 0.40135 | 0 | 0.61746 | 0 | 6.0203 | 0 | 9.2619 | 0 | 0.32475 | 0.21109 | 4.8713 | 3.1663 | 0.00017006 | 522.5055 | 3207.6919 | 3730.1974 | 145.1204 | 57.7917 | 12.8966 | 278.3675 | 0 | 0 | 28.3293 | 0 | 0 | 0 | 1473.8489 | 1733.843 | 0 | 0 | 0 | 3207.6919 | 0 | 45732.6523 | 28960.6927 | -34.2805 | -16.5375 | 0.12334 | 1.0517 | 0.12585 | 0.10781 | 0.12072 | 0.10268 | 0.27922 | -0.0025092 | 0.015533 | 0.0026247 | 0.020667 | 1.0517 | 1.0517 | 1.0517 | 1.0517 | -0.15588 | 1.0517
782 | SCE | SCE-13-SW-002D | (2) 48in Reduced 28 Watt (1) Instant Start Ballast T8 Linear Fluorescent replacing (3) 48in T12 Linear Fluorescent | (2) 48in Reduced 28 Watt (1) Instant Start Ballast T8 Linear Fluorescent replacing (3) 48in T12 Linear Fluorescent | 1.5982 | 1.6586 | 6349.2138 | -59.855 | 3935.2399 | 3792.0723 | 2.0919 | 2.1965 | 3006.5199 | 2863.3523 | 2354.1189 | 2497.2866 | 8213.9859 | -66.3752 | 11939.6829 | 0.52676 | 8403.7494 | 2.4812 | -9.3419 | 5462.4373 | 1.6128 | -6.0723 | 12796.308 | 3.7759 | -14.2461 | 12156.4926 | 3.5871 | -13.5338 | 7901.7205 | 2.3316 | -8.797 | 126056.241 | -140.129 | 81936.5597 | -91.0839 | 0.6845 | -0.035523 | 1.0531 | -0.05465 | 10.5473 | -0.53284 | 15.7961 | -0.81975 | 0.70936 | 0 | 1.0913 | 0 | 10.6403 | 0 | 16.3697 | 0 | 0.57397 | 0.37308 | 8.6096 | 5.5963 | 0.00030227 | 928.7199 | 3088.764 | 4017.4839 | 257.9422 | 102.721 | 22.9228 | 494.7803 | 0 | 0 | 50.3535 | 0 | 0 | 0 | 1503.8288 | 1584.9352 | 0 | 0 | 0 | 3088.764 | 0 | 81607.716 | 51743.2539 | -117.6655 | -57.5417 | 0.12271 | 1.0402 | 0.076053 | 0.058105 | 0.073286 | 0.055338 | 0.23075 | 0.046653 | 0.064602 | 0.04942 | 0.067368 | 1.0402 | 1.0402 | 1.0402 | 1.0402 | -0.10804 | 1.0402
783 | SCE | SCE-13-SW-002D | Integrated Occupancy Sensor (fixture wattage >= 150 Watts) Controls | Integrated Occupancy Sensor (fixture wattage >= 150 Watts) Controls | 0.77318 | 0.80722 | 4696.5544 | -59.8824 | 5996.8625 | 5744.0109 | 0.87322 | 0.91688 | 5309.8823 | 5057.0308 | -1360.1905 | -1107.3389 | 8093.015 | -70.4192 | 13766.6067 | 0.33681 | 13909.6498 | 3.5844 | -16.668 | 9041.2727 | 2.3298 | -10.8342 | 13909.6498 | 3.5844 | -16.668 | 13909.6498 | 3.5844 | -16.668 | 9041.2727 | 2.3298 | -10.8342 | 111277.1987 | -133.3438 | 72330.1818 | -86.6735 | 0.98633 | -0.06338 | 1.5174 | -0.097508 | 7.8906 | -0.50704 | 12.1395 | -0.78006 | 1.168 | 0 | 1.797 | 0 | 9.3444 | 0 | 14.3759 | 0 | 0.94808 | 0.61625 | 7.5846 | 4.93 | 0.00022359 | 686.9801 | 5455.1354 | 6142.1156 | 190.8015 | 75.9834 | 16.9562 | 365.9922 | 0 | 0 | 37.2468 | 0 | 0 | 0 | 1976.3887 | 3478.7467 | 0 | 0 | 5455.1354 | 0 | 5.457e-13 | 80839.5405 | 52545.7033 | -96.8703 | -62.9657 | 0.08938 | 0.95103 | 0.11413 | 0.10105 | 0.10931 | 0.096241 | 0.26199 | -0.024746 | -0.011672 | -0.019934 | -0.0068602 | 0.95103 | 0.95103 | 0.95103 | 0.95103 | -0.17261 | 0.95103
784 | SCE | SCE-13-SW-002D | (1) 72in Retrofits in Medium Temp Reach-in Display Cases LED replacing (1) 72in T12 Linear Fluorescent | (1) 72in Retrofits in Medium Temp Reach-in Display Cases LED replacing (1) 72in T12 Linear Fluorescent | 0.52811 | 0.55237 | 2253.1408 | -11.3998 | 4244.8505 | 4058.4088 | 0.57256 | 0.60119 | 3915.2764 | 3728.8346 | -2003.1095 | -1816.6678 | 2870.1917 | -12.0066 | 6916.5939 | 0.32411 | 2939.7869 | 1.0224 | -1.6904 | 1910.8615 | 0.66456 | -1.0988 | 3322.0224 | 1.147 | -1.9102 | 3322.0224 | 1.147 | -1.9102 | 2159.3147 | 0.74552 | -1.2416 | 47036.59 | -27.0462 | 30573.7846 | -17.58 | 0.23945 | -0.0064277 | 0.36839 | -0.0098888 | 3.8312 | -0.10284 | 5.8942 | -0.15822 | 0.24815 | 0 | 0.38176 | 0 | 3.9703 | 0 | 6.1082 | 0 | 0.20079 | 0.13051 | 3.2126 | 2.0882 | 0.00010727 | 329.5742 | 4022.3797 | 4351.9538 | 91.5358 | 36.4525 | 8.1346 | 175.5823 | 0 | 0 | 17.8689 | 0 | 0 | 0 | 1155.66 | 2866.7197 | 0 | 0 | 0 | 4022.3797 | 0 | 28043.66 | 17718.8333 | -22.3467 | -10.1884 | 0.12716 | 1.1189 | 0.23957 | 0.22097 | 0.22904 | 0.21044 | 0.39035 | -0.11241 | -0.093806 | -0.10188 | -0.083284 | 1.1189 | 1.1189 | 1.1189 | 1.1189 | -0.26319 | 1.1189
785 | SCE | SCE-13-SW-002D | (3) 48in (2) Instant Start Ballast - Reduced Light Output T8 Linear Fluorescent replacing (3) 48in T12 Linear Fluorescent | (3) 48in (2) Instant Start Ballast - Reduced Light Output T8 Linear Fluorescent replacing (3) 48in T12 Linear Fluorescent | 0.50475 | 0.52802 | 282.7313 | -1.2581 | 557.6542 | 533.0686 | 0.54518 | 0.57243 | 516.2982 | 491.7126 | -276.181 | -251.5954 | 378.5663 | -1.5646 | 910.0702 | 0.30929 | 346.5898 | 0.11757 | -0.19781 | 225.2834 | 0.076424 | -0.12857 | 984.9375 | 0.33015 | -0.56181 | 935.6906 | 0.31364 | -0.53372 | 608.1989 | 0.20387 | -0.34692 | 5198.8468 | -2.9671 | 3379.2505 | -1.9286 | 0.02823 | -0.00075216 | 0.043431 | -0.0011572 | 0.4305 | -0.011282 | 0.65147 | -0.017358 | 0.029255 | 0 | 0.045008 | 0 | 0.43883 | 0 | 0.67513 | 0 | 0.023672 | 0.015387 | 0.35508 | 0.2308 | 1.346e-05 | 41.356 | 530.4217 | 571.7777 | 11.4862 | 4.5742 | 1.0208 | 22.0326 | 0 | 0 | 2.2422 | 0 | 0 | 0 | 246.3657 | 284.056 | 0 | 0 | 0 | 530.4217 | 0 | 3839.8908 | 2466.6692 | -2.4326 | -1.4075 | 0.11462 | 0.89384 | 0.22608 | 0.20931 | 0.21611 | 0.19934 | 0.36895 | -0.11146 | -0.094689 | -0.10149 | -0.084722 | 0.89384 | 0.89384 | 0.89384 | 0.89384 | -0.25433 | 0.89384
786 | SCE | SCE-13-SW-002D | (1) 36in (1) Instant Start Ballast - Reduced Light Output T8 Linear Flourescent replacing (1) 36in T12 Linear Fluorescent | (1) 36in (1) Instant Start Ballast - Reduced Light Output T8 Linear Flourescent replacing (1) 36in T12 Linear Fluorescent | 0.66975 | 0.69979 | 445.2652 | -2.174 | 661.5769 | 633.1747 | 0.74288 | 0.78003 | 596.4465 | 568.0443 | -218.4857 | -190.0835 | 573.7326 | -2.39 | 1204.5173 | 0.36786 | 595.1491 | 0.20548 | -0.34126 | 386.847 | 0.13356 | -0.22182 | 902.9907 | 0.30572 | -0.5169 | 857.8412 | 0.29044 | -0.49105 | 557.5968 | 0.18878 | -0.31918 | 8927.2371 | -5.1189 | 5802.7043 | -3.3273 | 0.048476 | -0.0012976 | 0.074578 | -0.0019964 | 0.75143 | -0.019465 | 1.1187 | -0.029946 | 0.050236 | 0 | 0.077286 | 0 | 0.75354 | 0 | 1.1593 | 0 | 0.040649 | 0.026422 | 0.60973 | 0.39632 | 2.1198e-05 | 65.1304 | 612.7624 | 677.8928 | 18.0893 | 7.2037 | 1.6076 | 34.6985 | 0 | 0 | 3.5313 | 0 | 0 | 0 | 348.7992 | 263.9633 | 0 | 0 | 0 | 612.7624 | 0 | 5692.7654 | 3599.3809 | -4.0997 | -2.0632 | 0.12371 | 1.0537 | 0.1838 | 0.16571 | 0.17591 | 0.15782 | 0.33465 | -0.060097 | -0.042002 | -0.052206 | -0.034111 | 1.0537 | 1.0537 | 1.0537 | 1.0537 | -0.21094 | 1.0537
787 | SCE | SCE-13-SW-002D | (1) 60in Retrofits in Medium Temp Reach-in Display Cases LED replacing (1) 60in T12 Linear Fluorescent | (1) 60in Retrofits in Medium Temp Reach-in Display Cases LED replacing (1) 60in T12 Linear Fluorescent | 0.56566 | 0.59148 | 2193.5899 | -11.1057 | 3858.3307 | 3689.8799 | 0.61696 | 0.64781 | 3537.4673 | 3369.0164 | -1675.8465 | -1507.3957 | 2792.8265 | -11.6833 | 6471.0231 | 0.33727 | 2864.5968 | 0.99657 | -1.6472 | 1861.988 | 0.64777 | -1.0706 | 3209.5484 | 1.109 | -1.8455 | 3209.5484 | 1.109 | -1.8455 | 2086.2066 | 0.72083 | -1.1996 | 45833.5482 | -26.3545 | 29791.8074 | -17.1304 | 0.23333 | -0.0062633 | 0.35896 | -0.0096358 | 3.7332 | -0.10021 | 5.7434 | -0.15417 | 0.2418 | 0 | 0.372 | 0 | 3.8688 | 0 | 5.952 | 0 | 0.19565 | 0.12717 | 3.1304 | 2.0348 | 0.00010443 | 320.8635 | 3634.2355 | 3955.099 | 89.1165 | 35.4891 | 7.9196 | 170.9417 | 0 | 0 | 17.3966 | 0 | 0 | 0 | 1155.66 | 2478.5755 | 0 | 0 | 0 | 3634.2355 | 0 | 27279.8387 | 17232.8578 | -21.7792 | -9.909 | 0.12729 | 1.1208 | 0.22389 | 0.20527 | 0.21412 | 0.1955 | 0.3755 | -0.096603 | -0.077983 | -0.086828 | -0.068208 | 1.1208 | 1.1208 | 1.1208 | 1.1208 | -0.24821 | 1.1208
788 | SCE | SCE-13-SW-002D | Up to 192 Watt Interior Fixture T5 Linear Flourescent replacing 176 - 399 Watt lamp base case | Up to 192 Watt Interior Fixture T5 Linear Flourescent replacing 176 - 399 Watt lamp base case | 0.86893 | 0.90659 | 7043.7259 | -34.393 | 8066.5877 | 7731.5268 | 0.99617 | 1.046 | 7036.2793 | 6701.2183 | -1057.2548 | -722.1939 | 9109.6779 | -38.0924 | 16803.1123 | 0.41714 | 9329.328 | 3.3619 | -5.3686 | 6064.0634 | 2.1852 | -3.4896 | 13426.668 | 4.7592 | -7.7219 | 13426.668 | 4.7592 | -7.7219 | 8727.3345 | 3.0935 | -5.0192 | 139939.92 | -80.5285 | 90960.9513 | -52.3435 | 0.75989 | -0.020414 | 1.1691 | -0.031406 | 11.3983 | -0.30621 | 17.5359 | -0.47109 | 0.78748 | 0 | 1.2115 | 0 | 11.8122 | 0 | 18.1727 | 0 | 0.63719 | 0.41417 | 9.5579 | 6.2126 | 0.00033534 | 1030.3085 | 7228.7584 | 8259.0668 | 286.1574 | 113.9572 | 25.4302 | 548.9021 | 0 | 0 | 55.8615 | 0 | 0 | 0 | 2562.6235 | 4666.1348 | 0 | 0 | 0 | 7228.7584 | 0 | 90491.7608 | 57367.6556 | -67.6383 | -33.0074 | 0.12278 | 1.042 | 0.14061 | 0.12265 | 0.13477 | 0.11681 | 0.2929 | -0.01783 | 0.00012981 | -0.011989 | 0.0059704 | 1.042 | 1.042 | 1.042 | 1.042 | -0.17012 | 1.042
789 | SCE | SCE-13-SW-002D | (2) 48in Reduced 28 Watt (1) Instant Start Ballast T8 Linear Fluorescent replacing (4) 48in T12 Linear Fluorescent | (2) 48in Reduced 28 Watt (1) Instant Start Ballast T8 Linear Fluorescent replacing (4) 48in T12 Linear Fluorescent | 2.1991 | 2.2721 | 5014.4174 | -47.0839 | 2258.8237 | 2186.188 | 3.2565 | 3.4193 | 1525.3487 | 1452.713 | 2708.5099 | 2781.1455 | 6488.8628 | -52.4768 | 8622.574 | 0.57608 | 6641.557 | 1.9595 | -7.3921 | 4317.0122 | 1.2737 | -4.8049 | 10968.264 | 3.2464 | -12.229 | 10419.8508 | 3.084 | -11.6175 | 6772.9033 | 2.0046 | -7.5514 | 99623.3549 | -110.8816 | 64755.183 | -72.073 | 0.54097 | -0.028108 | 0.83225 | -0.043244 | 8.3718 | -0.42163 | 12.4838 | -0.64866 | 0.56061 | 0 | 0.86248 | 0 | 8.4091 | 0 | 12.9371 | 0 | 0.45362 | 0.29485 | 6.8043 | 4.4228 | 0.00023872 | 733.475 | 1567.075 | 2300.5499 | 203.715 | 81.126 | 18.1038 | 390.7625 | 0 | 0 | 39.7677 | 0 | 0 | 0 | 766.5178 | 800.5572 | 0 | 0 | 0 | 1567.075 | 0 | 64547.0282 | 40886.6882 | -89.0268 | -45.5243 | 0.12264 | 1.0343 | 0.055246 | 0.037307 | 0.053469 | 0.03553 | 0.21089 | 0.067396 | 0.085335 | 0.069172 | 0.087112 | 1.0343 | 1.0343 | 1.0343 | 1.0343 | -0.088248 | 1.0343
790 | SCE | SCE-13-SW-002D | (1) 48in Medium Temp Reach-in Display Cases Canopy LED replacing (2) 48in T12 Linear Fluorescent | (1) 48in Medium Temp Reach-in Display Cases Canopy LED replacing (2) 48in T12 Linear Fluorescent | 0.49923 | 0.52228 | 767.6762 | -3.8851 | 1529.9311 | 1462.4244 | 0.53878 | 0.56572 | 1417.6406 | 1350.1339 | -766.1399 | -698.6332 | 977.7057 | -4.09 | 2436.0401 | 0.31354 | 1001.9733 | 0.34851 | -0.57614 | 651.2827 | 0.22653 | -0.37449 | 1128.4442 | 0.38972 | -0.64886 | 1128.4442 | 0.38972 | -0.64886 | 733.4888 | 0.25332 | -0.42176 | 16031.573 | -9.2182 | 10420.5228 | -5.9918 | 0.081612 | -0.0021908 | 0.12556 | -0.0033704 | 1.3058 | -0.035052 | 2.0089 | -0.053927 | 0.084576 | 0 | 0.13012 | 0 | 1.3532 | 0 | 2.0819 | 0 | 0.068435 | 0.044483 | 1.095 | 0.71172 | 3.6547e-05 | 112.2905 | 1456.4205 | 1568.711 | 31.1875 | 12.4199 | 2.7716 | 59.8233 | 0 | 0 | 6.0882 | 0 | 0 | 0 | 416.9569 | 1039.4636 | 0 | 0 | 0 | 1456.4205 | 0 | 9551.7319 | 6034.6069 | -7.617 | -3.4699 | 0.12721 | 1.1196 | 0.25353 | 0.23492 | 0.24234 | 0.22373 | 0.40368 | -0.12631 | -0.10771 | -0.11513 | -0.09652 | 1.1196 | 1.1196 | 1.1196 | 1.1196 | -0.27647 | 1.1196
791 | SCE | SCE-13-SW-002D | > 15 to 21 Watt PAR30 LED replacing PAR30 Basecase, Total Watts = 3.42 x Msr Watts | > 15 to 21 Watt PAR30 LED replacing PAR30 Basecase, Total Watts = 3.42 x Msr Watts | 0.61259 | 0.64034 | 3290.6303 | -16.9961 | 5343.9169 | 5112.3652 | 0.67323 | 0.70689 | 4862.5858 | 4631.0341 | -2070.2827 | -1838.731 | 4309.5749 | -18.5765 | 9403.3635 | 0.34813 | 5455.7658 | 1.7398 | -3.2337 | 3546.2479 | 1.1309 | -2.1019 | 5455.7658 | 1.7398 | -3.2337 | 5455.7658 | 1.7398 | -3.2337 | 3546.2479 | 1.1309 | -2.1019 | 65469.1896 | -38.805 | 42554.9748 | -25.2232 | 0.44327 | -0.012296 | 0.68196 | -0.018917 | 5.3193 | -0.14756 | 8.1835 | -0.22701 | 0.44932 | 0 | 0.69127 | 0 | 5.3919 | 0 | 8.2952 | 0 | 0.36904 | 0.23987 | 4.4284 | 2.8785 | 0.00015666 | 481.3311 | 4995.603 | 5476.9341 | 133.6847 | 53.2376 | 11.8803 | 256.4316 | 0 | 0 | 26.0969 | 0 | 0 | 0 | 1235.5056 | 3760.0974 | 0 | 0 | 4995.603 | 6.3036e-08 | 0 | 41784.9398 | 27160.2118 | -24.7668 | -16.0984 | 0.12116 | 1.0558 | 0.19676 | 0.17903 | 0.18823 | 0.17051 | 0.34622 | -0.075599 | -0.057877 | -0.067074 | -0.049352 | 1.0558 | 1.0558 | 1.0558 | 1.0558 | -0.22506 | 1.0558
792 | SCE | SCE-13-SW-002D | (2) 48in Reduced 28 Watt (1) Instant Start Ballast - Normal Light Output w/ Reflectors T8 Linear Fluorescent replacing (4) 48in T8 Linear Fluorescent | (2) 48in Reduced 28 Watt (1) Instant Start Ballast - Normal Light Output w/ Reflectors T8 Linear Fluorescent replacing (4) 48in T8 Linear Fluorescent | 1.1161 | 1.1623 | 11075.6698 | -54.4452 | 9875.1186 | 9482.0212 | 1.3351 | 1.4018 | 8255.0447 | 7861.9474 | 1146.1061 | 1539.2034 | 14243.8603 | -59.3436 | 23666.5379 | 0.46569 | 14851.2816 | 5.1221 | -8.5115 | 9653.3334 | 3.3294 | -5.5325 | 20423.664 | 6.9466 | -11.6995 | 19402.4808 | 6.5992 | -11.1145 | 12611.613 | 4.2895 | -7.2244 | 222769.224 | -127.6731 | 144800.0009 | -82.9875 | 1.2097 | -0.032365 | 1.861 | -0.049793 | 18.684 | -0.48548 | 27.9152 | -0.74689 | 1.2536 | 0 | 1.9286 | 0 | 18.8038 | 0 | 28.9289 | 0 | 1.0143 | 0.65932 | 15.2151 | 9.8898 | 0.00052729 | 1620.0739 | 8480.8634 | 10100.9373 | 449.9586 | 179.1882 | 39.9869 | 863.1026 | 0 | 0 | 87.8375 | 0 | 0 | 0 | 3159.793 | 5321.0705 | 0 | 0 | 0 | 8480.8634 | 0 | 141066.2904 | 89185.1075 | -107.6226 | -51.1077 | 0.12419 | 1.0653 | 0.11073 | 0.092561 | 0.10632 | 0.088153 | 0.26536 | 0.013461 | 0.031627 | 0.017869 | 0.036034 | 1.0653 | 1.0653 | 1.0653 | 1.0653 | -0.14118 | 1.0653
793 | SCE | SCE-13-SW-002D | (2) 24in F17 (1) Premium Instant Start Ballast - High Light Output T8 Linear Fluorescent replacing (2) T12 U-Tube Fluorescent | (2) 24in F17 (1) Premium Instant Start Ballast - High Light Output T8 Linear Fluorescent replacing (2) T12 U-Tube Fluorescent | 0.68271 | 0.71326 | 1469.5138 | -7.0277 | 2142.1912 | 2050.4178 | 0.75885 | 0.79679 | 1927.2406 | 1835.4673 | -679.705 | -587.9316 | 1913.82 | -7.9387 | 3956.299 | 0.36966 | 1916.2944 | 0.65673 | -1.0949 | 1245.5914 | 0.42687 | -0.71167 | 3246.354 | 1.0968 | -1.8501 | 3084.0363 | 1.042 | -1.7576 | 2004.6237 | 0.67729 | -1.1424 | 28744.416 | -16.4232 | 18683.8711 | -10.6751 | 0.15609 | -0.0041633 | 0.24013 | -0.0064051 | 2.3984 | -0.062449 | 3.602 | -0.096076 | 0.16175 | 0 | 0.24885 | 0 | 2.4263 | 0 | 3.7328 | 0 | 0.13088 | 0.085074 | 1.9632 | 1.2761 | 6.996e-05 | 214.9505 | 1979.9608 | 2194.9113 | 59.7003 | 23.7746 | 5.3054 | 114.516 | 0 | 0 | 11.6542 | 0 | 0 | 0 | 772.2961 | 1207.6647 | 0 | 0 | 0 | 1979.9608 | 0 | 19081.6201 | 12137.3266 | -13.7318 | -6.9299 | 0.12107 | 1.0141 | 0.1765 | 0.15879 | 0.16893 | 0.15123 | 0.32596 | -0.055422 | -0.037712 | -0.047861 | -0.030151 | 1.0141 | 1.0141 | 1.0141 | 1.0141 | -0.20489 | 1.0141
794 | SCE | SCE-13-SW-002D | > 17 to 25 Watt PAR38 LED replacing PAR38 Basecase, Total Watts = 3.81 x Msr Watts | > 17 to 25 Watt PAR38 LED replacing PAR38 Basecase, Total Watts = 3.81 x Msr Watts | 0.76425 | 0.79798 | 4815.8656 | -24.8481 | 6268.8802 | 6003.9064 | 0.861 | 0.90406 | 5564.448 | 5299.4743 | -1477.8626 | -1212.8889 | 6307.0998 | -27.1587 | 12283.8476 | 0.39003 | 7984.56 | 2.5425 | -4.7277 | 5189.9642 | 1.6526 | -3.073 | 7984.56 | 2.5425 | -4.7277 | 7984.56 | 2.5425 | -4.7277 | 5189.9642 | 1.6526 | -3.073 | 95814.72 | -56.7324 | 62279.5703 | -36.8761 | 0.64873 | -0.017977 | 0.99805 | -0.027657 | 7.7848 | -0.21572 | 11.9766 | -0.33188 | 0.65759 | 0 | 1.0117 | 0 | 7.8911 | 0 | 12.1401 | 0 | 0.54009 | 0.35106 | 6.481 | 4.2127 | 0.00022927 | 704.4322 | 5716.6648 | 6421.097 | 195.6487 | 77.9137 | 17.3869 | 375.2898 | 0 | 0 | 38.1931 | 0 | 0 | 0 | 1541.9306 | 4174.7342 | 0 | 0 | 5716.6648 | 7.0038e-08 | 0 | 61152.6174 | 39749.2028 | -36.2088 | -23.5357 | 0.12116 | 1.0558 | 0.15771 | 0.13999 | 0.15104 | 0.13332 | 0.30903 | -0.036555 | -0.018833 | -0.029888 | -0.012166 | 1.0558 | 1.0558 | 1.0558 | 1.0558 | -0.18788 | 1.0558
795 | SCE | SCE-13-SW-002D | (1) 72in Retrofits in Low Temp Reach-in Display Cases LED replacing (1) 72in T12 Linear Fluorescent | (1) 72in Retrofits in Low Temp Reach-in Display Cases LED replacing (1) 72in T12 Linear Fluorescent | 0.5434 | 0.5683 | 1169.6215 | -5.9175 | 2141.5053 | 2047.6757 | 0.59059 | 0.62012 | 1970.421 | 1876.5914 | -977.8013 | -883.9718 | 1489.9777 | -6.2329 | 3531.4205 | 0.32953 | 1525.9965 | 0.5307 | -0.87745 | 991.8978 | 0.34495 | -0.57034 | 1725.1522 | 0.5956 | -0.99197 | 1725.1522 | 0.5956 | -0.99197 | 1121.349 | 0.38714 | -0.64478 | 24415.9445 | -14.0392 | 15870.3645 | -9.1255 | 0.12429 | -0.0033365 | 0.19122 | -0.0051331 | 1.9887 | -0.053384 | 3.0596 | -0.082129 | 0.12881 | 0 | 0.19817 | 0 | 2.0609 | 0 | 3.1707 | 0 | 0.10423 | 0.067746 | 1.6676 | 1.0839 | 5.5683e-05 | 171.0843 | 2024.3223 | 2195.4066 | 47.5169 | 18.9228 | 4.2227 | 91.146 | 0 | 0 | 9.2759 | 0 | 0 | 0 | 577.83 | 1446.4923 | 0 | 0 | 0 | 2024.3223 | 0 | 14558.2751 | 9198.45 | -11.5997 | -5.2891 | 0.12715 | 1.1188 | 0.23281 | 0.21421 | 0.22261 | 0.20401 | 0.38391 | -0.10566 | -0.087058 | -0.095457 | -0.076858 | 1.1188 | 1.1188 | 1.1188 | 1.1188 | -0.25676 | 1.1188
796 | SCE | SCE-13-SW-002D | (1) 48in Medium Temp Reach-in Display Cases Canopy LED replacing (1) 48in T12 Linear Fluorescent | (1) 48in Medium Temp Reach-in Display Cases Canopy LED replacing (1) 48in T12 Linear Fluorescent | 0.47598 | 0.49804 | 729.006 | -3.689 | 1523.8401 | 1456.3541 | 0.51179 | 0.53738 | 1417.206 | 1349.72 | -798.523 | -731.037 | 928.5399 | -3.8843 | 2381.0097 | 0.30463 | 951.3601 | 0.33089 | -0.54704 | 618.3841 | 0.21508 | -0.35557 | 1072.9842 | 0.37052 | -0.61697 | 1072.9842 | 0.37052 | -0.61697 | 697.4397 | 0.24084 | -0.40103 | 15221.7614 | -8.7526 | 9894.1453 | -5.6892 | 0.07749 | -0.0020801 | 0.11922 | -0.0032002 | 1.2398 | -0.033282 | 1.9074 | -0.051203 | 0.080304 | 0 | 0.12354 | 0 | 1.2849 | 0 | 1.9767 | 0 | 0.064978 | 0.042236 | 1.0396 | 0.67577 | 3.4706e-05 | 106.634 | 1455.974 | 1562.6081 | 29.6165 | 11.7943 | 2.632 | 56.8098 | 0 | 0 | 5.7815 | 0 | 0 | 0 | 416.7205 | 1039.2535 | 0 | 0 | 0 | 1455.974 | 0 | 9071.8493 | 5731.615 | -7.2321 | -3.2957 | 0.12719 | 1.1193 | 0.26587 | 0.24726 | 0.25409 | 0.23549 | 0.41542 | -0.13868 | -0.12007 | -0.1269 | -0.1083 | 1.1193 | 1.1193 | 1.1193 | 1.1193 | -0.28823 | 1.1193
797 | SCE | SCE-13-SW-002D | (2) 48in (2) Premium Instant Start Ballast - Reduced Light Output w/ Reflector T8 Linear Flourescent replacing (4) 48in T8 Linear Fluorescent | (2) 48in (2) Premium Instant Start Ballast - Reduced Light Output w/ Reflector T8 Linear Flourescent replacing (4) 48in T8 Linear Fluorescent | 1.3283 | 1.3812 | 39521.8738 | -194.462 | 29608.1734 | 28473.5457 | 1.6505 | 1.7331 | 23827.1818 | 22692.5541 | 9719.2384 | 10853.8661 | 50781.6547 | -211.4283 | 79043.7721 | 0.49754 | 53097.324 | 18.3113 | -30.4079 | 34513.2619 | 11.9023 | -19.7651 | 71861.04 | 24.458 | -41.1415 | 68267.988 | 23.2351 | -39.0844 | 44374.1938 | 15.1028 | -25.4049 | 796459.86 | -456.118 | 517698.928 | -296.4767 | 4.3249 | -0.11563 | 6.6536 | -0.17789 | 66.824 | -1.7344 | 99.8045 | -2.6683 | 4.4819 | 0 | 6.8953 | 0 | 67.2287 | 0 | 103.4288 | 0 | 3.6265 | 2.3573 | 54.3981 | 35.3588 | 0.0018815 | 5780.9917 | 24478.98 | 30259.9717 | 1605.6099 | 639.4064 | 142.6874 | 3079.8529 | 0 | 0 | 313.435 | 0 | 0 | 0 | 9469.408 | 15009.572 | 0 | 0 | 0 | 24478.98 | 0 | 502681.6052 | 317666.5396 | -384.6997 | -181.9094 | 0.12441 | 1.069 | 0.093205 | 0.075007 | 0.089633 | 0.071435 | 0.24883 | 0.031208 | 0.049406 | 0.03478 | 0.052978 | 1.069 | 1.069 | 1.069 | 1.069 | -0.12441 | 1.069
798 | SCE | SCE-13-SW-002D | (4) 48in (1) Instant Start Ballast - Reduced Light Output T8 Linear Fluorescent replacing (4) 48in T12 Linear Fluorescent | (4) 48in (1) Instant Start Ballast - Reduced Light Output T8 Linear Fluorescent replacing (4) 48in T12 Linear Fluorescent | 0.79402 | 0.82888 | 12547.5169 | -54.6764 | 15733.7028 | 15071.8773 | 0.89887 | 0.94382 | 13898.3372 | 13236.5116 | -3240.8624 | -2579.0368 | 16969.7079 | -70.3646 | 31971.2206 | 0.39075 | 15010.3073 | 5.0995 | -8.6007 | 9756.7001 | 3.3147 | -5.5905 | 48590.25 | 16.3894 | -27.8409 | 46160.7375 | 15.5699 | -26.4489 | 30004.4805 | 10.1204 | -17.1918 | 225154.6093 | -129.0105 | 146350.5014 | -83.8568 | 1.2226 | -0.032704 | 1.8809 | -0.050314 | 18.5524 | -0.49056 | 28.2141 | -0.75471 | 1.267 | 0 | 1.9492 | 0 | 19.0052 | 0 | 29.2387 | 0 | 1.0252 | 0.66638 | 15.378 | 9.9957 | 0.00059736 | 1835.3657 | 14278.5295 | 16113.8952 | 509.7536 | 203.0006 | 45.3008 | 977.8005 | 0 | 0 | 99.5102 | 0 | 0 | 0 | 6568.8765 | 7709.653 | 0 | 0 | 0 | 14278.5295 | 0 | 173082.0129 | 111617.554 | -106.503 | -63.9548 | 0.11242 | 0.85492 | 0.14096 | 0.12452 | 0.13503 | 0.11859 | 0.28644 | -0.028546 | -0.012102 | -0.022616 | -0.0061728 | 0.85492 | 0.85492 | 0.85492 | 0.85492 | -0.17402 | 0.85492
799 | SCE | SCE-13-SW-002D | Main Cooler Door Auto Closer | Main Cooler Door Auto Closer | 3.3161 | 3.3994 | 51966.0385 | -24.6849 | 15663.6217 | 15279.6987 | 6.4424 | 6.7646 | 8062.382 | 7678.4591 | 36277.7319 | 36661.6548 | 89090.2092 | -29.0284 | 104340.8795 | 0.4978 | 153121.378 | 35.4124 | -6.8709 | 99528.8993 | 23.018 | -4.4661 | 153121.378 | 35.4124 | -6.8709 | 153121.378 | 35.4124 | -6.8709 | 99528.8993 | 23.018 | -4.4661 | 1224971.0237 | -54.9674 | 796231.1946 | -35.7288 | 11.002 | -0.026127 | 16.9261 | -0.040195 | 88.0159 | -0.20901 | 135.409 | -0.32156 | 12.1449 | 0 | 18.6844 | 0 | 97.1591 | 0 | 149.4755 | 0 | 10.2153 | 6.6399 | 81.7221 | 53.1194 | 0.002474 | 7601.2397 | 8282.9304 | 15884.1701 | 2111.1648 | 840.7348 | 187.6151 | 4049.5994 | 0 | 0 | 412.1256 | 0 | 0 | 0 | 2934.3258 | 5348.6046 | 0 | 0 | 8282.9304 | 0 | 1.0914e-12 | 889904.6338 | 578438.0332 | -39.9322 | -25.9559 | 0.089839 | 0.95103 | 0.027079 | 0.013938 | 0.026415 | 0.013274 | 0.18038 | 0.062759 | 0.0759 | 0.063423 | 0.076564 | 0.95103 | 0.95103 | 0.95103 | 0.95103 | -0.090545 | 0.95103
800 | SCE | SCE-13-SW-002D | Main Freezer Door Auto Closer | Main Freezer Door Auto Closer | 4.3848 | 4.461 | 191105.7412 | -40.8547 | 43574.0567 | 42830.2279 | 12.2317 | 12.8433 | 15620.405 | 14876.5762 | 147490.8299 | 148234.6587 | 327676.629 | -48.0434 | 370458.8135 | 0.51575 | 563185.3084 | 75.8113 | -11.3717 | 366070.4639 | 49.2773 | -7.3916 | 563185.3084 | 75.8113 | -11.3717 | 563185.3084 | 75.8113 | -11.3717 | 366070.4639 | 49.2773 | -7.3916 | 4505482.4671 | -90.9736 | 2928563.711 | -59.1328 | 40.4656 | -0.043241 | 62.2548 | -0.066524 | 323.7251 | -0.34593 | 498.0386 | -0.5322 | 44.6693 | 0 | 68.722 | 0 | 357.3543 | 0 | 549.7758 | 0 | 37.5721 | 24.4218 | 300.5764 | 195.3747 | 0.0090981 | 27953.6517 | 16047.7049 | 44001.3566 | 7763.8343 | 3091.8126 | 689.9567 | 14892.4511 | 0 | 0 | 1515.597 | 0 | 0 | 0 | 5717.3652 | 10330.3397 | 0 | 0 | 16047.7049 | 0 | 0 | 3273097.6059 | 2127513.5219 | -66.0896 | -42.9582 | 0.089826 | 0.95103 | 0.020481 | 0.0073421 | 0.020132 | 0.0069925 | 0.17413 | 0.069345 | 0.082484 | 0.069694 | 0.082833 | 0.95103 | 0.95103 | 0.95103 | 0.95103 | -0.084302 | 0.95103
801 | SCE | SCE-13-SW-002D | 2 Watt to < 3 Watt Candelabra LED replacing Candelabra Basecase, Total Watts = 7.35 x Msr Watts | 2 Watt to < 3 Watt Candelabra LED replacing Candelabra Basecase, Total Watts = 7.35 x Msr Watts | 0.75257 | 0.78586 | 1440.0072 | -7.413 | 1903.5915 | 1822.9745 | 0.84621 | 0.88852 | 1692.9571 | 1612.3401 | -470.9974 | -390.3804 | 1885.9058 | -8.1023 | 3700.778 | 0.38711 | 2387.4885 | 0.76116 | -1.4104 | 1551.8676 | 0.49475 | -0.91678 | 2387.4885 | 0.76116 | -1.4104 | 2387.4885 | 0.76116 | -1.4104 | 1551.8676 | 0.49475 | -0.91678 | 28649.862 | -16.9252 | 18622.411 | -11.0014 | 0.19398 | -0.0053632 | 0.29843 | -0.008251 | 2.3278 | -0.064358 | 3.5812 | -0.099012 | 0.19663 | 0 | 0.3025 | 0 | 2.3595 | 0 | 3.6301 | 0 | 0.16149 | 0.10497 | 1.9379 | 1.2596 | 6.8555e-05 | 210.6345 | 1739.2683 | 1949.9028 | 58.5015 | 23.2972 | 5.1989 | 112.2166 | 0 | 0 | 11.4202 | 0 | 0 | 0 | 833.1258 | 906.1425 | 0 | 0 | 1739.2683 | 0 | 1.5759e-08 | 18285.4372 | 11885.5346 | -10.8023 | -7.0215 | 0.12116 | 1.0558 | 0.16016 | 0.14244 | 0.15338 | 0.13566 | 0.31137 | -0.039004 | -0.021282 | -0.032221 | -0.014499 | 1.0558 | 1.0558 | 1.0558 | 1.0558 | -0.19021 | 1.0558
802 | SCE | SCE-13-SW-002D | >= 4 Watt Candelabra LED replacing Candelabra Basecase, Total Watts = 7.35 x Msr Watts | >= 4 Watt Candelabra LED replacing Candelabra Basecase, Total Watts = 7.35 x Msr Watts | 1.1088 | 1.1548 | 4800.024 | -24.7653 | 4306.871 | 4135.2159 | 1.3247 | 1.3909 | 3604.756 | 3433.101 | 468.3877 | 640.0427 | 6286.3527 | -27.0681 | 10394.5005 | 0.4594 | 7958.295 | 2.5372 | -4.7119 | 5172.8919 | 1.6492 | -3.0628 | 7958.295 | 2.5372 | -4.7119 | 7958.295 | 2.5372 | -4.7119 | 5172.8919 | 1.6492 | -3.0628 | 95499.54 | -56.5433 | 62074.7033 | -36.7531 | 0.6466 | -0.017917 | 0.99477 | -0.027565 | 7.7592 | -0.21501 | 11.9372 | -0.33078 | 0.65543 | 0 | 1.0083 | 0 | 7.8651 | 0 | 12.1002 | 0 | 0.53831 | 0.3499 | 6.4597 | 4.1988 | 0.00022852 | 702.1149 | 3703.365 | 4405.4799 | 195.0051 | 77.6574 | 17.3297 | 374.0553 | 0 | 0 | 38.0674 | 0 | 0 | 0 | 1797.5766 | 1905.7884 | 0 | 0 | 3703.365 | 0 | 0 | 60951.4575 | 39618.4488 | -36.0881 | -23.4573 | 0.12116 | 1.0558 | 0.10871 | 0.090987 | 0.10438 | 0.086654 | 0.26237 | 0.012448 | 0.030169 | 0.01678 | 0.034502 | 1.0558 | 1.0558 | 1.0558 | 1.0558 | -0.14121 | 1.0558
803 | SCE | SCE-13-SW-002D | 3 Watt to < 4 Watt Candelabra LED replacing Candelabra Basecase, Total Watts = 7.35 x Msr Watts | 3 Watt to < 4 Watt Candelabra LED replacing Candelabra Basecase, Total Watts = 7.35 x Msr Watts | 0.94745 | 0.98794 | 6385.7428 | -33.0003 | 6705.0816 | 6430.2712 | 1.1008 | 1.1558 | 5771.0184 | 5496.208 | -352.3391 | -77.5287 | 8363.0898 | -36.0689 | 14757.2921 | 0.43048 | 10587.369 | 3.389 | -6.2788 | 6881.7901 | 2.2029 | -4.0812 | 10587.369 | 3.389 | -6.2788 | 10587.369 | 3.389 | -6.2788 | 6881.7901 | 2.2029 | -4.0812 | 127048.4276 | -75.3452 | 82581.481 | -48.9744 | 0.86021 | -0.023875 | 1.3234 | -0.036731 | 10.3225 | -0.2865 | 15.8807 | -0.44077 | 0.87195 | 0 | 1.3415 | 0 | 10.4634 | 0 | 16.0975 | 0 | 0.71614 | 0.46549 | 8.5937 | 5.5859 | 0.00030401 | 934.0631 | 5928.886 | 6862.9491 | 259.4263 | 103.312 | 23.0547 | 497.6269 | 0 | 0 | 50.6432 | 0 | 0 | 0 | 2908.411 | 3020.475 | 0 | 0 | 5928.886 | 0 | 5.2529e-08 | 81087.1637 | 52706.6584 | -48.0882 | -31.2573 | 0.12116 | 1.0558 | 0.12722 | 0.10949 | 0.122 | 0.10428 | 0.27999 | -0.0060588 | 0.011663 | -0.00084483 | 0.016877 | 1.0558 | 1.0558 | 1.0558 | 1.0558 | -0.15883 | 1.0558
804 | SCE | SCE-13-SW-002D | 1 Watt to < 2 Watt Candelabra LED replacing Candelabra Basecase, Total Watts = 7.35 x Msr Watts | 1 Watt to < 2 Watt Candelabra LED replacing Candelabra Basecase, Total Watts = 7.35 x Msr Watts | 0.52092 | 0.54487 | 256.0013 | -1.3252 | 488.9013 | 467.4035 | 0.56412 | 0.59233 | 451.4552 | 429.9573 | -234.2253 | -212.7274 | 335.2721 | -1.4485 | 801.2272 | 0.31786 | 424.4424 | 0.13532 | -0.25214 | 275.8876 | 0.087956 | -0.16389 | 424.4424 | 0.13532 | -0.25214 | 424.4424 | 0.13532 | -0.25214 | 275.8876 | 0.087956 | -0.16389 | 5093.3088 | -3.0257 | 3310.6508 | -1.9667 | 0.034485 | -0.00095878 | 0.053054 | -0.001475 | 0.41382 | -0.011505 | 0.63665 | -0.017701 | 0.034956 | 0 | 0.053779 | 0 | 0.41947 | 0 | 0.64534 | 0 | 0.02871 | 0.018661 | 0.34452 | 0.22394 | 1.2188e-05 | 37.4461 | 463.8049 | 501.251 | 10.4003 | 4.1417 | 0.92425 | 19.9496 | 0 | 0 | 2.0303 | 0 | 0 | 0 | 222.1669 | 241.638 | 0 | 0 | 463.8049 | 0 | 4.2024e-09 | 3250.7444 | 2112.9839 | -1.9311 | -1.2552 | 0.12116 | 1.0558 | 0.23138 | 0.21366 | 0.22121 | 0.20348 | 0.37919 | -0.11022 | -0.092501 | -0.10005 | -0.082327 | 1.0558 | 1.0558 | 1.0558 | 1.0558 | -0.25804 | 1.0558
805 | SCE | SCE-13-SW-002D | LED High/Low Bay >160 to 187 Watts Replacing 250W PSMH | LED High/Low Bay >160 to 187 Watts Replacing 250W PSMH | 0.4172 | 0.43672 | 2037.8982 | -10.211 | 4860.2244 | 4642.9799 | 0.44446 | 0.46668 | 4562.1345 | 4344.89 | -2832.5373 | -2615.2928 | 2668.9339 | -11.1605 | 7300.7532 | 0.27774 | 3378.7737 | 1.2334 | -1.9428 | 2196.203 | 0.80169 | -1.2628 | 3378.7737 | 1.2334 | -1.9428 | 3378.7737 | 1.2334 | -1.9428 | 2196.203 | 0.80169 | -1.2628 | 40545.2847 | -23.3135 | 26354.436 | -15.1538 | 0.27452 | -0.0073875 | 0.42234 | -0.011365 | 3.2942 | -0.08865 | 5.0681 | -0.13638 | 0.27827 | 0 | 0.4281 | 0 | 3.3392 | 0 | 5.1372 | 0 | 0.22854 | 0.14855 | 2.7425 | 1.7827 | 9.702e-05 | 298.0899 | 4686.9327 | 4985.0227 | 82.7914 | 32.9702 | 7.3575 | 158.8089 | 0 | 0 | 16.1619 | 0 | 0 | 0 | 937.3865 | 3749.5462 | 0 | 0 | 4686.9327 | 0 | 0 | 25877.5508 | 16820.4086 | -14.8796 | -9.6717 | 0.12116 | 1.0558 | 0.28895 | 0.27123 | 0.27603 | 0.25831 | 0.43404 | -0.16779 | -0.15007 | -0.15488 | -0.13715 | 1.0558 | 1.0558 | 1.0558 | 1.0558 | -0.31289 | 1.0558
806 | SCE | SCE-13-SW-002D | LED High/Low Bay >187 to 220 Watts Replacing 320W PSMH | LED High/Low Bay >187 to 220 Watts Replacing 320W PSMH | 0.51108 | 0.53463 | 2925.6954 | -14.6594 | 5695.8186 | 5444.9678 | 0.5526 | 0.58023 | 5267.8678 | 5017.0169 | -2784.7827 | -2533.9318 | 3831.6378 | -16.0226 | 9260.583 | 0.31435 | 4850.7148 | 1.7707 | -2.7892 | 3152.9647 | 1.1509 | -1.813 | 4850.7148 | 1.7707 | -2.7892 | 4850.7148 | 1.7707 | -2.7892 | 3152.9647 | 1.1509 | -1.813 | 58208.577 | -33.4699 | 37835.5765 | -21.7555 | 0.39411 | -0.010606 | 0.60633 | -0.016317 | 4.7294 | -0.12727 | 7.2759 | -0.1958 | 0.39949 | 0 | 0.6146 | 0 | 4.7939 | 0 | 7.3753 | 0 | 0.32811 | 0.21327 | 3.9373 | 2.5593 | 0.00013929 | 427.9509 | 5411.9715 | 5839.9224 | 118.8589 | 47.3335 | 10.5628 | 227.993 | 0 | 0 | 23.2027 | 0 | 0 | 0 | 1082.3943 | 4329.5772 | 0 | 0 | 5411.9715 | 9.0949e-13 | 0 | 37150.9393 | 24148.1114 | -21.3618 | -13.8852 | 0.12116 | 1.0558 | 0.23587 | 0.21815 | 0.22548 | 0.20776 | 0.38349 | -0.11471 | -0.096992 | -0.10433 | -0.086604 | 1.0558 | 1.0558 | 1.0558 | 1.0558 | -0.26233 | 1.0558
807 | SCE | SCE-13-SW-002D | LED High/Low Bay >220 to 262 Watts Replacing 350W PSMH | LED High/Low Bay >220 to 262 Watts Replacing 350W PSMH | 0.48818 | 0.51076 | 2784.4549 | -13.9517 | 5675.1589 | 5424.3081 | 0.52592 | 0.55222 | 5267.8678 | 5017.0169 | -2904.6557 | -2653.8049 | 3646.6622 | -15.2491 | 9055.7212 | 0.30594 | 4616.5423 | 1.6852 | -2.6545 | 3000.7526 | 1.0954 | -1.7254 | 4616.5423 | 1.6852 | -2.6545 | 4616.5423 | 1.6852 | -2.6545 | 3000.7526 | 1.0954 | -1.7254 | 55398.5078 | -31.8541 | 36009.0314 | -20.7052 | 0.37509 | -0.010094 | 0.57706 | -0.015529 | 4.501 | -0.12113 | 6.9247 | -0.18635 | 0.38021 | 0 | 0.58493 | 0 | 4.5625 | 0 | 7.0192 | 0 | 0.31227 | 0.20298 | 3.7472 | 2.4357 | 0.00013256 | 407.2912 | 5411.9715 | 5819.2627 | 113.1209 | 45.0484 | 10.0528 | 216.9865 | 0 | 0 | 22.0826 | 0 | 0 | 0 | 1082.3943 | 4329.5772 | 0 | 0 | 5411.9715 | 9.0949e-13 | 0 | 35357.4456 | 22982.3405 | -20.3305 | -13.2148 | 0.12116 | 1.0558 | 0.24694 | 0.22921 | 0.23602 | 0.2183 | 0.39403 | -0.12578 | -0.10806 | -0.11486 | -0.097142 | 1.0558 | 1.0558 | 1.0558 | 1.0558 | -0.27287 | 1.0558
808 | SCE | SCE-13-SW-002D | LED High/Low Bay >262 to 280 Watts Replacing 400W PSMH | LED High/Low Bay >262 to 280 Watts Replacing 400W PSMH | 0.61054 | 0.6382 | 7102.3778 | -35.587 | 11574.6232 | 11072.9215 | 0.67074 | 0.70428 | 10535.7355 | 10034.0338 | -4507.8324 | -4006.1307 | 9301.6311 | -38.8962 | 20335.6564 | 0.34751 | 11775.5282 | 4.2985 | -6.7709 | 7654.0936 | 2.794 | -4.4011 | 11775.5282 | 4.2985 | -6.7709 | 11775.5282 | 4.2985 | -6.7709 | 7654.0936 | 2.794 | -4.4011 | 141306.3388 | -81.2511 | 91849.1236 | -52.8132 | 0.95674 | -0.025746 | 1.4719 | -0.03961 | 11.4809 | -0.30896 | 17.663 | -0.47532 | 0.9698 | 0 | 1.492 | 0 | 11.6376 | 0 | 17.9041 | 0 | 0.79651 | 0.51773 | 9.5582 | 6.2128 | 0.00033813 | 1038.8877 | 10823.9431 | 11862.8307 | 288.5402 | 114.9061 | 25.642 | 553.4727 | 0 | 0 | 56.3266 | 0 | 0 | 0 | 2164.7886 | 8659.1545 | 0 | 0 | 10823.9431 | 1.819e-12 | 0 | 90187.1077 | 58621.6222 | -51.8576 | -33.7074 | 0.12116 | 1.0558 | 0.19745 | 0.17972 | 0.18889 | 0.17117 | 0.3469 | -0.07629 | -0.058568 | -0.067732 | -0.05001 | 1.0558 | 1.0558 | 1.0558 | 1.0558 | -0.22574 | 1.0558
809 | SCE | SCE-13-SW-002D | LED High/Low Bay >280 to 320 Watts Replacing 450W PSMH | LED High/Low Bay >280 to 320 Watts Replacing 450W PSMH | 0.48424 | 0.50665 | 3752.961 | -18.8045 | 7711.349 | 7370.2827 | 0.52136 | 0.54742 | 7162.3913 | 6821.3251 | -3977.1925 | -3636.1263 | 4915.0664 | -20.5531 | 12264.7961 | 0.30446 | 6222.2962 | 2.2714 | -3.5778 | 4044.4927 | 1.4764 | -2.3256 | 6222.2962 | 2.2714 | -3.5778 | 6222.2962 | 2.2714 | -3.5778 | 4044.4927 | 1.4764 | -2.3256 | 74667.554 | -42.9338 | 48533.9119 | -27.907 | 0.50555 | -0.013605 | 0.77777 | -0.02093 | 6.0666 | -0.16326 | 9.3333 | -0.25116 | 0.51245 | 0 | 0.78839 | 0 | 6.1494 | 0 | 9.4607 | 0 | 0.42088 | 0.27358 | 5.0506 | 3.2829 | 0.00017867 | 548.9577 | 7358.3202 | 7907.2779 | 152.4673 | 60.7174 | 13.5495 | 292.46 | 0 | 0 | 29.7635 | 0 | 0 | 0 | 1471.664 | 5886.6562 | 0 | 0 | 7358.3202 | 0 | 0 | 47655.6876 | 30976.1981 | -27.402 | -17.8113 | 0.12116 | 1.0558 | 0.24894 | 0.23122 | 0.23793 | 0.22021 | 0.39594 | -0.12779 | -0.11007 | -0.11678 | -0.099056 | 1.0558 | 1.0558 | 1.0558 | 1.0558 | -0.27479 | 1.0558
810 | SCE | SCE-13-SW-002D | LED High/Low Bay >320 to 500 Watts Replacing 750W PSMH | LED High/Low Bay >320 to 500 Watts Replacing 750W PSMH | 0.81112 | 0.84663 | 25665.4106 | -128.5985 | 31483.3642 | 30162.926 | 0.92094 | 0.96698 | 27729.202 | 26408.7639 | -5946.5522 | -4626.114 | 33612.7123 | -140.5566 | 63635.0818 | 0.4013 | 42552.477 | 15.5332 | -24.4677 | 27659.1111 | 10.0966 | -15.904 | 42552.477 | 15.5332 | -24.4677 | 42552.477 | 15.5332 | -24.4677 | 27659.1111 | 10.0966 | -15.904 | 510629.7242 | -293.6121 | 331909.3329 | -190.8479 | 3.4573 | -0.093038 | 5.319 | -0.14314 | 41.4879 | -1.1165 | 63.8275 | -1.7176 | 3.5045 | 0 | 5.3916 | 0 | 42.0542 | 0 | 64.6988 | 0 | 2.8783 | 1.8709 | 34.5397 | 22.4508 | 0.0012219 | 3754.1622 | 28487.741 | 32241.9032 | 1042.6793 | 415.229 | 92.6609 | 2000.0491 | 0 | 0 | 203.544 | 0 | 0 | 0 | 5697.5482 | 22790.1928 | 0 | 0 | 28487.741 | 0 | 0 | 325903.4119 | 211837.2255 | -187.3945 | -121.8064 | 0.12116 | 1.0558 | 0.14862 | 0.1309 | 0.14239 | 0.12467 | 0.3004 | -0.027464 | -0.0097423 | -0.021231 | -0.0035091 | 1.0558 | 1.0558 | 1.0558 | 1.0558 | -0.17924 | 1.0558
811 | SCE | SCE-13-SW-002D | LED High/Low Bay >500 to 750 Watts Replacing 1000W PSMH | LED High/Low Bay >500 to 750 Watts Replacing 1000W PSMH | 0.46611 | 0.48774 | 6658.4792 | -33.3628 | 14213.6892 | 13583.2258 | 0.5004 | 0.52542 | 13239.7321 | 12609.2686 | -7588.5729 | -6958.1095 | 8720.2791 | -36.4652 | 22267.0398 | 0.29753 | 11039.5577 | 4.0298 | -6.3477 | 7175.7128 | 2.6194 | -4.126 | 11039.5577 | 4.0298 | -6.3477 | 11039.5577 | 4.0298 | -6.3477 | 7175.7128 | 2.6194 | -4.126 | 132474.6926 | -76.1729 | 86108.5533 | -49.5124 | 0.89695 | -0.024137 | 1.3799 | -0.037134 | 10.7634 | -0.28965 | 16.559 | -0.44561 | 0.90919 | 0 | 1.3988 | 0 | 10.9103 | 0 | 16.7851 | 0 | 0.74673 | 0.48538 | 8.9608 | 5.8245 | 0.00031699 | 973.9572 | 13601.9081 | 14575.8653 | 270.5064 | 107.7245 | 24.0394 | 518.8807 | 0 | 0 | 52.8062 | 0 | 0 | 0 | 2720.3816 | 10881.5265 | 0 | 0 | 13601.9081 | 1.819e-12 | 0 | 84550.4135 | 54957.7708 | -48.6165 | -31.6007 | 0.12116 | 1.0558 | 0.25863 | 0.24091 | 0.24716 | 0.22944 | 0.40517 | -0.13747 | -0.11975 | -0.126 | -0.10828 | 1.0558 | 1.0558 | 1.0558 | 1.0558 | -0.28401 | 1.0558
812 | SCE | SCE-13-SW-002D | LED High/Low Bay >160 to 187 Watts Replacing 250W PSMH | LED High/Low Bay >160 to 187 Watts Replacing 250W PSMH | 0.41102 | 0.43026 | 42144.5005 | -545.3802 | 101209.0795 | 96683.1524 | 0.43768 | 0.45956 | 95044.4678 | 90518.5407 | -59609.9592 | -55084.0321 | 55123.4556 | -596.0937 | 151210.5143 | 0.27511 | 69784.2993 | 26.3071 | -103.7662 | 45359.7962 | 17.0996 | -67.448 | 69784.2993 | 26.3071 | -103.7662 | 69784.2993 | 26.3071 | -103.7662 | 45359.7962 | 17.0996 | -67.448 | 837411.5914 | -1245.1946 | 544317.5544 | -809.3765 | 5.6699 | -0.39457 | 8.7229 | -0.60703 | 68.0384 | -4.7349 | 104.6744 | -7.2844 | 5.7473 | 0 | 8.8419 | 0 | 68.9672 | 0 | 106.1034 | 0 | 4.7203 | 3.0682 | 56.6437 | 36.8184 | 0.0020064 | 6164.6117 | 97644.4318 | 103809.0435 | 1712.1564 | 681.8367 | 152.156 | 3284.2285 | 0 | 0 | 334.2342 | 0 | 0 | 0 | 19528.8864 | 78115.5455 | 0 | 0 | 97644.4318 | 0 | 0 | 534468.0928 | 347404.2731 | -794.7308 | -516.575 | 0.12131 | 1.0558 | 0.29133 | 0.27358 | 0.2783 | 0.26056 | 0.43526 | -0.17002 | -0.15227 | -0.15699 | -0.13924 | 1.0558 | 1.0558 | 1.0558 | 1.0558 | -0.31395 | 1.0558
813 | SCE | SCE-13-SW-002D | LED High/Low Bay >187 to 220 Watts Replacing 320W PSMH | LED High/Low Bay >187 to 220 Watts Replacing 320W PSMH | 0.50356 | 0.52678 | 60504.4809 | -782.9715 | 118597.4302 | 113371.3709 | 0.54417 | 0.57138 | 109747.245 | 104521.1858 | -58875.9208 | -53649.8615 | 79137.6342 | -855.7781 | 191653.227 | 0.31161 | 100185.3802 | 37.7677 | -148.9713 | 65120.4995 | 24.549 | -96.8314 | 100185.3802 | 37.7677 | -148.9713 | 100185.3802 | 37.7677 | -148.9713 | 65120.4995 | 24.549 | -96.8314 | 1202224.5619 | -1787.6557 | 781445.9939 | -1161.9762 | 8.1399 | -0.56646 | 12.5229 | -0.87148 | 97.6789 | -6.7976 | 150.2752 | -10.4578 | 8.251 | 0 | 12.6939 | 0 | 99.0123 | 0 | 152.3266 | 0 | 6.7767 | 4.4048 | 81.3201 | 52.8581 | 0.0028805 | 8850.1851 | 112749.4071 | 121599.5922 | 2458.0463 | 978.8744 | 218.4417 | 4714.9815 | 0 | 0 | 479.8412 | 0 | 0 | 0 | 22549.8814 | 90199.5256 | 0 | 0 | 112749.4071 | 1.4552e-11 | 0 | 767305.6779 | 498748.7089 | -1140.9502 | -741.6176 | 0.12131 | 1.0558 | 0.23779 | 0.22005 | 0.22731 | 0.20957 | 0.38427 | -0.11648 | -0.098733 | -0.106 | -0.088254 | 1.0558 | 1.0558 | 1.0558 | 1.0558 | -0.26296 | 1.0558
814 | SCE | SCE-13-SW-002D | LED High/Low Bay >220 to 262 Watts Replacing 350W PSMH | LED High/Low Bay >220 to 262 Watts Replacing 350W PSMH | 0.48099 | 0.50324 | 57583.5749 | -745.1729 | 118170.1798 | 112944.1206 | 0.5179 | 0.5438 | 109747.245 | 104521.1858 | -61331.7778 | -56105.7185 | 75317.1967 | -814.4647 | 187446.8526 | 0.30322 | 95348.8446 | 35.9444 | -141.7796 | 61976.7512 | 23.3639 | -92.1567 | 95348.8446 | 35.9444 | -141.7796 | 95348.8446 | 35.9444 | -141.7796 | 61976.7512 | 23.3639 | -92.1567 | 1144186.1347 | -1701.355 | 743721.0149 | -1105.8808 | 7.7469 | -0.53912 | 11.9184 | -0.82941 | 92.9633 | -6.4694 | 143.0205 | -9.9529 | 7.8527 | 0 | 12.0811 | 0 | 94.2324 | 0 | 144.9729 | 0 | 6.4495 | 4.1922 | 77.3943 | 50.3063 | 0.0027414 | 8422.9348 | 112749.4071 | 121172.3419 | 2339.382 | 931.6184 | 207.8963 | 4487.3617 | 0 | 0 | 456.6765 | 0 | 0 | 0 | 22549.8814 | 90199.5256 | 0 | 0 | 112749.4071 | 1.4552e-11 | 0 | 730263.3348 | 474671.185 | -1085.8698 | -705.8154 | 0.12131 | 1.0558 | 0.24895 | 0.23121 | 0.23794 | 0.2202 | 0.3949 | -0.12764 | -0.10989 | -0.11663 | -0.098884 | 1.0558 | 1.0558 | 1.0558 | 1.0558 | -0.27359 | 1.0558
815 | SCE | SCE-13-SW-002D | LED High/Low Bay >262 to 280 Watts Replacing 400W PSMH | LED High/Low Bay >262 to 280 Watts Replacing 400W PSMH | 0.60163 | 0.6289 | 146879.8433 | -1900.7309 | 240979.0774 | 230526.9588 | 0.66051 | 0.69354 | 219494.4901 | 209042.3715 | -95999.965 | -85547.8464 | 192113.4293 | -2077.4752 | 420562.9129 | 0.34473 | 243208.647 | 91.6843 | -361.6407 | 158085.6263 | 59.5948 | -235.0665 | 243208.647 | 91.6843 | -361.6407 | 243208.647 | 91.6843 | -361.6407 | 158085.6263 | 59.5948 | -235.0665 | 2918503.764 | -4339.6882 | 1897027.5162 | -2820.7974 | 19.7603 | -1.3751 | 30.4005 | -2.1156 | 237.1239 | -16.5017 | 364.806 | -25.3872 | 20.0301 | 0 | 30.8155 | 0 | 240.3609 | 0 | 369.786 | 0 | 16.451 | 10.6931 | 197.4117 | 128.3176 | 0.0069926 | 21484.5873 | 225498.8141 | 246983.4014 | 5967.1193 | 2376.302 | 530.2861 | 11446.0239 | 0 | 0 | 1164.8559 | 0 | 0 | 0 | 45099.7628 | 180399.0513 | 0 | 0 | 225498.8141 | 2.9104e-11 | 0 | 1862700.68 | 1210755.4864 | -2769.7549 | -1800.3408 | 0.12131 | 1.0558 | 0.19903 | 0.18129 | 0.1904 | 0.17265 | 0.34736 | -0.077719 | -0.059975 | -0.069087 | -0.051342 | 1.0558 | 1.0558 | 1.0558 | 1.0558 | -0.22604 | 1.0558
816 | SCE | SCE-13-SW-002D | LED High/Low Bay >280 to 320 Watts Replacing 450W PSMH | LED High/Low Bay >280 to 320 Watts Replacing 450W PSMH | 0.4771 | 0.4992 | 77612.6445 | -1004.3635 | 160569.1371 | 153463.5902 | 0.5134 | 0.53907 | 149216.4859 | 142110.939 | -83960.8561 | -76855.3092 | 101514.4825 | -1097.7568 | 253880.3159 | 0.30175 | 128513.6601 | 48.4468 | -191.0942 | 83533.8821 | 31.4904 | -124.2113 | 128513.6601 | 48.4468 | -191.0942 | 128513.6601 | 48.4468 | -191.0942 | 83533.8821 | 31.4904 | -124.2113 | 1542163.9208 | -2293.1307 | 1002406.5853 | -1490.535 | 10.4415 | -0.72664 | 16.0639 | -1.1179 | 125.2984 | -8.7196 | 192.7668 | -13.4148 | 10.5841 | 0 | 16.2832 | 0 | 127.0089 | 0 | 195.3983 | 0 | 8.6928 | 5.6503 | 104.3141 | 67.8042 | 0.003695 | 11352.6512 | 153298.3384 | 164650.9896 | 3153.0801 | 1255.6596 | 280.208 | 6048.1831 | 0 | 0 | 615.5204 | 0 | 0 | 0 | 30659.6677 | 122638.6707 | 0 | 0 | 153298.3384 | 0 | 0 | 984267.973 | 639774.2059 | -1463.5637 | -951.3164 | 0.12131 | 1.0558 | 0.25098 | 0.23323 | 0.23987 | 0.22213 | 0.39683 | -0.12967 | -0.11192 | -0.11856 | -0.10081 | 1.0558 | 1.0558 | 1.0558 | 1.0558 | -0.27552 | 1.0558
817 | SCE | SCE-13-SW-002D | LED High/Low Bay >320 to 500 Watts Replacing 750W PSMH | LED High/Low Bay >320 to 500 Watts Replacing 750W PSMH | 0.79945 | 0.83448 | 265385.1715 | -3434.2752 | 327664.5976 | 313910.0331 | 0.90689 | 0.95223 | 288845.8547 | 275091.2902 | -65713.7013 | -51959.1368 | 347114.0371 | -3753.62 | 657270.4502 | 0.39854 | 439433.8054 | 165.6568 | -653.419 | 285631.984 | 107.6769 | -424.7223 | 439433.8054 | 165.6568 | -653.419 | 439433.8054 | 165.6568 | -653.419 | 285631.984 | 107.6769 | -424.7223 | 5273205.6645 | -7841.0276 | 3427583.8076 | -5096.6681 | 35.7033 | -2.4846 | 54.9282 | -3.8225 | 428.4397 | -29.8155 | 659.138 | -45.87 | 36.1907 | 0 | 55.678 | 0 | 434.2884 | 0 | 668.136 | 0 | 29.7239 | 19.3205 | 356.687 | 231.8466 | 0.012634 | 38818.743 | 296747.3018 | 335566.0448 | 10781.4997 | 4293.5456 | 958.1306 | 20680.8842 | 0 | 0 | 2104.6828 | 0 | 0 | 0 | 59349.4604 | 237397.8414 | 0 | 0 | 296747.3018 | 0 | 0 | 3365561.456 | 2187615.0266 | -5004.4436 | -3252.8884 | 0.12131 | 1.0558 | 0.14978 | 0.13204 | 0.14349 | 0.12575 | 0.30045 | -0.028469 | -0.010724 | -0.022182 | -0.0044368 | 1.0558 | 1.0558 | 1.0558 | 1.0558 | -0.17914 | 1.0558
818 | SCE | SCE-13-SW-002D | LED High/Low Bay >500 to 750 Watts Replacing 1000W PSMH | LED High/Low Bay >500 to 750 Watts Replacing 1000W PSMH | 0.45923 | 0.48056 | 34369.8833 | -444.771 | 73874.0001 | 70595.5903 | 0.49276 | 0.5174 | 68846.6067 | 65568.1969 | -39948.8878 | -36670.478 | 44954.5425 | -486.1292 | 115064.0035 | 0.29484 | 56910.8234 | 21.4541 | -84.6239 | 36992.0366 | 13.9452 | -55.0056 | 56910.8234 | 21.4541 | -84.6239 | 56910.8234 | 21.4541 | -84.6239 | 36992.0366 | 13.9452 | -55.0056 | 682929.8808 | -1015.487 | 443904.4388 | -660.0666 | 4.6239 | -0.32178 | 7.1137 | -0.49505 | 55.487 | -3.8614 | 85.3646 | -5.9406 | 4.687 | 0 | 7.2108 | 0 | 56.2444 | 0 | 86.5299 | 0 | 3.8495 | 2.5022 | 46.1943 | 30.0263 | 0.0016363 | 5027.3934 | 70729.922 | 75757.3154 | 1396.3059 | 556.0547 | 124.087 | 2678.3696 | 0 | 0 | 272.5763 | 0 | 0 | 0 | 14145.9844 | 56583.9376 | 0 | 0 | 70729.922 | 1.4552e-11 | 0 | 435871.9591 | 283316.7838 | -648.1227 | -421.2797 | 0.12131 | 1.0558 | 0.26075 | 0.243 | 0.24918 | 0.23143 | 0.40613 | -0.13943 | -0.12169 | -0.12786 | -0.11012 | 1.0558 | 1.0558 | 1.0558 | 1.0558 | -0.28482 | 1.0558
819 | SCE | SCE-13-SW-002E | Non-Resource | Non-Resource | 0 | 0 | 0 | 0 | 447783.5761 | 447783.5761 | 0 | 0 | 0 | 0 | -447783.5761 | -447783.5761 | 0 | 0 | 447783.5761 | 0 | 0 | 0 | 0 | 0 | 0 | 0 | 0 | 0 | 0 | 0 | 0 | 0 | 0 | 0 | 0 | 0 | 0 | 0 | 0 | 0 | 0 | 0 | 0 | 0 | 0 | 0 | 0 | 0 | 0 | 0 | 0 | 0 | 0 | 0 | 0 | 0 | 0 | 0 | 0 | 1 | 447783.5761 | 0 | 447783.5761 | 19690.4599 | 44497.3697 | 0 | 383595.7466 | 0 | 0 | 0 | 0 | 0 | 0 | 0 | 0 | 0 | 0 | 0 | 0 | 0 | 0 | 0 | 0 | 0 | 0 | 0 | 0 | 0 | 0 | 0 | 0 | 0 | 0 | 0 | 0 | 0 | 0 | 0 | 0 | 0 | 0
1000 | SCE | SCE-13-SW-002F | 11.50 EER or 16.00 IPLV >= 150 Ton Air Cooled Tier 3 Chiller | 11.50 EER or 16.00 IPLV >= 150 Ton Air Cooled Tier 3 Chiller | 1.0856 | 1.0949 | 23805.9423 | 0 | 21928.6644 | 21741.7493 | 10.3206 | 11.2307 | 2306.6399 | 2119.7248 | 1877.2779 | 2064.193 | 23482.5463 | 0 | 45224.2956 | 0.5264 | 21494.2066 | 2.334 | 0 | 13971.2343 | 1.5171 | 0 | 21494.2066 | 2.334 | 0 | 21494.2066 | 2.334 | 0 | 13971.2343 | 1.5171 | 0 | 429669.189 | 0 | 279284.9729 | 0 | 1.4146 | 0 | 2.1762 | 0 | 28.277 | 0 | 43.5031 | 0 | 1.9288 | 0 | 2.9674 | 0 | 38.5575 | 0 | 59.3192 | 0 | 1.5048 | 0.97812 | 30.0811 | 19.5527 | 0.00161 | 19622.0246 | 2286.5959 | 21908.6204 | 2122.4905 | 192.0618 | 162.6285 | 16976.6128 | 0 | 0 | 168.2309 | 0 | 0 | 0 | 0 | 0 | 0 | 2286.5959 | 2420.9033 | 0 | 80.5845 | 216151.3022 | 140498.3465 | 0 | 0 | 0.16944 | 0 | 0.15608 | 0.016418 | 0.15475 | 0.015087 | 0.32188 | 0.013362 | 0.15302 | 0.014692 | 0.15435 | 0 | 0 | 0 | 0 | -0.15245 | 0
1001 | SCE | SCE-13-SW-002F | >= 65 kBtu/hr Variable Refrigerant Flow Heat Pump DX Equipment replacing Single Zone Package AC | >= 65 kBtu/hr Variable Refrigerant Flow Heat Pump DX Equipment replacing Single Zone Package AC | 0.77145 | 0.89521 | 642895.4471 | 0 | 833357.9418 | 718149.4756 | 2.1186 | 3.4152 | 303452.0014 | 188243.5352 | -190462.4947 | -75254.0285 | 937626.7305 | 0 | 1655776.2061 | 0.38827 | 736837.0283 | 367.4954 | 0 | 663153.3255 | 330.7458 | 0 | 736837.0283 | 367.4954 | 0 | 736837.0283 | 367.4954 | 0 | 663153.3255 | 330.7458 | 0 | 11052555.4243 | 0 | 9947299.8819 | 0 | 50.8288 | 0 | 56.4764 | 0 | 762.4313 | 0 | 847.1459 | 0 | 89.6623 | 0 | 99.6248 | 0 | 1344.9352 | 0 | 1494.3724 | 0 | 51.4511 | 46.306 | 771.7667 | 694.59 | 0.043479 | 529905.9404 | 203062.631 | 732968.5714 | 57319.2808 | 5186.7579 | 4391.8917 | 458464.821 | 0 | 0 | 4543.189 | 0 | 0 | 0 | 0 | 0 | 0 | 203062.631 | 329868.0652 | 0 | 107784.619 | 6430714.9785 | 5787643.4807 | 0 | 0 | 0.11108 | 0 | 0.14399 | 0.052431 | 0.12408 | 0.032525 | 0.28609 | -0.032908 | 0.05865 | -0.013003 | 0.078556 | 0 | 0 | 0 | 0 | -0.17501 | 0
1002 | SCE | SCE-13-SW-002F | >= 65 kBtu/hr Variable Refrigerant Flow Heat Pump DX Equipment replacing Package Variable Air Volume | >= 65 kBtu/hr Variable Refrigerant Flow Heat Pump DX Equipment replacing Package Variable Air Volume | 0.56746 | 0.71548 | 94897.4866 | 0 | 167231.9885 | 132635.5821 | 1.0661 | 1.7439 | 89012.8284 | 54416.422 | -72334.5019 | -37738.0955 | 149209.5946 | 0 | 281845.1766 | 0.3367 | 117256.8472 | 8.6381 | 0 | 105531.1625 | 7.7743 | 0 | 117256.8472 | 8.6381 | 0 | 117256.8472 | 8.6381 | 0 | 105531.1625 | 7.7743 | 0 | 1758852.7077 | 0 | 1582967.4369 | 0 | 10.2182 | 0 | 11.3535 | 0 | 153.2726 | 0 | 170.3029 | 0 | 13.4376 | 0 | 14.9307 | 0 | 201.5642 | 0 | 223.9603 | 0 | 7.9468 | 7.1521 | 119.202 | 107.2818 | 0.006418 | 78219.16 | 58700.246 | 136919.4061 | 8460.8714 | 765.6148 | 648.285 | 67673.7709 | 0 | 0 | 670.6179 | 0 | 0 | 0 | 0 | 0 | 0 | 58700.246 | 96905.7205 | 0 | 32474.6533 | 1023354.3301 | 921018.8971 | 0 | 0 | 0.10304 | 0 | 0.18157 | 0.096646 | 0.14401 | 0.059083 | 0.30601 | -0.078537 | 0.0063893 | -0.040974 | 0.043952 | 0 | 0 | 0 | 0 | -0.20298 | 0
1003 | SCE | SCE-13-SW-002F | >= 65 kBtu/hr Variable Refrigerant Flow Heat Recovery DX Equipment replacing Single Zone Package AC | >= 65 kBtu/hr Variable Refrigerant Flow Heat Recovery DX Equipment replacing Single Zone Package AC | 0.60921 | 0.77854 | 1537231.7106 | 0 | 2523335.136 | 1974511.921 | 1.2236 | 2.1729 | 1256273.4095 | 707450.1945 | -986103.4254 | -437280.2104 | 2241968.3247 | 0 | 4216480.2457 | 0.36458 | 1761858.1299 | 877.0316 | 0 | 1585672.3169 | 789.3285 | 0 | 1761858.1299 | 877.0316 | 0 | 1761858.1299 | 877.0316 | 0 | 1585672.3169 | 789.3285 | 0 | 26427871.9489 | 0 | 23785084.754 | 0 | 121.5371 | 0 | 135.0413 | 0 | 1823.0569 | 0 | 2025.6188 | 0 | 214.3925 | 0 | 238.2139 | 0 | 3215.8875 | 0 | 3573.2083 | 0 | 123.0253 | 110.7227 | 1845.3788 | 1660.8409 | 0.10396 | 1267061.7265 | 763142.7961 | 2030204.5227 | 137056.5252 | 12402.0925 | 10501.4823 | 1096238.3762 | 0 | 0 | 10863.2505 | 0 | 0 | 0 | 0 | 0 | 0 | 763142.7961 | 1378555.113 | 0 | 523100.4693 | 15376544.6513 | 13838890.1861 | 0 | 0 | 0.11108 | 0 | 0.18234 | 0.090778 | 0.14268 | 0.05112 | 0.30468 | -0.071256 | 0.020302 | -0.031598 | 0.05996 | 0 | 0 | 0 | 0 | -0.1936 | 0
1004 | SCE | SCE-13-SW-002F | >= 65 kBtu/hr Variable Refrigerant Flow Heat Recovery DX Equipment replacing Package Variable Air Volume | >= 65 kBtu/hr Variable Refrigerant Flow Heat Recovery DX Equipment replacing Package Variable Air Volume | 0.34137 | 0.6216 | 157949.1346 | 0 | 462695.5077 | 254100.2322 | 0.47503 | 1.2747 | 332506.0888 | 123910.8132 | -304746.3731 | -96151.0976 | 248358.4843 | 0 | 502458.7164 | 0.31435 | 195173.326 | 8.0326 | 0 | 175655.9934 | 7.2293 | 0 | 195173.326 | 8.0326 | 0 | 195173.326 | 8.0326 | 0 | 175655.9934 | 7.2293 | 0 | 2927599.8898 | 0 | 2634839.9008 | 0 | 17.0081 | 0 | 18.8979 | 0 | 255.1214 | 0 | 283.4682 | 0 | 22.3668 | 0 | 24.852 | 0 | 335.5025 | 0 | 372.7805 | 0 | 13.2274 | 11.9047 | 198.411 | 178.5699 | 0.010682 | 130189.4189 | 133665.4441 | 263854.8631 | 14082.431 | 1274.3035 | 1079.0176 | 112637.4779 | 0 | 0 | 1116.1889 | 0 | 0 | 0 | 0 | 0 | 0 | 133665.4441 | 376257.9433 | 0 | 206203.6243 | 1703367.2069 | 1533030.4862 | 0 | 0 | 0.10303 | 0 | 0.30182 | 0.21689 | 0.16575 | 0.080827 | 0.32776 | -0.19879 | -0.11386 | -0.06272 | 0.022203 | 0 | 0 | 0 | 0 | -0.22472 | 0
1005 | SCE | SCE-13-SW-002F | 75–149 tons above T24 by at least 12.6%IPLV and 5.1%FL High Efficiency Water-Cooled Variable Speed Screw or Scroll Compressor Chiller | 75–149 tons above T24 by at least 12.6%IPLV and 5.1%FL High Efficiency Water-Cooled Variable Speed Screw or Scroll Compressor Chiller | 0.47176 | 0.67356 | 9149.6133 | 0 | 19394.4642 | 13583.9504 | 0.77193 | 1.5142 | 11852.9044 | 6042.3906 | -10244.8509 | -4434.3371 | 9025.3188 | 0 | 22609.2692 | 0.40468 | 8261.1172 | 3.3556 | 0 | 5369.7262 | 2.1812 | 0 | 8261.1172 | 3.3556 | 0 | 8261.1172 | 3.3556 | 0 | 5369.7262 | 2.1812 | 0 | 165139.7323 | 0 | 107340.826 | 0 | 0.54367 | 0 | 0.83642 | 0 | 10.868 | 0 | 16.72 | 0 | 0.74133 | 0 | 1.1405 | 0 | 14.8192 | 0 | 22.7988 | 0 | 0.57836 | 0.37593 | 11.5614 | 7.5149 | 0.00061879 | 7541.5598 | 6518.0657 | 14059.6255 | 815.7613 | 73.8173 | 62.5049 | 6524.8181 | 0 | 0 | 64.6581 | 0 | 0 | 0 | 0 | 0 | 0 | 6518.0657 | 15659.6528 | 0 | 5484.9523 | 83075.9316 | 53999.3556 | 0 | 0 | 0.16944 | 0 | 0.35916 | 0.2195 | 0.25156 | 0.1119 | 0.4187 | -0.18972 | -0.050062 | -0.082118 | 0.057542 | 0 | 0 | 0 | 0 | -0.24926 | 0
1006 | SCE | SCE-13-SW-002F | 75-149 tons above T24 by at least 18.4%IPLV and 11.4%FL High Efficiency Water-Cooled Variable Speed Screw or Scroll Compressor Chiller | 75-149 tons above T24 by at least 18.4%IPLV and 11.4%FL High Efficiency Water-Cooled Variable Speed Screw or Scroll Compressor Chiller | 0.56355 | 0.80151 | 8588.6013 | 0 | 15240.0687 | 10715.5408 | 1.0524 | 2.3618 | 8160.9225 | 3636.3946 | -6651.4674 | -2126.9395 | 8471.9279 | 0 | 19187.4687 | 0.44762 | 7754.5836 | 3.147 | 0 | 5040.4793 | 2.0455 | 0 | 7754.5836 | 3.147 | 0 | 7754.5836 | 3.147 | 0 | 5040.4793 | 2.0455 | 0 | 155014.1258 | 0 | 100759.1818 | 0 | 0.51034 | 0 | 0.78513 | 0 | 10.2016 | 0 | 15.6948 | 0 | 0.69588 | 0 | 1.0706 | 0 | 13.9106 | 0 | 21.4009 | 0 | 0.5429 | 0.35288 | 10.8525 | 7.0541 | 0.00058085 | 7079.1461 | 3922.6625 | 11001.8087 | 765.7426 | 69.2912 | 58.6724 | 6124.7463 | 0 | 0 | 60.6936 | 0 | 0 | 0 | 0 | 0 | 0 | 3922.6625 | 11129.7074 | 0 | 4324.2269 | 77982.0988 | 50688.3642 | 0 | 0 | 0.16944 | 0 | 0.30066 | 0.161 | 0.2114 | 0.07174 | 0.37854 | -0.13122 | 0.0084374 | -0.041961 | 0.097699 | 0 | 0 | 0 | 0 | -0.2091 | 0
1007 | SCE | SCE-13-SW-002F | 150-299 tons above T24 by at least 16.5%IPLV and 8.1%FL High Efficiency Water-Cooled Variable Speed Centrifugal Compressor Chiller | 150-299 tons above T24 by at least 16.5%IPLV and 8.1%FL High Efficiency Water-Cooled Variable Speed Centrifugal Compressor Chiller | 0.76574 | 0.78592 | 13132.0663 | 0 | 17149.5134 | 16709.2004 | 2.0761 | 2.2314 | 6325.4207 | 5885.1076 | -4017.4471 | -3577.1341 | 12953.6714 | 0 | 29662.8718 | 0.44271 | 11856.844 | 4.8124 | 0 | 7706.9486 | 3.1281 | 0 | 11856.844 | 4.8124 | 0 | 11856.844 | 4.8124 | 0 | 7706.9486 | 3.1281 | 0 | 237018.3123 | 0 | 154061.903 | 0 | 0.78031 | 0 | 1.2005 | 0 | 15.5984 | 0 | 23.9976 | 0 | 1.064 | 0 | 1.6369 | 0 | 21.2695 | 0 | 32.7222 | 0 | 0.8301 | 0.53956 | 16.5936 | 10.7859 | 0.00088813 | 10824.0927 | 6348.4009 | 17172.4937 | 1170.8289 | 105.947 | 89.7107 | 9364.8049 | 0 | 0 | 92.8012 | 0 | 0 | 0 | 0 | 0 | 0 | 6348.4009 | 6590.7944 | 0 | 145.4361 | 119235.4913 | 77503.0694 | 0 | 0 | 0.16944 | 0 | 0.22128 | 0.081615 | 0.21559 | 0.075934 | 0.38273 | -0.051836 | 0.087824 | -0.046155 | 0.093505 | 0 | 0 | 0 | 0 | -0.21329 | 0
1008 | SCE | SCE-13-SW-002F | 150-299 tons above T24 by at least 22.8%IPLV and 15.0%FL High Efficiency Water-Cooled Variable Speed Screw or Scroll Compressor Chiller | 150-299 tons above T24 by at least 22.8%IPLV and 15.0%FL High Efficiency Water-Cooled Variable Speed Screw or Scroll Compressor Chiller | 0.8364 | 0.87137 | 29406.0734 | 0 | 35157.7032 | 33746.89 | 2.6929 | 3.0925 | 10919.7761 | 9508.9629 | -5751.6298 | -4340.8166 | 29006.6014 | 0 | 62753.4914 | 0.4686 | 26550.5228 | 10.7425 | 0 | 17257.8399 | 6.9826 | 0 | 26550.5228 | 10.7425 | 0 | 26550.5228 | 10.7425 | 0 | 17257.8399 | 6.9826 | 0 | 530744.9517 | 0 | 344984.2186 | 0 | 1.7473 | 0 | 2.6882 | 0 | 34.9289 | 0 | 53.7368 | 0 | 2.3826 | 0 | 3.6655 | 0 | 47.6278 | 0 | 73.2735 | 0 | 1.8588 | 1.2082 | 37.1574 | 24.1523 | 0.0019888 | 24237.9271 | 10257.537 | 34495.4641 | 2621.7871 | 237.2426 | 200.8854 | 20970.2063 | 0 | 0 | 207.8057 | 0 | 0 | 0 | 0 | 0 | 0 | 10257.537 | 11809.8443 | 0 | 931.3844 | 266998.9271 | 173549.3026 | 0 | 0 | 0.16944 | 0 | 0.20258 | 0.06292 | 0.19445 | 0.054791 | 0.36159 | -0.033141 | 0.10652 | -0.025012 | 0.11465 | 0 | 0 | 0 | 0 | -0.19215 | 0
1009 | SCE | SCE-13-SW-002F | >= 300 tons above T24 by at least 10.0%IPLV and 0.0%FL High Efficiency Water-Cooled Variable Speed Screw or Scroll Compressor Chiller | >= 300 tons above T24 by at least 10.0%IPLV and 0.0%FL High Efficiency Water-Cooled Variable Speed Screw or Scroll Compressor Chiller | 1.0718 | 1.081 | 68809.2711 | 0 | 64198.0921 | 63651.2861 | 9.1965 | 9.9216 | 7482.118 | 6935.312 | 4611.179 | 5157.985 | 67874.5193 | 0 | 131525.8054 | 0.52316 | 62127.3741 | 12.3909 | 0 | 40382.7932 | 8.0541 | 0 | 62127.3741 | 12.3909 | 0 | 62127.3741 | 12.3909 | 0 | 40382.7932 | 8.0541 | 0 | 1241926.2085 | 0 | 807252.0355 | 0 | 4.0887 | 0 | 6.2903 | 0 | 81.7325 | 0 | 125.7423 | 0 | 5.5752 | 0 | 8.5772 | 0 | 111.4475 | 0 | 171.4577 | 0 | 4.3495 | 2.8272 | 86.9471 | 56.5156 | 0.0046536 | 56715.974 | 7481.2806 | 64197.2546 | 6134.8979 | 555.1401 | 470.0653 | 49069.612 | 0 | 0 | 486.2587 | 0 | 0 | 0 | 0 | 0 | 0 | 7481.2806 | 7813.2624 | 0 | 199.1891 | 624768.9481 | 406099.8162 | 0 | 0 | 0.16944 | 0 | 0.15808 | 0.018424 | 0.15674 | 0.017078 | 0.32388 | 0.011355 | 0.15101 | 0.012701 | 0.15236 | 0 | 0 | 0 | 0 | -0.15444 | 0
1010 | SCE | SCE-13-SW-002F | >= 300 tons above T24 by at least 22.7%IPLV and 10.0%FL High Efficiency Water-Cooled Variable Speed Screw or Scroll Compressor Chiller | >= 300 tons above T24 by at least 22.7%IPLV and 10.0%FL High Efficiency Water-Cooled Variable Speed Screw or Scroll Compressor Chiller | 0.71617 | 0.80637 | 72587.8266 | 0 | 101356.1362 | 90017.6287 | 1.748 | 2.4046 | 41525.6915 | 30187.184 | -28768.3096 | -17429.8021 | 71601.7444 | 0 | 161619.3731 | 0.44913 | 65539.0035 | 26.5684 | 0 | 42600.3523 | 17.2695 | 0 | 65539.0035 | 26.5684 | 0 | 65539.0035 | 26.5684 | 0 | 42600.3523 | 17.2695 | 0 | 1310124.6802 | 0 | 851581.0421 | 0 | 4.3132 | 0 | 6.6357 | 0 | 86.2207 | 0 | 132.6473 | 0 | 5.8813 | 0 | 9.0482 | 0 | 117.5675 | 0 | 180.873 | 0 | 4.5884 | 2.9824 | 91.7217 | 59.6191 | 0.0049092 | 59830.4447 | 32563.6096 | 92394.0544 | 6471.7864 | 585.6247 | 495.8783 | 51764.1944 | 0 | 0 | 512.9609 | 0 | 0 | 0 | 0 | 0 | 0 | 32563.6096 | 48875.8072 | 0 | 9787.3185 | 659077.176 | 428400.1644 | 0 | 0 | 0.16944 | 0 | 0.23659 | 0.096932 | 0.21013 | 0.070465 | 0.37726 | -0.067153 | 0.072507 | -0.040686 | 0.098974 | 0 | 0 | 0 | 0 | -0.20782 | 0
1011 | SCE | SCE-13-SW-002F | 150-299 tons above T24 by at least 17%IPLV and 11.0%FL High Efficiency Water-Cooled Variable Speed Centrifugal Compressor Chiller | 150-299 tons above T24 by at least 17%IPLV and 11.0%FL High Efficiency Water-Cooled Variable Speed Centrifugal Compressor Chiller | 0.67527 | 0.82057 | 15071.7174 | 0 | 22319.6933 | 18367.4014 | 1.5229 | 2.5354 | 9896.845 | 5944.5532 | -7247.9759 | -3295.684 | 14866.973 | 0 | 33234.3745 | 0.4535 | 13608.1405 | 4.98 | 0 | 8845.2913 | 3.237 | 0 | 13608.1405 | 4.98 | 0 | 13608.1405 | 4.98 | 0 | 8845.2913 | 3.237 | 0 | 272026.7285 | 0 | 176817.3736 | 0 | 0.89557 | 0 | 1.3778 | 0 | 17.9024 | 0 | 27.5421 | 0 | 1.2212 | 0 | 1.8787 | 0 | 24.411 | 0 | 37.5554 | 0 | 0.9527 | 0.61926 | 19.0446 | 12.379 | 0.0010193 | 12422.8483 | 6412.5262 | 18835.3745 | 1343.7644 | 121.5957 | 102.9613 | 10748.0186 | 0 | 0 | 106.5082 | 0 | 0 | 0 | 0 | 0 | 0 | 6412.5262 | 12478.3752 | 0 | 3639.5094 | 136846.9816 | 88950.5381 | 0 | 0 | 0.16944 | 0 | 0.25092 | 0.11126 | 0.20649 | 0.06683 | 0.37363 | -0.081483 | 0.058177 | -0.037051 | 0.10261 | 0 | 0 | 0 | 0 | -0.20419 | 0
1012 | SCE | SCE-13-SW-002F | 150-299 tons above T24 by at least 12.7%IPLV and 6.1%FL High Efficiency Water-Cooled Variable Speed Centrifugal Compressor Chiller | 150-299 tons above T24 by at least 12.7%IPLV and 6.1%FL High Efficiency Water-Cooled Variable Speed Centrifugal Compressor Chiller | 0.50456 | 0.60839 | 29158.487 | 0 | 57789.7634 | 47927.6141 | 0.8638 | 1.2203 | 33755.9092 | 23893.7599 | -28631.2765 | -18769.1271 | 28762.3783 | 0 | 76689.9924 | 0.38021 | 26326.9789 | 9.6358 | 0 | 17112.5363 | 6.2633 | 0 | 26326.9789 | 9.6358 | 0 | 26326.9789 | 9.6358 | 0 | 17112.5363 | 6.2633 | 0 | 526276.3082 | 0 | 342079.6004 | 0 | 1.7326 | 0 | 2.6655 | 0 | 34.6348 | 0 | 53.2843 | 0 | 2.3625 | 0 | 3.6346 | 0 | 47.2268 | 0 | 72.6566 | 0 | 1.8431 | 1.198 | 36.8446 | 23.949 | 0.001972 | 24033.8542 | 25774.7483 | 49808.6025 | 2599.7128 | 235.2451 | 199.194 | 20793.6462 | 0 | 0 | 206.0561 | 0 | 0 | 0 | 0 | 0 | 0 | 25774.7483 | 40159.0405 | 0 | 8630.5753 | 264750.9113 | 172088.0924 | 0 | 0 | 0.16944 | 0 | 0.33582 | 0.19615 | 0.27851 | 0.13885 | 0.44564 | -0.16638 | -0.026716 | -0.10907 | 0.030593 | 0 | 0 | 0 | 0 | -0.2762 | 0
1013 | SCE | SCE-13-SW-002F | 300-599 tons above T24 by at least 10%IPLV and 11.6%FL High Efficiency Water-Cooled Variable Speed Centrifugal Compressor Chiller | 300-599 tons above T24 by at least 10%IPLV and 11.6%FL High Efficiency Water-Cooled Variable Speed Centrifugal Compressor Chiller | 0.71369 | 0.85945 | 288494.1357 | 0 | 404228.2878 | 335672.6081 | 1.7334 | 2.9474 | 166437.28 | 97881.6003 | -115734.1521 | -47178.4724 | 284575.036 | 0 | 620247.6441 | 0.46513 | 260479.1886 | 105.6943 | 0 | 169311.4726 | 68.7013 | 0 | 260479.1886 | 105.6943 | 0 | 260479.1886 | 105.6943 | 0 | 169311.4726 | 68.7013 | 0 | 5206978.9807 | 0 | 3384536.3374 | 0 | 17.1424 | 0 | 26.373 | 0 | 342.677 | 0 | 527.1954 | 0 | 23.3748 | 0 | 35.9612 | 0 | 467.2619 | 0 | 718.8644 | 0 | 18.2361 | 11.8535 | 364.5401 | 236.9511 | 0.019511 | 237791.0078 | 105587.1336 | 343378.1414 | 25721.564 | 2327.5157 | 1970.8259 | 205732.3829 | 0 | 0 | 2038.7194 | 0 | 0 | 0 | 0 | 0 | 0 | 105587.1336 | 211238.2593 | 0 | 63390.6755 | 2619446.1137 | 1702639.9739 | 0 | 0 | 0.16944 | 0 | 0.23741 | 0.097752 | 0.19715 | 0.057488 | 0.36429 | -0.067973 | 0.071687 | -0.027709 | 0.11195 | 0 | 0 | 0 | 0 | -0.19485 | 0
1014 | SCE | SCE-13-SW-002F | 300-599 tons above T24 by at least 5% IPLV and 6.6% FL High Efficiency Water-Cooled Variable Speed Centrifugal Compressor Chiller | 300-599 tons above T24 by at least 5% IPLV and 6.6% FL High Efficiency Water-Cooled Variable Speed Centrifugal Compressor Chiller | 0.84821 | 0.86544 | 282078.6275 | 0 | 332559.1606 | 325935.4682 | 2.8192 | 3.0191 | 100056.1291 | 93432.4367 | -50480.533 | -43856.8407 | 278246.6804 | 0 | 604182.1486 | 0.46688 | 254686.6745 | 93.1974 | 0 | 165546.3384 | 60.5783 | 0 | 254686.6745 | 93.1974 | 0 | 254686.6745 | 93.1974 | 0 | 165546.3384 | 60.5783 | 0 | 5091186.6229 | 0 | 3309271.3049 | 0 | 16.7612 | 0 | 25.7865 | 0 | 335.0566 | 0 | 515.4716 | 0 | 22.855 | 0 | 35.1615 | 0 | 456.8709 | 0 | 702.8784 | 0 | 17.8306 | 11.5899 | 356.4335 | 231.6818 | 0.019077 | 232503.0315 | 100787.7184 | 333290.7499 | 25149.57 | 2275.7566 | 1926.9988 | 201157.3236 | 0 | 0 | 1993.3825 | 0 | 0 | 0 | 0 | 0 | 0 | 100787.7184 | 104027.3236 | 0 | 1943.7631 | 2561195.0928 | 1664776.8103 | 0 | 0 | 0.16944 | 0 | 0.19976 | 0.060102 | 0.19578 | 0.056123 | 0.36292 | -0.030323 | 0.10934 | -0.026344 | 0.11332 | 0 | 0 | 0 | 0 | -0.19348 | 0
1015 | SCE | SCE-13-SW-002F | >= 600 tons above T24 by at least 5%IPLV and 6.6%FL High Efficiency Water-Cooled Variable Speed Centrifugal Compressor Chiller | >= 600 tons above T24 by at least 5%IPLV and 6.6%FL High Efficiency Water-Cooled Variable Speed Centrifugal Compressor Chiller | 0.7519 | 0.81087 | 167526.4182 | 0 | 222804.089 | 206600.6057 | 1.9774 | 2.445 | 84720.6035 | 68517.1202 | -55277.6708 | -39074.1876 | 165250.6259 | 0 | 371851.2316 | 0.45052 | 151258.3449 | 55.347 | 0 | 98317.9242 | 35.9756 | 0 | 151258.3449 | 55.347 | 0 | 151258.3449 | 55.347 | 0 | 98317.9242 | 35.9756 | 0 | 3023654.3144 | 0 | 1965375.3043 | 0 | 9.9545 | 0 | 15.3146 | 0 | 198.99 | 0 | 306.1385 | 0 | 13.5736 | 0 | 20.8824 | 0 | 271.3355 | 0 | 417.4393 | 0 | 10.5896 | 6.8832 | 211.6857 | 137.5957 | 0.01133 | 138083.4855 | 73910.9935 | 211994.479 | 14936.3226 | 1351.5712 | 1144.4441 | 119467.2783 | 0 | 0 | 1183.8693 | 0 | 0 | 0 | 0 | 0 | 0 | 73910.9935 | 95116.4095 | 0 | 12723.2496 | 1521093.0508 | 988710.483 | 0 | 0 | 0.16944 | 0 | 0.22535 | 0.085688 | 0.20896 | 0.069299 | 0.3761 | -0.055909 | 0.083751 | -0.03952 | 0.10014 | 0 | 0 | 0 | 0 | -0.20666 | 0
1016 | SCE | SCE-13-SW-002F | >= 600 tons aboveT24 by at least 10%IPLV and 11.6%FL High Efficiency Water-Cooled Variable Speed Centrifugal Compressor Chiller | >= 600 tons aboveT24 by at least 10%IPLV and 11.6%FL High Efficiency Water-Cooled Variable Speed Centrifugal Compressor Chiller | 0.81231 | 0.84279 | 418770.2845 | 0 | 515527.8032 | 496887.476 | 2.4582 | 2.7602 | 170356.8078 | 151716.4805 | -96757.5187 | -78117.1914 | 413081.4254 | 0 | 909968.9014 | 0.4602 | 378104.5451 | 138.3535 | 0 | 245767.9543 | 89.9297 | 0 | 378104.5451 | 138.3535 | 0 | 378104.5451 | 138.3535 | 0 | 245767.9543 | 89.9297 | 0 | 7558309.8566 | 0 | 4912901.4068 | 0 | 24.8835 | 0 | 38.2823 | 0 | 497.4206 | 0 | 765.2625 | 0 | 33.9302 | 0 | 52.2003 | 0 | 678.2647 | 0 | 1043.4841 | 0 | 26.4711 | 17.2062 | 529.1566 | 343.9518 | 0.028322 | 345170.9954 | 163660.057 | 508831.0525 | 37336.7266 | 3378.5588 | 2860.7976 | 298635.5626 | 0 | 0 | 2959.3499 | 0 | 0 | 0 | 0 | 0 | 0 | 163660.057 | 182005.8215 | 0 | 11007.4587 | 3802317.1312 | 2471506.1353 | 0 | 0 | 0.16944 | 0 | 0.20859 | 0.068928 | 0.20105 | 0.061386 | 0.36818 | -0.039149 | 0.10051 | -0.031607 | 0.10805 | 0 | 0 | 0 | 0 | -0.19874 | 0
1017 | SCE | SCE-13-SW-002F | <55kBtu/hr To Code Savings Portion Package System Air Conditioner DX Equipment | <55kBtu/hr To Code Savings Portion Package System Air Conditioner DX Equipment | 0.38578 | 0.63218 | 19194.4544 | -207.1113 | 49217.931 | 30034.735 | 0.56854 | 1.3358 | 33396.9208 | 14213.7248 | -30230.5878 | -11047.3918 | 20016.7542 | -271.4952 | 49779.994 | 0.38143 | 12245.6939 | 6.0595 | -22.9377 | 11021.1245 | 5.4535 | -20.6439 | 36737.0817 | 18.1784 | -68.813 | 36737.0817 | 18.1784 | -68.813 | 33063.3735 | 16.3606 | -61.9317 | 183685.4084 | -344.0652 | 165316.8676 | -309.6586 | 1.1452 | -0.12077 | 1.2724 | -0.13419 | 17.1774 | -1.8115 | 19.0859 | -2.0128 | 1.5191 | 0 | 1.6879 | 0 | 22.7865 | 0 | 25.3184 | 0 | 0.85675 | 0.77108 | 12.8513 | 11.5661 | 0.0012981 | 15821.0102 | 15332.6718 | 31153.682 | 1711.3394 | 154.8572 | 131.1255 | 13688.0455 | 0 | 0 | 135.6426 | 0 | 0 | 0 | 0 | 0 | 0 | 15332.6718 | 0 | 15332.6718 | 0 | 147738.6514 | 132964.7863 | -276.7325 | -249.0592 | 0.14436 | 0.83157 | 0.37016 | 0.25117 | 0.22588 | 0.1069 | 0.37438 | -0.2258 | -0.10681 | -0.081527 | 0.037459 | 0.83157 | 0.83157 | 0.83157 | 0.83157 | -0.23003 | 0.83157
1018 | SCE | SCE-13-SW-002F | 55to65kBtu/hr To Code Savings Portion Package System Air Conditioner DX Equipment | 55to65kBtu/hr To Code Savings Portion Package System Air Conditioner DX Equipment | 0.58714 | 0.7829 | 32042.4126 | -456.2047 | 53796.3233 | 40345.1896 | 1.1534 | 2.2668 | 27385.3962 | 13934.2625 | -22210.1155 | -8758.9817 | 33415.1252 | -598.0236 | 73162.2913 | 0.43173 | 20442.4449 | 5.8061 | -50.5249 | 18398.2004 | 5.2254 | -45.4724 | 61327.3346 | 17.4182 | -151.5747 | 61327.3346 | 17.4182 | -151.5747 | 55194.6011 | 15.6763 | -136.4172 | 306636.673 | -757.8736 | 275973.0057 | -682.0862 | 1.9117 | -0.26601 | 2.1241 | -0.29557 | 28.6751 | -3.9902 | 31.8613 | -4.4336 | 2.5359 | 0 | 2.8177 | 0 | 38.0389 | 0 | 42.2654 | 0 | 1.4302 | 1.2872 | 21.4533 | 19.308 | 0.002167 | 26410.9271 | 15031.2095 | 41442.1366 | 2856.8378 | 258.5121 | 218.8953 | 22850.2458 | 0 | 0 | 226.4361 | 0 | 0 | 0 | 0 | 0 | 0 | 15031.2095 | 0 | 15031.2095 | 0 | 246628.673 | 221965.8057 | -609.5597 | -548.6037 | 0.14436 | 0.83157 | 0.24236 | 0.12338 | 0.18176 | 0.062777 | 0.32961 | -0.098006 | 0.020981 | -0.037406 | 0.081581 | 0.83157 | 0.83157 | 0.83157 | 0.83157 | -0.18525 | 0.83157
1019 | SCE | SCE-13-SW-002F | 65-135 kBtu/hr To Code Savings Portion Air Source Unitary Air Conditioner DX Equipment | 65-135 kBtu/hr To Code Savings Portion Air Source Unitary Air Conditioner DX Equipment | 0.47247 | 0.59704 | 26474.092 | -557.8753 | 54852.8453 | 43407.6892 | 0.78459 | 1.2006 | 33031.601 | 21586.445 | -28936.6287 | -17491.4726 | 27608.255 | -731.3001 | 70284.6441 | 0.36873 | 16889.9631 | 2.9185 | -61.785 | 15200.9668 | 2.6266 | -55.6065 | 50669.8892 | 8.7555 | -185.3549 | 50669.8892 | 8.7555 | -185.3549 | 45602.9003 | 7.8799 | -166.8194 | 253349.446 | -926.7746 | 228014.5014 | -834.0972 | 1.5795 | -0.3253 | 1.755 | -0.36144 | 23.692 | -4.8795 | 26.3244 | -5.4216 | 2.0952 | 0 | 2.328 | 0 | 31.4285 | 0 | 34.9205 | 0 | 1.1817 | 1.0635 | 17.7252 | 15.9527 | 0.0017905 | 21821.2443 | 23285.7947 | 45107.039 | 2360.3774 | 213.5879 | 180.8558 | 18879.3371 | 0 | 0 | 187.0861 | 0 | 0 | 0 | 0 | 0 | 0 | 23285.7947 | 0 | 23285.7947 | 0 | 203769.6179 | 183392.6561 | -745.4072 | -670.8665 | 0.14436 | 0.83157 | 0.2991 | 0.18011 | 0.23669 | 0.11771 | 0.38325 | -0.15474 | -0.035757 | -0.092335 | 0.026651 | 0.83157 | 0.83157 | 0.83157 | 0.83157 | -0.23889 | 0.83157
1020 | SCE | SCE-13-SW-002F | 135-240 kBtu/hr To Code Savings Portion Air Source Unitary Air Conditioner DX Equipment | 135-240 kBtu/hr To Code Savings Portion Air Source Unitary Air Conditioner DX Equipment | 0.4691 | 0.58142 | 15913.4896 | -408.2827 | 33053.107 | 26667.6367 | 0.77773 | 1.1442 | 19936.4289 | 13550.9586 | -17547.9001 | -11162.4298 | 16595.2313 | -535.2041 | 42727.6639 | 0.36288 | 10152.5012 | 2.7637 | -45.2175 | 9137.2511 | 2.4874 | -40.6958 | 30457.5037 | 8.2912 | -135.6525 | 30457.5037 | 8.2912 | -135.6525 | 27411.7533 | 7.4621 | -122.0873 | 152287.5184 | -678.2627 | 137058.7666 | -610.4364 | 0.94941 | -0.23807 | 1.0549 | -0.26452 | 14.2412 | -3.5711 | 15.8235 | -3.9678 | 1.2594 | 0 | 1.3994 | 0 | 18.8916 | 0 | 20.9906 | 0 | 0.7103 | 0.63927 | 10.6545 | 9.5891 | 0.0010762 | 13116.6781 | 14617.7307 | 27734.4088 | 1418.8151 | 128.387 | 108.7118 | 11348.3074 | 0 | 0 | 112.4568 | 0 | 0 | 0 | 0 | 0 | 0 | 14617.7307 | 0 | 14617.7307 | 0 | 122485.2469 | 110236.7222 | -545.5285 | -490.9756 | 0.14436 | 0.83157 | 0.29984 | 0.18085 | 0.24191 | 0.12293 | 0.3876 | -0.15548 | -0.036494 | -0.097555 | 0.021431 | 0.83157 | 0.83157 | 0.83157 | 0.83157 | -0.24324 | 0.83157
1021 | SCE | SCE-13-SW-002F | 240-760 kBtu/hr To Code Savings Portion Air Source Unitary Air Conditioner DX Equipment | 240-760 kBtu/hr To Code Savings Portion Air Source Unitary Air Conditioner DX Equipment | 0.56372 | 0.61163 | 166262.3345 | -4485.8696 | 286981.3357 | 264501.7073 | 1.0789 | 1.2692 | 149939.7699 | 127460.1415 | -125204.8707 | -102725.2424 | 173385.0942 | -5880.3766 | 432006.425 | 0.37448 | 106072.1815 | 27.2422 | -496.8123 | 95464.9634 | 24.518 | -447.1311 | 318216.5446 | 81.7265 | -1490.437 | 318216.5446 | 81.7265 | -1490.437 | 286394.8902 | 73.5539 | -1341.3933 | 1591082.7231 | -7452.1849 | 1431974.4508 | -6706.9664 | 9.9193 | -2.6157 | 11.0215 | -2.9064 | 148.7902 | -39.2358 | 165.3224 | -43.5953 | 13.1585 | 0 | 14.6205 | 0 | 197.3768 | 0 | 219.3075 | 0 | 7.4212 | 6.6791 | 111.3175 | 100.1858 | 0.011244 | 137041.5658 | 137494.1862 | 274535.7521 | 14823.6194 | 1341.3728 | 1135.8086 | 118565.8287 | 0 | 0 | 1174.9363 | 0 | 0 | 0 | 0 | 0 | 0 | 137494.1862 | 0 | 137494.1862 | 0 | 1279711.9694 | 1151740.7724 | -5993.8117 | -5394.4305 | 0.14436 | 0.83157 | 0.24917 | 0.13019 | 0.22965 | 0.11067 | 0.37509 | -0.10481 | 0.014172 | -0.085296 | 0.03369 | 0.83157 | 0.83157 | 0.83157 | 0.83157 | -0.23073 | 0.83157
1022 | SCE | SCE-13-SW-002F | ≥760 kBtu/hr To Code Savings Portion Air Source Unitary Air Conditioner DX Equipment | ≥760 kBtu/hr To Code Savings Portion Air Source Unitary Air Conditioner DX Equipment | 0.50112 | 0.52589 | 18539.4644 | -169.4461 | 36658.2511 | 34931.0501 | 0.85933 | 0.93487 | 21377.1158 | 19649.9148 | -18288.2329 | -16561.0319 | 19333.7041 | -222.1213 | 54042.6329 | 0.33992 | 11827.8228 | 4.5474 | -18.7662 | 10645.0405 | 4.0927 | -16.8896 | 35483.4684 | 13.6423 | -56.2987 | 35483.4684 | 13.6423 | -56.2987 | 31935.1215 | 12.278 | -50.6689 | 177417.3419 | -281.4937 | 159675.6077 | -253.3443 | 1.1061 | -0.098804 | 1.229 | -0.10978 | 16.5912 | -1.4821 | 18.4347 | -1.6467 | 1.4673 | 0 | 1.6303 | 0 | 22.009 | 0 | 24.4544 | 0 | 0.82751 | 0.74476 | 12.4127 | 11.1714 | 0.0012538 | 15281.1353 | 21196.815 | 36477.9503 | 1652.9418 | 149.5729 | 126.6509 | 13220.9557 | 0 | 0 | 131.014 | 0 | 0 | 0 | 0 | 0 | 0 | 21196.815 | 0 | 21196.815 | 0 | 142697.2292 | 128427.5062 | -226.4061 | -203.7655 | 0.14436 | 0.83157 | 0.28544 | 0.16645 | 0.27199 | 0.153 | 0.4208 | -0.14108 | -0.022095 | -0.12763 | -0.0086465 | 0.83157 | 0.83157 | 0.83157 | 0.83157 | -0.27645 | 0.83157
1023 | SCE | SCE-13-SW-002F | 55to65kBtu/hr To Code Savings Portion Split System Air Conditioner DX Equipment | 55to65kBtu/hr To Code Savings Portion Split System Air Conditioner DX Equipment | 0.67589 | 0.75047 | 21809.5731 | -348.5328 | 31752.4305 | 28596.7856 | 1.5579 | 2.0208 | 13775.9114 | 10620.2665 | -10291.3902 | -7135.7453 | 22743.9059 | -456.88 | 50883.8115 | 0.42177 | 13914.0894 | 4.4069 | -38.6002 | 12522.6805 | 3.9662 | -34.7402 | 41742.2683 | 13.2206 | -115.8005 | 41742.2683 | 13.2206 | -115.8005 | 37568.0415 | 11.8985 | -104.2205 | 208711.3417 | -579.0027 | 187840.2076 | -521.1024 | 1.3012 | -0.20323 | 1.4458 | -0.22581 | 19.5177 | -3.0484 | 21.6863 | -3.3872 | 1.7261 | 0 | 1.9179 | 0 | 25.891 | 0 | 28.7678 | 0 | 0.97348 | 0.87613 | 14.6021 | 13.1419 | 0.001475 | 17976.5192 | 11456.3257 | 29432.8449 | 1944.4982 | 175.9555 | 148.9905 | 15552.952 | 0 | 0 | 154.1231 | 0 | 0 | 0 | 0 | 0 | 0 | 11456.3257 | 0 | 11456.3257 | 0 | 167867.0746 | 151080.3671 | -465.6934 | -419.124 | 0.14436 | 0.83157 | 0.21017 | 0.091183 | 0.18928 | 0.070295 | 0.3368 | -0.065812 | 0.053175 | -0.044925 | 0.074062 | 0.83157 | 0.83157 | 0.83157 | 0.83157 | -0.19244 | 0.83157
1024 | SCE | SCE-13-SW-002F | <55kBtu/hr To Code Savings Portion Package System Heat Pump | <55kBtu/hr To Code Savings Portion Package System Heat Pump | 0.43866 | 0.66877 | 7350.8827 | -0.012235 | 16757.3762 | 10991.635 | 0.6871 | 1.4902 | 10698.4183 | 4932.6771 | -9406.5056 | -3640.7645 | 6991.7663 | -0.016039 | 17983.3853 | 0.40876 | 4277.3683 | 2.1511 | -0.0013551 | 3849.6315 | 1.936 | -0.0012196 | 12832.105 | 6.4533 | -0.0040652 | 12832.105 | 6.4533 | -0.0040652 | 11548.8945 | 5.808 | -0.0036587 | 64160.5248 | -0.020326 | 57744.4723 | -0.018294 | 0.40175 | -7.1345e-06 | 0.44639 | -7.9272e-06 | 6.0262 | -0.00010702 | 6.6958 | -0.00011891 | 0.5369 | 0 | 0.59656 | 0 | 8.0535 | 0 | 8.9484 | 0 | 0.30072 | 0.27064 | 4.5107 | 4.0597 | 0.00049714 | 6058.9579 | 5320.9923 | 11379.9501 | 655.3901 | 59.3055 | 50.217 | 5242.0983 | 0 | 0 | 51.9469 | 0 | 0 | 0 | 0 | 0 | 0 | 5320.9923 | 0 | 5320.9923 | 0 | 51604.4769 | 46444.0292 | -0.016348 | -0.014714 | 0.15827 | 0.83157 | 0.36081 | 0.23035 | 0.23666 | 0.10621 | 0.38721 | -0.20253 | -0.072077 | -0.07839 | 0.052067 | 0.83157 | 0.83157 | 0.83157 | 0.83157 | -0.22893 | 0.83157
1025 | SCE | SCE-13-SW-002F | 55to65kBtu/hr To Code Savings Portion Package System Heat Pump | 55to65kBtu/hr To Code Savings Portion Package System Heat Pump | 0.63607 | 0.80503 | 37194.2726 | -0.029676 | 58474.9395 | 46202.2877 | 1.3371 | 2.3927 | 27817.5969 | 15544.945 | -21280.6966 | -9008.0447 | 35377.202 | -0.038902 | 81579.4508 | 0.45593 | 21642.7889 | 6.2201 | -0.0032867 | 19478.51 | 5.5981 | -0.002958 | 64928.3667 | 18.6602 | -0.00986 | 64928.3667 | 18.6602 | -0.00986 | 58435.53 | 16.7942 | -0.008874 | 324641.8334 | -0.0493 | 292177.6501 | -0.04437 | 2.0328 | -1.7304e-05 | 2.2586 | -1.9227e-05 | 30.4917 | -0.00025956 | 33.8797 | -0.0002884 | 2.7166 | 0 | 3.0185 | 0 | 40.7495 | 0 | 45.2772 | 0 | 1.5216 | 1.3694 | 22.8236 | 20.5413 | 0.0025155 | 30657.3426 | 16768.6897 | 47426.0324 | 3316.1674 | 300.0763 | 254.0899 | 26524.166 | 0 | 0 | 262.8431 | 0 | 0 | 0 | 0 | 0 | 0 | 16768.6897 | 0 | 16768.6897 | 0 | 261110.2703 | 234999.2433 | -0.039652 | -0.035687 | 0.15827 | 0.83157 | 0.24883 | 0.11837 | 0.19661 | 0.066149 | 0.34715 | -0.090556 | 0.039901 | -0.038332 | 0.092125 | 0.83157 | 0.83157 | 0.83157 | 0.83157 | -0.18887 | 0.83157
1026 | SCE | SCE-13-SW-002F | 55to65kBtu/hr To Code Savings Portion Split System Heat Pump | 55to65kBtu/hr To Code Savings Portion Split System Heat Pump | 0.65572 | 0.79263 | 685.5374 | -0.0005685 | 1045.4663 | 864.8854 | 1.427 | 2.2864 | 480.4128 | 299.8319 | -359.9295 | -179.3486 | 652.0465 | -0.00074523 | 1516.9312 | 0.45192 | 398.9039 | 0.1079 | -6.2962e-05 | 359.0135 | 0.097108 | -5.6666e-05 | 1196.7117 | 0.32369 | -0.00018889 | 1196.7117 | 0.32369 | -0.00018889 | 1077.0406 | 0.29132 | -0.00017 | 5983.5586 | -0.00094443 | 5385.2028 | -0.00084999 | 0.037467 | -3.315e-07 | 0.04163 | -3.6833e-07 | 0.562 | -4.9724e-06 | 0.62445 | -5.5249e-06 | 0.050071 | 0 | 0.055634 | 0 | 0.75107 | 0 | 0.83452 | 0 | 0.028045 | 0.02524 | 0.42067 | 0.3786 | 4.6363e-05 | 565.0535 | 323.4356 | 888.4891 | 61.1212 | 5.5308 | 4.6832 | 488.8738 | 0 | 0 | 4.8445 | 0 | 0 | 0 | 0 | 0 | 0 | 323.4356 | 0 | 323.4356 | 0 | 4812.5918 | 4331.3326 | -0.00075961 | -0.00068365 | 0.15827 | 0.83157 | 0.24137 | 0.11092 | 0.19968 | 0.069224 | 0.35022 | -0.083099 | 0.047358 | -0.041407 | 0.08905 | 0.83157 | 0.83157 | 0.83157 | 0.83157 | -0.19195 | 0.83157
1027 | SCE | SCE-13-SW-002F | <45kBtu/hr 15 SEER (12.5 EER) Split System Air Conditioner DX Equipment | <45kBtu/hr 15 SEER (12.5 EER) Split System Air Conditioner DX Equipment | 0.71707 | 0.90923 | 150.1639 | -5.946 | 201.1219 | 158.6146 | 1.8645 | 4.1392 | 77.3495 | 34.8421 | -56.904 | -14.3967 | 150.655 | -6.2384 | 303.0311 | 0.47592 | 118.3927 | 0.03627 | -0.67371 | 106.5534 | 0.032643 | -0.60634 | 118.3927 | 0.03627 | -0.67371 | 118.3927 | 0.03627 | -0.67371 | 106.5534 | 0.032643 | -0.60634 | 1775.8908 | -10.1057 | 1598.3017 | -9.0951 | 0.011072 | -0.0035471 | 0.012302 | -0.0039412 | 0.16607 | -0.053206 | 0.18453 | -0.059118 | 0.014687 | 0 | 0.016319 | 0 | 0.2203 | 0 | 0.24478 | 0 | 0.0082832 | 0.0074548 | 0.12425 | 0.11182 | 1.0156e-05 | 123.7724 | 37.585 | 161.3574 | 13.3883 | 1.2115 | 1.0258 | 107.0856 | 0 | 0 | 1.0612 | 0 | 0 | 0 | 0 | 0 | 0 | 37.585 | 86.4455 | 0 | 41.5314 | 1033.2676 | 929.9408 | -5.8798 | -5.2918 | 0.16148 | 1.1236 | 0.21627 | 0.083177 | 0.17056 | 0.037467 | 0.32586 | -0.054797 | 0.0783 | -0.0090873 | 0.12401 | 1.1236 | 1.1236 | 1.1236 | 1.1236 | -0.16438 | 1.1236
1028 | SCE | SCE-13-SW-002F | <55kBtu/hr 15 SEER (12 EER) Package System Air Conditioner DX Equipment | <55kBtu/hr 15 SEER (12 EER) Package System Air Conditioner DX Equipment | 0.73934 | 0.95682 | 28379.7705 | -908.9071 | 37155.7586 | 28710.5549 | 1.9959 | 5.1651 | 13763.7607 | 5318.557 | -9684.8953 | -1239.6916 | 28472.5852 | -953.6034 | 56229.5368 | 0.48855 | 22375.2741 | 7.4011 | -102.9836 | 20137.7467 | 6.6609 | -92.6853 | 22375.2741 | 7.4011 | -102.9836 | 22375.2741 | 7.4011 | -102.9836 | 20137.7467 | 6.6609 | -92.6853 | 335629.1115 | -1544.7545 | 302066.2003 | -1390.2791 | 2.0924 | -0.54221 | 2.3249 | -0.60245 | 31.3864 | -8.1331 | 34.8737 | -9.0368 | 2.7757 | 0 | 3.0841 | 0 | 41.6354 | 0 | 46.2616 | 0 | 1.5654 | 1.4089 | 23.4817 | 21.1336 | 0.0019193 | 23391.9979 | 5737.2498 | 29129.2477 | 2530.284 | 228.9626 | 193.8743 | 20238.3241 | 0 | 0 | 200.5531 | 0 | 0 | 0 | 0 | 0 | 0 | 5737.2498 | 15540.7753 | 0 | 8332.9967 | 195279.288 | 175751.3592 | -898.7854 | -808.9069 | 0.16148 | 1.1236 | 0.21141 | 0.078314 | 0.16336 | 0.030262 | 0.31994 | -0.049934 | 0.083163 | -0.0018821 | 0.13121 | 1.1236 | 1.1236 | 1.1236 | 1.1236 | -0.15846 | 1.1236
1029 | SCE | SCE-13-SW-002F | <55kBtu/hr 15 SEER (12.5 EER) Split System Heat Pump | <55kBtu/hr 15 SEER (12.5 EER) Split System Heat Pump | 0.66468 | 1.0057 | 72.5864 | -0.00034679 | 109.2053 | 72.1768 | 1.4701 | 5.8786 | 49.376 | 12.3476 | -36.6192 | 0.40923 | 66.9494 | -0.00036384 | 139.1258 | 0.52173 | 52.6124 | 0.017782 | -3.9293e-05 | 47.3512 | 0.016003 | -3.5364e-05 | 52.6124 | 0.017782 | -3.9293e-05 | 52.6124 | 0.017782 | -3.9293e-05 | 47.3512 | 0.016003 | -3.5364e-05 | 789.1859 | -0.00058939 | 710.2673 | -0.00053045 | 0.0049416 | -2.0688e-07 | 0.0054906 | -2.2986e-07 | 0.074124 | -3.1031e-06 | 0.08236 | -3.4479e-06 | 0.006604 | 0 | 0.0073378 | 0 | 0.09906 | 0 | 0.11007 | 0 | 0.0036989 | 0.003329 | 0.055483 | 0.049935 | 4.9091e-06 | 59.8293 | 13.3196 | 73.1489 | 6.4717 | 0.58561 | 0.49587 | 51.7632 | 0 | 0 | 0.51295 | 0 | 0 | 0 | 0 | 0 | 0 | 13.3196 | 56.9612 | 0 | 37.0954 | 459.1725 | 413.2552 | -0.00034293 | -0.00030863 | 0.17565 | 1.1236 | 0.26426 | 0.11948 | 0.17465 | 0.029879 | 0.33666 | -0.088611 | 0.056165 | 0.00099109 | 0.14577 | 1.1236 | 1.1236 | 1.1236 | 1.1236 | -0.16101 | 1.1236
1030 | SCE | SCE-13-SW-002F | <55kBtu/hr 15 SEER (12 EER) Package System Heat Pump | <55kBtu/hr 15 SEER (12 EER) Package System Heat Pump | 0.51731 | 0.84931 | 3683.2827 | 0 | 7120.1154 | 4336.8104 | 0.90184 | 2.8314 | 4084.1732 | 1300.8682 | -3436.8327 | -653.5276 | 3397.2416 | 0 | 7734.0519 | 0.47624 | 2669.7334 | 1.712 | 0 | 2402.7601 | 1.5408 | 0 | 2669.7334 | 1.712 | 0 | 2669.7334 | 1.712 | 0 | 2402.7601 | 1.5408 | 0 | 40046.001 | 0 | 36041.4009 | 0 | 0.25075 | 0 | 0.27861 | 0 | 3.7613 | 0 | 4.1792 | 0 | 0.33511 | 0 | 0.37234 | 0 | 5.0266 | 0 | 5.5851 | 0 | 0.18769 | 0.16892 | 2.8154 | 2.5339 | 0.0002491 | 3035.9422 | 1403.2764 | 4439.2186 | 328.3942 | 29.716 | 25.1621 | 2626.641 | 0 | 0 | 26.0289 | 0 | 0 | 0 | 0 | 0 | 0 | 1403.2764 | 4661.3335 | 0 | 2769.3485 | 23299.9889 | 20969.99 | 0 | 0 | 0.17565 | 0 | 0.33954 | 0.19476 | 0.20681 | 0.062035 | 0.36882 | -0.16389 | -0.019117 | -0.031165 | 0.11361 | 0 | 0 | 0 | 0 | -0.19317 | 0
1031 | SCE | SCE-13-SW-002F | <55kBtu/hr 16 SEER (12.4 EER) Package System Air Conditioner DX Equipment | <55kBtu/hr 16 SEER (12.4 EER) Package System Air Conditioner DX Equipment | 0.83363 | 1.0129 | 75491.0951 | -2597.5045 | 87440.7985 | 71967.4561 | 2.8906 | 7.4809 | 25217.3375 | 9743.9951 | -14547.2079 | 926.1345 | 75737.9853 | -2725.2391 | 144980.2023 | 0.50278 | 59518.9431 | 9.9855 | -294.31 | 53567.0488 | 8.987 | -264.879 | 59518.9431 | 9.9855 | -294.31 | 59518.9431 | 9.9855 | -294.31 | 53567.0488 | 8.987 | -264.879 | 892784.147 | -4414.6501 | 803505.7323 | -3973.1851 | 5.5659 | -1.5495 | 6.1844 | -1.7217 | 83.4888 | -23.2431 | 92.7653 | -25.8257 | 7.3834 | 0 | 8.2038 | 0 | 110.7515 | 0 | 123.0573 | 0 | 4.1641 | 3.7477 | 62.4622 | 56.216 | 0.0051055 | 62223.4609 | 10511.0716 | 72734.5326 | 6730.6361 | 609.0478 | 515.7117 | 53834.5878 | 0 | 0 | 533.4776 | 0 | 0 | 0 | 0 | 0 | 0 | 10511.0716 | 28473.1792 | 0 | 15267.7914 | 519449.1379 | 467504.2241 | -2568.5785 | -2311.7207 | 0.16148 | 1.1236 | 0.18704 | 0.05394 | 0.15394 | 0.020843 | 0.31012 | -0.025561 | 0.10754 | 0.0075371 | 0.14063 | 1.1236 | 1.1236 | 1.1236 | 1.1236 | -0.14864 | 1.1236
1032 | SCE | SCE-13-SW-002F | <55kBtu/hr 16 SEER (12.4 EER) Package System Heat Pump | <55kBtu/hr 16 SEER (12.4 EER) Package System Heat Pump | 0.79342 | 1.0383 | 73009.2825 | -0.063963 | 92018.4838 | 70318.8111 | 2.293 | 7.1994 | 31840.6545 | 10140.9817 | -19009.2653 | 2690.4075 | 67339.433 | -0.067108 | 137658.1769 | 0.53037 | 52918.9133 | 9.23 | -0.0072473 | 47627.022 | 8.307 | -0.0065226 | 52918.9133 | 9.23 | -0.0072473 | 52918.9133 | 9.23 | -0.0072473 | 47627.022 | 8.307 | -0.0065226 | 793783.6999 | -0.10871 | 714405.3299 | -0.097838 | 4.9704 | -3.8157e-05 | 5.5226 | -4.2397e-05 | 74.5555 | -0.00057235 | 82.8394 | -0.00063595 | 6.6425 | 0 | 7.3805 | 0 | 99.6369 | 0 | 110.7077 | 0 | 3.7204 | 3.3484 | 55.8062 | 50.2255 | 0.0049377 | 60177.8293 | 10939.3102 | 71117.1396 | 6509.3626 | 589.025 | 498.7574 | 52064.7452 | 0 | 0 | 515.9392 | 0 | 0 | 0 | 0 | 0 | 0 | 10939.3102 | 36340.3886 | 0 | 21590.9166 | 461847.6481 | 415662.8833 | -0.06325 | -0.056925 | 0.17565 | 1.1236 | 0.22138 | 0.076602 | 0.16917 | 0.024397 | 0.33118 | -0.045732 | 0.099043 | 0.0064727 | 0.15125 | 1.1236 | 1.1236 | 1.1236 | 1.1236 | -0.15553 | 1.1236
1033 | SCE | SCE-13-SW-002F | <55kBtu/hr 17 SEER (13 EER) Package System Heat Pump | <55kBtu/hr 17 SEER (13 EER) Package System Heat Pump | 0.72083 | 0.95624 | 16053.755 | -0.011963 | 22271.2286 | 16788.4362 | 1.7761 | 4.5144 | 9038.9368 | 3556.1444 | -6217.4855 | -734.6932 | 14807.0317 | -0.012551 | 31595.4554 | 0.5081 | 11636.1542 | 2.7876 | -0.0013554 | 10472.5388 | 2.5088 | -0.0012199 | 11636.1542 | 2.7876 | -0.0013554 | 11636.1542 | 2.7876 | -0.0013554 | 10472.5388 | 2.5088 | -0.0012199 | 174542.3132 | -0.020331 | 157088.0819 | -0.018298 | 1.0929 | -7.1363e-06 | 1.2144 | -7.9292e-06 | 16.3937 | -0.00010704 | 18.2153 | -0.00011894 | 1.4606 | 0 | 1.6229 | 0 | 21.9088 | 0 | 24.3431 | 0 | 0.81807 | 0.73626 | 12.271 | 11.0439 | 0.0010857 | 13232.2918 | 3836.0948 | 17068.3866 | 1431.3209 | 129.5186 | 109.67 | 11448.3342 | 0 | 0 | 113.4481 | 0 | 0 | 0 | 0 | 0 | 0 | 3836.0948 | 10194.5498 | 0 | 5404.6867 | 101554.0592 | 91398.6533 | -0.011829 | -0.010646 | 0.17565 | 1.1236 | 0.24367 | 0.098896 | 0.18368 | 0.038908 | 0.34569 | -0.068026 | 0.07675 | -0.0080382 | 0.13674 | 1.1236 | 1.1236 | 1.1236 | 1.1236 | -0.17004 | 1.1236
1034 | SCE | SCE-13-SW-002F | 55to65kBtu/hr 15 SEER (12.5 EER) Split System Air Conditioner DX Equipment | 55to65kBtu/hr 15 SEER (12.5 EER) Split System Air Conditioner DX Equipment | 0.7983 | 0.8644 | 7986.626 | -259.6459 | 9679.2768 | 8939.0985 | 2.4955 | 3.2795 | 3096.3081 | 2356.1299 | -1952.2966 | -1212.1184 | 8012.7459 | -272.4142 | 16679.4302 | 0.46326 | 6296.8425 | 2.764 | -29.4192 | 5667.1583 | 2.4876 | -26.4772 | 6296.8425 | 2.764 | -29.4192 | 6296.8425 | 2.764 | -29.4192 | 5667.1583 | 2.4876 | -26.4772 | 94452.6381 | -441.2873 | 85007.3743 | -397.1586 | 0.58885 | -0.15489 | 0.65428 | -0.1721 | 8.8327 | -2.3234 | 9.8142 | -2.5815 | 0.78114 | 0 | 0.86793 | 0 | 11.717 | 0 | 13.0189 | 0 | 0.44055 | 0.39649 | 6.6082 | 5.9474 | 0.00054014 | 6582.9686 | 2541.6115 | 9124.5802 | 712.0717 | 64.4346 | 54.56 | 5695.4627 | 0 | 0 | 56.4396 | 0 | 0 | 0 | 0 | 0 | 0 | 2541.6115 | 3287.5745 | 0 | 634.0685 | 54955.4353 | 49459.8918 | -256.7545 | -231.079 | 0.16148 | 1.1236 | 0.1957 | 0.062602 | 0.18073 | 0.047637 | 0.33723 | -0.034223 | 0.098874 | -0.019257 | 0.11384 | 1.1236 | 1.1236 | 1.1236 | 1.1236 | -0.17575 | 1.1236
1035 | SCE | SCE-13-SW-002F | 55to65kBtu/hr 15 SEER (12 EER) Package System Air Conditioner DX Equipment | 55to65kBtu/hr 15 SEER (12 EER) Package System Air Conditioner DX Equipment | 0.6115 | 0.86572 | 3400.782 | -113.3509 | 5376.0428 | 3797.3246 | 1.2777 | 3.3065 | 2572.9516 | 994.2334 | -2088.6118 | -509.8935 | 3411.9041 | -118.9251 | 7090.3036 | 0.46365 | 2681.256 | 1.2414 | -12.8432 | 2413.1304 | 1.1173 | -11.5589 | 2681.256 | 1.2414 | -12.8432 | 2681.256 | 1.2414 | -12.8432 | 2413.1304 | 1.1173 | -11.5589 | 40218.8395 | -192.6482 | 36196.9555 | -173.3834 | 0.25074 | -0.06762 | 0.2786 | -0.075133 | 3.7611 | -1.0143 | 4.179 | -1.127 | 0.33261 | 0 | 0.36957 | 0 | 4.9892 | 0 | 5.5436 | 0 | 0.18759 | 0.16883 | 2.8138 | 2.5325 | 0.00023 | 2803.0912 | 1072.5024 | 3875.5936 | 303.207 | 27.4369 | 23.2322 | 2425.1827 | 0 | 0 | 24.0325 | 0 | 0 | 0 | 0 | 0 | 0 | 1072.5024 | 2905.1408 | 0 | 1557.7427 | 23400.5516 | 21060.4964 | -112.0886 | -100.8798 | 0.16148 | 1.1236 | 0.25527 | 0.12217 | 0.18031 | 0.047208 | 0.33666 | -0.09379 | 0.039307 | -0.018829 | 0.11427 | 1.1236 | 1.1236 | 1.1236 | 1.1236 | -0.17519 | 1.1236
1036 | SCE | SCE-13-SW-002F | 55to65kBtu/hr 15 SEER (12.5 EER) Split System Heat Pump | 55to65kBtu/hr 15 SEER (12.5 EER) Split System Heat Pump | 0.62438 | 0.92573 | 974.5353 | -0.0033249 | 1560.7904 | 1052.7142 | 1.2865 | 3.9067 | 757.5306 | 249.4544 | -586.2584 | -78.1822 | 898.8536 | -0.0034884 | 1951.5643 | 0.49936 | 706.367 | 0.34175 | -0.00037673 | 635.7303 | 0.30757 | -0.00033906 | 706.367 | 0.34175 | -0.00037673 | 706.367 | 0.34175 | -0.00037673 | 635.7303 | 0.30757 | -0.00033906 | 10595.5053 | -0.0056509 | 9535.9548 | -0.0050858 | 0.066345 | -1.9835e-06 | 0.073717 | -2.2039e-06 | 0.99517 | -2.9752e-05 | 1.1057 | -3.3058e-05 | 0.088664 | 0 | 0.098516 | 0 | 1.33 | 0 | 1.4777 | 0 | 0.04966 | 0.044694 | 0.74491 | 0.67042 | 6.5908e-05 | 803.2598 | 269.0922 | 1072.352 | 86.8876 | 7.8624 | 6.6575 | 694.9655 | 0 | 0 | 6.8868 | 0 | 0 | 0 | 0 | 0 | 0 | 269.0922 | 863.1132 | 0 | 504.9179 | 6164.7892 | 5548.3103 | -0.0032879 | -0.0029591 | 0.17565 | 1.1236 | 0.28131 | 0.13653 | 0.18974 | 0.04496 | 0.35174 | -0.10566 | 0.039112 | -0.014091 | 0.13068 | 1.1236 | 1.1236 | 1.1236 | 1.1236 | -0.17609 | 1.1236
1037 | SCE | SCE-13-SW-002F | 55to65kBtu/hr 15 SEER (12 EER) Package System Heat Pump | 55to65kBtu/hr 15 SEER (12 EER) Package System Heat Pump | 0.74827 | 0.91933 | 7816.9758 | -0.026964 | 10446.7349 | 8502.9177 | 1.9525 | 3.795 | 4003.6003 | 2059.7831 | -2629.7861 | -685.9689 | 7209.9149 | -0.02829 | 15712.8043 | 0.49749 | 5665.9352 | 2.8219 | -0.0030552 | 5099.3417 | 2.5397 | -0.0027496 | 5665.9352 | 2.8219 | -0.0030552 | 5665.9352 | 2.8219 | -0.0030552 | 5099.3417 | 2.5397 | -0.0027496 | 84989.0278 | -0.045827 | 76490.125 | -0.041245 | 0.53217 | -1.6085e-05 | 0.5913 | -1.7873e-05 | 7.9825 | -0.00024128 | 8.8695 | -0.00026809 | 0.7112 | 0 | 0.79022 | 0 | 10.6679 | 0 | 11.8533 | 0 | 0.39834 | 0.3585 | 5.9751 | 5.3776 | 0.00052867 | 6443.1346 | 2221.9354 | 8665.07 | 696.946 | 63.0659 | 53.4011 | 5574.4809 | 0 | 0 | 55.2407 | 0 | 0 | 0 | 0 | 0 | 0 | 2221.9354 | 4428.3172 | 0 | 1875.4245 | 49449.2172 | 44504.2955 | -0.026664 | -0.023997 | 0.17565 | 1.1236 | 0.23474 | 0.08996 | 0.19106 | 0.046283 | 0.35306 | -0.05909 | 0.085686 | -0.015413 | 0.12936 | 1.1236 | 1.1236 | 1.1236 | 1.1236 | -0.17742 | 1.1236
1038 | SCE | SCE-13-SW-002F | 55to65kBtu/hr 16 SEER (12.4 EER) Package System Air Conditioner DX Equipment | 55to65kBtu/hr 16 SEER (12.4 EER) Package System Air Conditioner DX Equipment | 0.56244 | 0.83328 | 2606.4342 | -37.1635 | 4568.0471 | 3083.323 | 1.0618 | 2.748 | 2419.6963 | 934.9722 | -1998.7764 | -514.0523 | 2614.9584 | -38.991 | 5659.2904 | 0.45399 | 2054.9736 | 1.0224 | -4.2108 | 1849.4762 | 0.9202 | -3.7897 | 2054.9736 | 1.0224 | -4.2108 | 2054.9736 | 1.0224 | -4.2108 | 1849.4762 | 0.9202 | -3.7897 | 30824.604 | -63.1621 | 27742.1436 | -56.8459 | 0.19217 | -0.02217 | 0.21352 | -0.024633 | 2.8826 | -0.33255 | 3.2028 | -0.3695 | 0.25492 | 0 | 0.28325 | 0 | 3.8238 | 0 | 4.2487 | 0 | 0.14377 | 0.1294 | 2.1566 | 1.9409 | 0.00017627 | 2148.3508 | 1008.576 | 3156.9268 | 232.3845 | 21.0282 | 17.8057 | 1858.7134 | 0 | 0 | 18.419 | 0 | 0 | 0 | 0 | 0 | 0 | 1008.576 | 2732.1063 | 0 | 1465.0008 | 17934.6979 | 16141.2281 | -36.7496 | -33.0747 | 0.16148 | 1.1236 | 0.283 | 0.14991 | 0.19102 | 0.057924 | 0.35061 | -0.12153 | 0.011569 | -0.029545 | 0.10355 | 1.1236 | 1.1236 | 1.1236 | 1.1236 | -0.18913 | 1.1236
1039 | SCE | SCE-13-SW-002F | 55to65kBtu/hr 16 SEER (12.4 EER) Package System Heat Pump | 55to65kBtu/hr 16 SEER (12.4 EER) Package System Heat Pump | 0.66932 | 0.85555 | 24732.4809 | -0.13185 | 36951.4439 | 28908.0064 | 1.493 | 2.9021 | 16565.7209 | 8522.2833 | -12219.0949 | -4175.6574 | 22811.7738 | -0.13833 | 51719.6419 | 0.4782 | 17926.707 | 10.4687 | -0.014939 | 16134.0363 | 9.4219 | -0.013445 | 17926.707 | 10.4687 | -0.014939 | 17926.707 | 10.4687 | -0.014939 | 16134.0363 | 9.4219 | -0.013445 | 268900.6043 | -0.22408 | 242010.5439 | -0.20168 | 1.6838 | -7.8653e-05 | 1.8708 | -8.7393e-05 | 25.2563 | -0.0011798 | 28.0625 | -0.0013109 | 2.2502 | 0 | 2.5002 | 0 | 33.7528 | 0 | 37.5031 | 0 | 1.2603 | 1.1343 | 18.9048 | 17.0143 | 0.0016727 | 20385.7231 | 9193.1831 | 29578.9061 | 2205.0989 | 199.5369 | 168.9581 | 17637.3506 | 0 | 0 | 174.7786 | 0 | 0 | 0 | 0 | 0 | 0 | 9193.1831 | 18323.163 | 0 | 7760.4829 | 156454.6005 | 140809.1405 | -0.13038 | -0.11734 | 0.17565 | 1.1236 | 0.26242 | 0.11765 | 0.2053 | 0.060524 | 0.3673 | -0.086777 | 0.057999 | -0.029654 | 0.11512 | 1.1236 | 1.1236 | 1.1236 | 1.1236 | -0.19166 | 1.1236
1040 | SCE | SCE-13-SW-002F | 55to65kBtu/hr 17 SEER (13 EER) Package System Air Conditioner DX Equipment | 55to65kBtu/hr 17 SEER (13 EER) Package System Air Conditioner DX Equipment | 0.51629 | 0.73594 | 14716.0303 | -162.0934 | 28189.5707 | 19775.9328 | 0.90623 | 1.9034 | 16059.8972 | 7646.2593 | -13635.6339 | -5221.996 | 14764.1584 | -170.0645 | 34370.0267 | 0.42345 | 11602.4621 | 6.7085 | -18.366 | 10442.2159 | 6.0377 | -16.5294 | 11602.4621 | 6.7085 | -18.366 | 11602.4621 | 6.7085 | -18.366 | 10442.2159 | 6.0377 | -16.5294 | 174036.9314 | -275.4897 | 156633.2383 | -247.9408 | 1.085 | -0.096697 | 1.2056 | -0.10744 | 16.2751 | -1.4505 | 18.0834 | -1.6116 | 1.4393 | 0 | 1.5992 | 0 | 21.5896 | 0 | 23.9885 | 0 | 0.81175 | 0.73057 | 12.1762 | 10.9586 | 0.00099525 | 12129.6735 | 8248.1958 | 20377.8693 | 1312.052 | 118.7261 | 100.5314 | 10494.3692 | 0 | 0 | 103.9947 | 0 | 0 | 0 | 0 | 0 | 0 | 8248.1958 | 17874.3902 | 0 | 8182.2652 | 101260.0126 | 91134.0114 | -160.2884 | -144.2595 | 0.16148 | 1.1236 | 0.30932 | 0.17622 | 0.217 | 0.083901 | 0.37714 | -0.14784 | -0.014746 | -0.055522 | 0.077576 | 1.1236 | 1.1236 | 1.1236 | 1.1236 | -0.21566 | 1.1236
1041 | SCE | SCE-13-SW-002F | 55to65kBtu/hr 17 SEER (13 EER) Package System Heat Pump | 55to65kBtu/hr 17 SEER (13 EER) Package System Heat Pump | 0.63378 | 0.76942 | 8140.3567 | -0.031933 | 12844.0927 | 10579.7769 | 1.327 | 2.1034 | 6134.4117 | 3870.0959 | -4703.7679 | -2439.4522 | 7508.1823 | -0.033503 | 18087.9257 | 0.45004 | 5900.3296 | 3.7016 | -0.0036181 | 5310.2966 | 3.3315 | -0.0032563 | 5900.3296 | 3.7016 | -0.0036181 | 5900.3296 | 3.7016 | -0.0036181 | 5310.2966 | 3.3315 | -0.0032563 | 88504.9438 | -0.054272 | 79654.4494 | -0.048845 | 0.55418 | -1.9049e-05 | 0.61576 | -2.1166e-05 | 8.3128 | -0.00028574 | 9.2364 | -0.00031749 | 0.74062 | 0 | 0.82291 | 0 | 11.1093 | 0 | 12.3436 | 0 | 0.41482 | 0.37334 | 6.2223 | 5.6 | 0.00055054 | 6709.681 | 4174.7615 | 10884.4425 | 725.778 | 65.6748 | 55.6102 | 5805.0919 | 0 | 0 | 57.526 | 0 | 0 | 0 | 0 | 0 | 0 | 4174.7615 | 6656.7964 | 0 | 2109.7296 | 51494.8847 | 46345.3963 | -0.031577 | -0.028419 | 0.17565 | 1.1236 | 0.27714 | 0.13236 | 0.22828 | 0.083506 | 0.39029 | -0.10149 | 0.043283 | -0.052636 | 0.09214 | 1.1236 | 1.1236 | 1.1236 | 1.1236 | -0.21464 | 1.1236
1042 | SCE | SCE-13-SW-002F | 65-135 kBtu/hr 12 EER or 13.8 IEER Air Source Unitary Air Conditioner DX Equipment | 65-135 kBtu/hr 12 EER or 13.8 IEER Air Source Unitary Air Conditioner DX Equipment | 0.34886 | 0.85838 | 13246.4262 | 0 | 37970.372 | 15431.932 | 0.48966 | 2.9348 | 27052.0182 | 4513.5782 | -24723.9458 | -2185.5058 | 13289.748 | 0 | 28721.68 | 0.4612 | 10443.7919 | 8.4962 | 0 | 9399.4127 | 7.6466 | 0 | 10443.7919 | 8.4962 | 0 | 10443.7919 | 8.4962 | 0 | 9399.4127 | 7.6466 | 0 | 156656.8781 | 0 | 140991.1903 | 0 | 0.97665 | 0 | 1.0852 | 0 | 14.6498 | 0 | 16.2775 | 0 | 1.2956 | 0 | 1.4395 | 0 | 19.4336 | 0 | 21.5929 | 0 | 0.73068 | 0.65761 | 10.9602 | 9.8642 | 0.00089586 | 10918.3537 | 4868.9006 | 15787.2544 | 1181.025 | 106.8696 | 90.492 | 9446.3578 | 0 | 0 | 93.6093 | 0 | 0 | 0 | 0 | 0 | 0 | 4868.9006 | 31612.5546 | 0 | 22732.1059 | 91147.7657 | 82032.9891 | 0 | 0 | 0.16148 | 0 | 0.46287 | 0.32977 | 0.18812 | 0.055022 | 0.35012 | -0.30139 | -0.16829 | -0.026642 | 0.10646 | 0 | 0 | 0 | 0 | -0.18865 | 0
1043 | SCE | SCE-13-SW-002F | 65-135 kBtu/hr 12.5 EER or 14.8 IEER Air Source Unitary Air Conditioner DX Equipment | 65-135 kBtu/hr 12.5 EER or 14.8 IEER Air Source Unitary Air Conditioner DX Equipment | 0.31165 | 0.74056 | 9899.1083 | 0 | 31763.9218 | 13367.1254 | 0.41937 | 1.9008 | 23604.5915 | 5207.7951 | -21864.8135 | -3468.0171 | 9931.4829 | 0 | 23298.6083 | 0.42488 | 7804.6883 | 6.3371 | 0 | 7024.2195 | 5.7033 | 0 | 7804.6883 | 6.3371 | 0 | 7804.6883 | 6.3371 | 0 | 7024.2195 | 5.7033 | 0 | 117070.3242 | 0 | 105363.2918 | 0 | 0.72986 | 0 | 0.81095 | 0 | 10.9478 | 0 | 12.1643 | 0 | 0.96819 | 0 | 1.0758 | 0 | 14.5228 | 0 | 16.1364 | 0 | 0.54604 | 0.49144 | 8.1906 | 7.3716 | 0.00066948 | 8159.3303 | 5617.7683 | 13777.0986 | 882.5848 | 79.8641 | 67.625 | 7059.3017 | 0 | 0 | 69.9546 | 0 | 0 | 0 | 0 | 0 | 0 | 5617.7683 | 27355.7228 | 0 | 18477.2613 | 68115.0973 | 61303.5875 | 0 | 0 | 0.16148 | 0 | 0.51814 | 0.38504 | 0.21805 | 0.084951 | 0.38005 | -0.35666 | -0.22357 | -0.056571 | 0.076526 | 0 | 0 | 0 | 0 | -0.21858 | 0
1044 | SCE | SCE-13-SW-002F | 135-240 kBtu/hr 12 EER or 13 IEER Air Source Unitary Air Conditioner DX Equipment | 135-240 kBtu/hr 12 EER or 13 IEER Air Source Unitary Air Conditioner DX Equipment | 0.35 | 0.90246 | 23478.1354 | 0 | 67080.3331 | 26015.8443 | 0.49191 | 3.5231 | 47728.503 | 6664.0142 | -43602.1977 | -2537.7089 | 23554.9196 | 0 | 49570.7639 | 0.47363 | 18510.7105 | 15.0602 | 0 | 16659.6395 | 13.5542 | 0 | 18510.7105 | 15.0602 | 0 | 18510.7105 | 15.0602 | 0 | 16659.6395 | 13.5542 | 0 | 277660.6576 | 0 | 249894.5919 | 0 | 1.731 | 0 | 1.9234 | 0 | 25.9655 | 0 | 28.8505 | 0 | 2.2963 | 0 | 2.5514 | 0 | 34.4443 | 0 | 38.2715 | 0 | 1.2951 | 1.1656 | 19.4261 | 17.4835 | 0.0015878 | 19351.8301 | 7188.6254 | 26540.4555 | 2093.2639 | 189.4171 | 160.3891 | 16742.8455 | 0 | 0 | 165.9144 | 0 | 0 | 0 | 0 | 0 | 0 | 7188.6254 | 56008.378 | 0 | 41496.7896 | 161551.4676 | 145396.3209 | 0 | 0 | 0.16148 | 0 | 0.46136 | 0.32826 | 0.17893 | 0.045833 | 0.34094 | -0.29989 | -0.16679 | -0.017454 | 0.11564 | 0 | 0 | 0 | 0 | -0.17946 | 0
1045 | SCE | SCE-13-SW-002F | 135-240 kBtu/hr 12.5 EER or 13.6 IEER Air Source Unitary Air Conditioner DX Equipment | 135-240 kBtu/hr 12.5 EER or 13.6 IEER Air Source Unitary Air Conditioner DX Equipment | 0.33942 | 0.80714 | 6786.483 | 0 | 19994.3173 | 8408.0182 | 0.47127 | 2.4115 | 14400.5654 | 2814.2663 | -13207.8343 | -1621.5352 | 6808.6779 | 0 | 15216.6961 | 0.44599 | 5350.6218 | 4.326 | 0 | 4815.5596 | 3.8934 | 0 | 5350.6218 | 4.326 | 0 | 5350.6218 | 4.326 | 0 | 4815.5596 | 3.8934 | 0 | 80259.3263 | 0 | 72233.3937 | 0 | 0.50036 | 0 | 0.55596 | 0 | 7.5055 | 0 | 8.3394 | 0 | 0.66375 | 0 | 0.73751 | 0 | 9.9563 | 0 | 11.0626 | 0 | 0.37435 | 0.33691 | 5.6152 | 5.0537 | 0.00045897 | 5593.7519 | 3035.8138 | 8629.5657 | 605.0693 | 54.7521 | 46.3613 | 4839.6107 | 0 | 0 | 47.9585 | 0 | 0 | 0 | 0 | 0 | 0 | 3035.8138 | 16754.2767 | 0 | 11660.6935 | 46697.3321 | 42027.5989 | 0 | 0 | 0.16148 | 0 | 0.47574 | 0.34265 | 0.20006 | 0.066962 | 0.36206 | -0.31427 | -0.18117 | -0.038583 | 0.094514 | 0 | 0 | 0 | 0 | -0.20059 | 0
1046 | SCE | SCE-13-SW-002F | 240-760 kBtu/hr 10.8 EER or 12 IEER Air Source Unitary Air Conditioner DX Equipment | 240-760 kBtu/hr 10.8 EER or 12 IEER Air Source Unitary Air Conditioner DX Equipment | 0.38121 | 0.88936 | 21625.3925 | 0 | 56728.6208 | 24315.7529 | 0.55587 | 3.3316 | 38903.9123 | 6491.0444 | -35103.2283 | -2690.3604 | 21696.1173 | 0 | 46011.8702 | 0.47 | 17049.9647 | 15.6496 | 0 | 15344.9682 | 14.0846 | 0 | 17049.9647 | 15.6496 | 0 | 17049.9647 | 15.6496 | 0 | 15344.9682 | 14.0846 | 0 | 255749.4701 | 0 | 230174.5231 | 0 | 1.5944 | 0 | 1.7716 | 0 | 23.9164 | 0 | 26.5738 | 0 | 2.1151 | 0 | 2.3501 | 0 | 31.7262 | 0 | 35.2513 | 0 | 1.1929 | 1.0736 | 17.8931 | 16.1038 | 0.0014625 | 17824.7085 | 7002.0389 | 24826.7474 | 1928.077 | 174.4695 | 147.7322 | 15421.6082 | 0 | 0 | 152.8215 | 0 | 0 | 0 | 0 | 0 | 0 | 7002.0389 | 45462.4879 | 0 | 32691.3817 | 148802.8682 | 133922.5814 | 0 | 0 | 0.16148 | 0 | 0.42359 | 0.2905 | 0.18157 | 0.048469 | 0.34357 | -0.26212 | -0.12902 | -0.020089 | 0.11301 | 0 | 0 | 0 | 0 | -0.18209 | 0
1047 | SCE | SCE-13-SW-002F | ≥760 kBtu/hr 10.2 EER or 12.8 IEER Air Source Unitary Air Conditioner DX Equipment | ≥760 kBtu/hr 10.2 EER or 12.8 IEER Air Source Unitary Air Conditioner DX Equipment | 0.33974 | 0.75529 | 3592.082 | 0 | 10573.0892 | 4755.9167 | 0.47188 | 2.001 | 7612.3191 | 1795.1466 | -6981.0072 | -1163.8346 | 3603.8298 | 0 | 8359.7465 | 0.42969 | 2832.0814 | 2.7159 | 0 | 2548.8733 | 2.4443 | 0 | 2832.0814 | 2.7159 | 0 | 2832.0814 | 2.7159 | 0 | 2548.8733 | 2.4443 | 0 | 42481.2211 | 0 | 38233.099 | 0 | 0.26484 | 0 | 0.29427 | 0 | 3.9726 | 0 | 4.414 | 0 | 0.35132 | 0 | 0.39036 | 0 | 5.2699 | 0 | 5.8554 | 0 | 0.19814 | 0.17833 | 2.9721 | 2.6749 | 0.00024293 | 2960.7701 | 1936.4659 | 4897.236 | 320.2629 | 28.9802 | 24.539 | 2561.6035 | 0 | 0 | 25.3844 | 0 | 0 | 0 | 0 | 0 | 0 | 1936.4659 | 8801.2376 | 0 | 5835.0559 | 24716.8745 | 22245.187 | 0 | 0 | 0.16148 | 0 | 0.4753 | 0.3422 | 0.2138 | 0.080698 | 0.3758 | -0.31382 | -0.18072 | -0.052318 | 0.080779 | 0 | 0 | 0 | 0 | -0.21432 | 0
1048 | SCE | SCE-13-SW-002F | ≥760 kBtu/hr 10.4 EER or 14 IEER Air Source Unitary Air Conditioner DX Equipment | ≥760 kBtu/hr 10.4 EER or 14 IEER Air Source Unitary Air Conditioner DX Equipment | 0.32898 | 0.6168 | 375.3811 | 0 | 1141.0316 | 608.5986 | 0.45138 | 1.2547 | 831.6241 | 299.1911 | -765.6505 | -233.2175 | 376.6087 | 0 | 985.2073 | 0.38102 | 295.9592 | 0.28486 | 0 | 266.3633 | 0.25638 | 0 | 295.9592 | 0.28486 | 0 | 295.9592 | 0.28486 | 0 | 266.3633 | 0.25638 | 0 | 4439.3881 | 0 | 3995.4493 | 0 | 0.027677 | 0 | 0.030752 | 0 | 0.41515 | 0 | 0.46128 | 0 | 0.036714 | 0 | 0.040794 | 0 | 0.55071 | 0 | 0.6119 | 0 | 0.020706 | 0.018636 | 0.31059 | 0.27954 | 2.5387e-05 | 309.4075 | 322.7443 | 632.1518 | 33.4682 | 3.0285 | 2.5644 | 267.6936 | 0 | 0 | 2.6527 | 0 | 0 | 0 | 0 | 0 | 0 | 322.7443 | 942.9782 | 0 | 527.1988 | 2582.9718 | 2324.6746 | 0 | 0 | 0.16148 | 0 | 0.49083 | 0.35774 | 0.2618 | 0.1287 | 0.4238 | -0.32936 | -0.19626 | -0.10032 | 0.032774 | 0 | 0 | 0 | 0 | -0.26233 | 0
1049 | SCE | SCE-13-SW-002F | <45kBtu/hr 15 SEER (12.5 EER) Split System Air Conditioner DX Equipment | <45kBtu/hr 15 SEER (12.5 EER) Split System Air Conditioner DX Equipment | 0.71707 | 0.90923 | 267.826 | -10.605 | 358.7126 | 282.8982 | 1.8645 | 4.1392 | 137.9573 | 62.1429 | -101.4917 | -25.6773 | 268.7019 | -11.1265 | 540.4736 | 0.47592 | 211.1603 | 0.064689 | -1.2016 | 190.0442 | 0.05822 | -1.0814 | 211.1603 | 0.064689 | -1.2016 | 211.1603 | 0.064689 | -1.2016 | 190.0442 | 0.05822 | -1.0814 | 3167.4039 | -18.024 | 2850.6635 | -16.2216 | 0.019747 | -0.0063264 | 0.021941 | -0.0070294 | 0.2962 | -0.094897 | 0.32911 | -0.10544 | 0.026195 | 0 | 0.029105 | 0 | 0.39292 | 0 | 0.43658 | 0 | 0.014773 | 0.013296 | 0.2216 | 0.19944 | 1.8113e-05 | 220.7553 | 67.035 | 287.7903 | 23.8788 | 2.1608 | 1.8296 | 190.9934 | 0 | 0 | 1.8927 | 0 | 0 | 0 | 0 | 0 | 0 | 67.035 | 154.1805 | 0 | 74.0737 | 1842.8925 | 1658.6033 | -10.4869 | -9.4382 | 0.16148 | 1.1236 | 0.21627 | 0.083177 | 0.17056 | 0.037467 | 0.32586 | -0.054797 | 0.0783 | -0.0090873 | 0.12401 | 1.1236 | 1.1236 | 1.1236 | 1.1236 | -0.16438 | 1.1236
1050 | SCE | SCE-13-SW-002F | 45to55kBtu/hr 15 SEER (12.5 EER) Split System Air Conditioner DX Equipment | 45to55kBtu/hr 15 SEER (12.5 EER) Split System Air Conditioner DX Equipment | 0.87006 | 0.92738 | 15980.4493 | -522.0347 | 17767.0997 | 16668.8409 | 3.364 | 4.4205 | 4595.2301 | 3496.9713 | -2308.6851 | -1210.4263 | 16032.7126 | -547.7062 | 32153.8473 | 0.48076 | 12599.3596 | 4.0288 | -59.1491 | 11339.4236 | 3.6259 | -53.2342 | 12599.3596 | 4.0288 | -59.1491 | 12599.3596 | 4.0288 | -59.1491 | 11339.4236 | 3.6259 | -53.2342 | 188990.3937 | -887.2363 | 170091.3544 | -798.5127 | 1.1782 | -0.31142 | 1.3091 | -0.34602 | 17.6734 | -4.6713 | 19.6372 | -5.1903 | 1.563 | 0 | 1.7366 | 0 | 23.4446 | 0 | 26.0496 | 0 | 0.88149 | 0.79334 | 13.2224 | 11.9002 | 0.0010808 | 13171.8696 | 3772.2633 | 16944.133 | 1424.7851 | 128.9272 | 109.1692 | 11396.058 | 0 | 0 | 112.93 | 0 | 0 | 0 | 0 | 0 | 0 | 3772.2633 | 4879.0454 | 0 | 940.7648 | 109960.3946 | 98964.3551 | -516.2213 | -464.5991 | 0.16148 | 1.1236 | 0.17953 | 0.046433 | 0.16843 | 0.035336 | 0.3249 | -0.018053 | 0.11504 | -0.006956 | 0.12614 | 1.1236 | 1.1236 | 1.1236 | 1.1236 | -0.16343 | 1.1236
1051 | SCE | SCE-13-SW-002F | <55kBtu/hr 15 SEER (12 EER) Package System Air Conditioner DX Equipment | <55kBtu/hr 15 SEER (12 EER) Package System Air Conditioner DX Equipment | 0.73934 | 0.95682 | 1946.9584 | -62.3544 | 2549.024 | 1969.6514 | 1.9959 | 5.1651 | 944.2454 | 364.8729 | -664.42 | -85.0475 | 1953.3258 | -65.4208 | 3857.5564 | 0.48855 | 1535.0275 | 0.50774 | -7.0651 | 1381.5247 | 0.45697 | -6.3586 | 1535.0275 | 0.50774 | -7.0651 | 1535.0275 | 0.50774 | -7.0651 | 1381.5247 | 0.45697 | -6.3586 | 23025.4119 | -105.9759 | 20722.8707 | -95.3783 | 0.14355 | -0.037198 | 0.1595 | -0.041331 | 2.1532 | -0.55796 | 2.3925 | -0.61996 | 0.19042 | 0 | 0.21158 | 0 | 2.8563 | 0 | 3.1737 | 0 | 0.1074 | 0.096656 | 1.6109 | 1.4498 | 0.00013167 | 1604.7785 | 393.5968 | 1998.3753 | 173.5869 | 15.7077 | 13.3005 | 1388.4247 | 0 | 0 | 13.7587 | 0 | 0 | 0 | 0 | 0 | 0 | 393.5968 | 1066.1553 | 0 | 571.6747 | 13396.8893 | 12057.2003 | -61.66 | -55.494 | 0.16148 | 1.1236 | 0.21141 | 0.078314 | 0.16336 | 0.030262 | 0.31994 | -0.049934 | 0.083163 | -0.0018821 | 0.13121 | 1.1236 | 1.1236 | 1.1236 | 1.1236 | -0.15846 | 1.1236
1052 | SCE | SCE-13-SW-002F | <55kBtu/hr 15 SEER (12.5 EER) Split System Heat Pump | <55kBtu/hr 15 SEER (12.5 EER) Split System Heat Pump | 0.66468 | 1.0057 | 6294.1098 | -0.030071 | 9469.4068 | 6258.5949 | 1.4701 | 5.8786 | 4281.493 | 1070.6811 | -3175.327 | 35.4849 | 5805.3137 | -0.031549 | 12063.8771 | 0.52173 | 4562.1247 | 1.5419 | -0.0034072 | 4105.9123 | 1.3877 | -0.0030664 | 4562.1247 | 1.5419 | -0.0034072 | 4562.1247 | 1.5419 | -0.0034072 | 4105.9123 | 1.3877 | -0.0030664 | 68431.8709 | -0.051107 | 61588.6838 | -0.045997 | 0.42849 | -1.7939e-05 | 0.4761 | -1.9932e-05 | 6.4274 | -0.00026908 | 7.1416 | -0.00029898 | 0.57264 | 0 | 0.63627 | 0 | 8.5897 | 0 | 9.5441 | 0 | 0.32074 | 0.28866 | 4.811 | 4.3299 | 0.00042567 | 5187.9138 | 1154.9683 | 6342.8821 | 561.1703 | 50.7797 | 42.9977 | 4488.4871 | 0 | 0 | 44.479 | 0 | 0 | 0 | 0 | 0 | 0 | 1154.9683 | 4939.2219 | 0 | 3216.6155 | 39815.7566 | 35834.181 | -0.029736 | -0.026762 | 0.17565 | 1.1236 | 0.26426 | 0.11948 | 0.17465 | 0.029879 | 0.33666 | -0.088611 | 0.056165 | 0.00099109 | 0.14577 | 1.1236 | 1.1236 | 1.1236 | 1.1236 | -0.16101 | 1.1236
1053 | SCE | SCE-13-SW-002F | 10.07 EER or 14.29 IPLV < 150 Ton Air Cooled Tier 1 Chiller | 10.07 EER or 14.29 IPLV < 150 Ton Air Cooled Tier 1 Chiller | 1.1493 | 1.1522 | 67071.8661 | 0 | 58359.7599 | 58213.2913 | 21.806 | 22.8963 | 3075.8402 | 2929.3716 | 8712.1062 | 8858.5748 | 65501.9955 | 0 | 123715.2868 | 0.54215 | 43301.3672 | 10.2431 | 0 | 38971.2305 | 9.2188 | 0 | 43301.3672 | 10.2431 | 0 | 43301.3672 | 10.2431 | 0 | 38971.2305 | 9.2188 | 0 | 865594.3306 | 0 | 779034.8976 | 0 | 3.9458 | 0 | 4.3842 | 0 | 78.8756 | 0 | 87.6396 | 0 | 5.3803 | 0 | 5.9781 | 0 | 107.5519 | 0 | 119.5021 | 0 | 3.0315 | 2.7284 | 60.6002 | 54.5402 | 0.0045361 | 55283.9197 | 3159.9805 | 58443.9002 | 5979.9943 | 541.123 | 458.1964 | 47830.6251 | 0 | 0 | 473.9809 | 0 | 0 | 0 | 0 | 0 | 0 | 3159.9805 | 3022.5214 | 137.4592 | 0 | 435449.7519 | 391904.7767 | 0 | 0 | 0.17114 | 0 | 0.14891 | 0.0078484 | 0.14854 | 0.0074747 | 0.31568 | 0.02223 | 0.16329 | 0.022604 | 0.16367 | 0 | 0 | 0 | 0 | -0.14453 | 0
1054 | SCE | SCE-13-SW-002F | 10.07 EER or 14.29 IPLV >= 150 Ton Air Cooled Tier 1 Chiller | 10.07 EER or 14.29 IPLV >= 150 Ton Air Cooled Tier 1 Chiller | 1.1482 | 1.1511 | 79190.9456 | 0 | 68971.3528 | 68795.2436 | 21.4128 | 22.4835 | 3698.2938 | 3522.1845 | 10219.5928 | 10395.702 | 77337.4183 | 0 | 146132.6619 | 0.54191 | 51125.4035 | 13.1898 | 0 | 46012.8631 | 11.8708 | 0 | 51125.4035 | 13.1898 | 0 | 51125.4035 | 13.1898 | 0 | 46012.8631 | 11.8708 | 0 | 1021996.8152 | 0 | 919797.1337 | 0 | 4.6587 | 0 | 5.1763 | 0 | 93.1275 | 0 | 103.475 | 0 | 6.3524 | 0 | 7.0583 | 0 | 126.9852 | 0 | 141.0947 | 0 | 3.5793 | 3.2214 | 71.5499 | 64.3949 | 0.0053557 | 65273.0591 | 3799.4615 | 69072.5205 | 7060.5074 | 638.8975 | 540.987 | 56473.0437 | 0 | 0 | 559.6236 | 0 | 0 | 0 | 0 | 0 | 0 | 3799.4615 | 3634.1849 | 165.2766 | 0 | 514130.2847 | 462717.2562 | 0 | 0 | 0.17114 | 0 | 0.14906 | 0.0079926 | 0.14868 | 0.007612 | 0.31581 | 0.022086 | 0.16315 | 0.022467 | 0.16353 | 0 | 0 | 0 | 0 | -0.14467 | 0
1055 | SCE | SCE-13-SW-002F | 10.90 EER or 15.00 IPLV < 150 Ton Air Cooled Tier 2 Chiller | 10.90 EER or 15.00 IPLV < 150 Ton Air Cooled Tier 2 Chiller | 1.0981 | 1.1126 | 91219.912 | 0 | 83072.929 | 81987.8542 | 11.5688 | 13.4148 | 7885.0061 | 6799.9314 | 8146.9831 | 9232.0578 | 89084.8372 | 0 | 171072.6914 | 0.53322 | 58891.263 | 7.8579 | 0 | 53002.1367 | 7.0721 | 0 | 58891.263 | 7.8579 | 0 | 58891.263 | 7.8579 | 0 | 53002.1367 | 7.0721 | 0 | 1177236.3479 | 0 | 1059512.7131 | 0 | 5.3664 | 0 | 5.9626 | 0 | 107.2734 | 0 | 119.1926 | 0 | 7.3174 | 0 | 8.1304 | 0 | 146.2741 | 0 | 162.5267 | 0 | 4.123 | 3.7107 | 82.4182 | 74.1764 | 0.0061693 | 75187.9228 | 7335.2424 | 82523.1652 | 8132.9861 | 735.9449 | 623.1619 | 65051.2005 | 0 | 0 | 644.6294 | 0 | 0 | 0 | 0 | 0 | 0 | 7335.2424 | 8228.279 | 0 | 759.0812 | 592225.7777 | 533003.2 | 0 | 0 | 0.17114 | 0 | 0.15586 | 0.014794 | 0.15382 | 0.012758 | 0.32096 | 0.015285 | 0.15635 | 0.017321 | 0.15839 | 0 | 0 | 0 | 0 | -0.14982 | 0
1056 | SCE | SCE-13-SW-002F | 10.90 EER or 15.00 IPLV >= 150 Ton Air Cooled Tier 2 Chiller | 10.90 EER or 15.00 IPLV >= 150 Ton Air Cooled Tier 2 Chiller | 1.1025 | 1.1165 | 141055.4049 | 0 | 127946.9043 | 126339.2988 | 12.0745 | 14.0012 | 11682.1255 | 10074.5199 | 13108.5006 | 14716.1061 | 137753.8905 | 0 | 264093.1893 | 0.53411 | 91064.8867 | 6.6931 | 0 | 81958.398 | 6.0238 | 0 | 91064.8867 | 6.6931 | 0 | 91064.8867 | 6.6931 | 0 | 81958.398 | 6.0238 | 0 | 1820387.0844 | 0 | 1638348.376 | 0 | 8.2981 | 0 | 9.2201 | 0 | 165.8792 | 0 | 184.3103 | 0 | 11.315 | 0 | 12.5722 | 0 | 226.1869 | 0 | 251.3188 | 0 | 6.3754 | 5.7379 | 127.4451 | 114.7006 | 0.0095397 | 116264.7789 | 10867.6164 | 127132.3952 | 12576.2197 | 1138.0081 | 963.6093 | 100590.1368 | 0 | 0 | 996.805 | 0 | 0 | 0 | 0 | 0 | 0 | 10867.6164 | 12190.7055 | 0 | 1124.6258 | 915772.0612 | 824194.8551 | 0 | 0 | 0.17114 | 0 | 0.15524 | 0.014174 | 0.15329 | 0.012223 | 0.32043 | 0.015905 | 0.15697 | 0.017855 | 0.15892 | 0 | 0 | 0 | 0 | -0.14928 | 0
1057 | SCE | SCE-13-SW-002F | 11.50 EER or 16.00 IPLV < 150 Ton Air Cooled Tier 3 Chiller | 11.50 EER or 16.00 IPLV < 150 Ton Air Cooled Tier 3 Chiller | 1.0473 | 1.0576 | 4825.3724 | 0 | 4607.2646 | 4562.6894 | 7.6599 | 8.2431 | 629.9561 | 585.3809 | 218.1078 | 262.683 | 4712.4307 | 0 | 9275.1202 | 0.52025 | 3115.2439 | 0.7438 | 0 | 2803.7195 | 0.66942 | 0 | 3115.2439 | 0.7438 | 0 | 3115.2439 | 0.7438 | 0 | 2803.7195 | 0.66942 | 0 | 62273.7263 | 0 | 56046.3536 | 0 | 0.28387 | 0 | 0.31541 | 0 | 5.6746 | 0 | 6.3051 | 0 | 0.38708 | 0 | 0.43008 | 0 | 7.7376 | 0 | 8.5974 | 0 | 0.2181 | 0.19629 | 4.3598 | 3.9238 | 0.00032634 | 3977.3085 | 631.4639 | 4608.7724 | 430.2206 | 38.9302 | 32.9642 | 3441.0938 | 0 | 0 | 34.0998 | 0 | 0 | 0 | 0 | 0 | 0 | 631.4639 | 649.8096 | 0 | 15.5938 | 31327.699 | 28194.9291 | 0 | 0 | 0.17114 | 0 | 0.16341 | 0.022343 | 0.16183 | 0.020762 | 0.32896 | 0.0077357 | 0.1488 | 0.0093167 | 0.15038 | 0 | 0 | 0 | 0 | -0.15782 | 0
1058 | SCE | SCE-13-SW-002F | 11.50 EER or 16.00 IPLV >= 150 Ton Air Cooled Tier 3 Chiller | 11.50 EER or 16.00 IPLV >= 150 Ton Air Cooled Tier 3 Chiller | 1.1184 | 1.1247 | 11525.7024 | 0 | 10305.1558 | 10248.1871 | 14.3157 | 15.4058 | 805.1069 | 748.1382 | 1220.5466 | 1277.5154 | 11255.9342 | 0 | 21504.1212 | 0.53598 | 7440.954 | 0.8642 | 0 | 6696.8586 | 0.77778 | 0 | 7440.954 | 0.8642 | 0 | 7440.954 | 0.8642 | 0 | 6696.8586 | 0.77778 | 0 | 148744.6714 | 0 | 133870.2043 | 0 | 0.67804 | 0 | 0.75338 | 0 | 13.5541 | 0 | 15.0601 | 0 | 0.92455 | 0 | 1.0273 | 0 | 18.4818 | 0 | 20.5354 | 0 | 0.52094 | 0.46885 | 10.4136 | 9.3722 | 0.00077949 | 9500.0489 | 807.0338 | 10307.0827 | 1027.6087 | 92.9872 | 78.737 | 8219.2666 | 0 | 0 | 81.4494 | 0 | 0 | 0 | 0 | 0 | 0 | 807.0338 | 830.4803 | 0 | 19.9295 | 74828.1591 | 67345.3432 | 0 | 0 | 0.17114 | 0 | 0.15302 | 0.011955 | 0.15217 | 0.011109 | 0.31931 | 0.018124 | 0.15919 | 0.01897 | 0.16003 | 0 | 0 | 0 | 0 | -0.14817 | 0
1059 | SCE | SCE-13-SW-002F | >= 65 kBtu/hr Variable Refrigerant Flow Heat Pump DX Equipment replacing Single Zone Package AC | >= 65 kBtu/hr Variable Refrigerant Flow Heat Pump DX Equipment replacing Single Zone Package AC | 0.7489 | 0.86991 | 102120.7622 | 0 | 136361.2938 | 117392.3853 | 1.9568 | 3.0741 | 52188.3558 | 33219.4474 | -34240.5315 | -15271.6231 | 148958.6408 | 0 | 266351.0261 | 0.38341 | 117059.6344 | 58.8194 | 0 | 105353.6709 | 52.9375 | 0 | 117059.6344 | 58.8194 | 0 | 117059.6344 | 58.8194 | 0 | 105353.6709 | 52.9375 | 0 | 1755894.5155 | 0 | 1580305.064 | 0 | 8.075 | 0 | 8.9723 | 0 | 121.1257 | 0 | 134.5842 | 0 | 14.2445 | 0 | 15.8272 | 0 | 213.6668 | 0 | 237.4076 | 0 | 8.1739 | 7.3565 | 122.6088 | 110.3479 | 0.0069065 | 84172.9379 | 35834.5819 | 120007.5199 | 9104.8843 | 823.8908 | 697.6303 | 72824.8694 | 0 | 0 | 721.6631 | 0 | 0 | 0 | 0 | 0 | 0 | 35834.5819 | 56579.5472 | 0 | 17633.2205 | 1021633.1634 | 919469.8471 | 0 | 0 | 0.11106 | 0 | 0.1483 | 0.056759 | 0.12767 | 0.036129 | 0.28968 | -0.037239 | 0.054306 | -0.016609 | 0.074936 | 0 | 0 | 0 | 0 | -0.17861 | 0
1060 | SCE | SCE-13-SW-002F | >= 65 kBtu/hr Variable Refrigerant Flow Heat Pump DX Equipment replacing Package Variable Air Volume | >= 65 kBtu/hr Variable Refrigerant Flow Heat Pump DX Equipment replacing Package Variable Air Volume | 0.54746 | 0.68821 | 15271.7257 | 0 | 27895.8218 | 22190.6029 | 0.99762 | 1.5903 | 15308.1169 | 9602.898 | -12624.0961 | -6918.8772 | 24006.8747 | 0 | 46197.4776 | 0.33057 | 18865.8809 | 5.1726 | 0 | 16979.2928 | 4.6553 | 0 | 18865.8809 | 5.1726 | 0 | 18865.8809 | 5.1726 | 0 | 16979.2928 | 4.6553 | 0 | 282988.2135 | 0 | 254689.3921 | 0 | 1.644 | 0 | 1.8267 | 0 | 24.6606 | 0 | 27.4007 | 0 | 2.162 | 0 | 2.4023 | 0 | 32.4304 | 0 | 36.0338 | 0 | 1.2786 | 1.1507 | 19.1788 | 17.261 | 0.0010328 | 12587.7049 | 10358.8669 | 22946.5718 | 1361.5967 | 123.2094 | 104.3276 | 10890.6495 | 0 | 0 | 107.9216 | 0 | 0 | 0 | 0 | 0 | 0 | 10358.8669 | 16621.5419 | 0 | 5323.2737 | 164651.2027 | 148186.0824 | 0 | 0 | 0.10306 | 0 | 0.18825 | 0.1033 | 0.14975 | 0.064803 | 0.31175 | -0.085191 | -0.00024558 | -0.04669 | 0.038255 | 0 | 0 | 0 | 0 | -0.2087 | 0
1061 | SCE | SCE-13-SW-002F | >= 65 kBtu/hr Variable Refrigerant Flow Heat Recovery DX Equipment replacing Single Zone Package AC | >= 65 kBtu/hr Variable Refrigerant Flow Heat Recovery DX Equipment replacing Single Zone Package AC | 0.58459 | 0.7482 | 243699.7321 | 0 | 416873.1477 | 325713.4167 | 1.1282 | 1.952 | 216003.883 | 124844.152 | -173173.4155 | -82013.6845 | 355472.9509 | 0 | 681186.3676 | 0.35776 | 279349.5794 | 140.4669 | 0 | 251414.6215 | 126.4202 | 0 | 279349.5794 | 140.4669 | 0 | 279349.5794 | 140.4669 | 0 | 251414.6215 | 126.4202 | 0 | 4190243.6912 | 0 | 3771219.3221 | 0 | 19.2702 | 0 | 21.4113 | 0 | 289.0529 | 0 | 321.1699 | 0 | 33.9928 | 0 | 37.7698 | 0 | 509.8917 | 0 | 566.5463 | 0 | 19.5061 | 17.5555 | 292.5921 | 263.3329 | 0.016482 | 200869.2647 | 134672.2581 | 335541.5228 | 21727.7839 | 1966.123 | 1664.8163 | 173788.3735 | 0 | 0 | 1722.168 | 0 | 0 | 0 | 0 | 0 | 0 | 134672.2581 | 236452.7977 | 0 | 86513.4586 | 2438012.0103 | 2194210.8093 | 0 | 0 | 0.11106 | 0 | 0.18999 | 0.098443 | 0.14844 | 0.056897 | 0.31045 | -0.078923 | 0.012622 | -0.037377 | 0.054168 | 0 | 0 | 0 | 0 | -0.19938 | 0
1062 | SCE | SCE-13-SW-002F | >= 65 kBtu/hr Variable Refrigerant Flow Heat Recovery DX Equipment replacing Package Variable Air Volume | >= 65 kBtu/hr Variable Refrigerant Flow Heat Recovery DX Equipment replacing Package Variable Air Volume | 0.32317 | 0.59059 | 25164.0803 | 0 | 77865.8111 | 42608.0826 | 0.44051 | 1.1508 | 57124.3427 | 21866.6141 | -52701.7308 | -17444.0022 | 39557.6902 | 0 | 82165.7728 | 0.30626 | 31086.54 | 8.3793 | 0 | 27977.886 | 7.5413 | 0 | 31086.54 | 8.3793 | 0 | 31086.54 | 8.3793 | 0 | 27977.886 | 7.5413 | 0 | 466298.1007 | 0 | 419668.2907 | 0 | 2.709 | 0 | 3.01 | 0 | 40.6349 | 0 | 45.1498 | 0 | 3.5625 | 0 | 3.9583 | 0 | 53.4377 | 0 | 59.3752 | 0 | 2.1068 | 1.8961 | 31.6022 | 28.442 | 0.0017019 | 20741.4685 | 23588.0196 | 44329.488 | 2243.5794 | 203.019 | 171.9065 | 17945.135 | 0 | 0 | 177.8286 | 0 | 0 | 0 | 0 | 0 | 0 | 23588.0196 | 64536.8215 | 0 | 34806.4817 | 271306.5048 | 244175.8543 | 0 | 0 | 0.10306 | 0 | 0.31889 | 0.23395 | 0.1745 | 0.089553 | 0.3365 | -0.21584 | -0.13089 | -0.07144 | 0.013504 | 0 | 0 | 0 | 0 | -0.23345 | 0
1063 | SCE | SCE-13-SW-002F | 75–149 tons above T24 by at least 12.6%IPLV and 5.1%FL High Efficiency Water-Cooled Variable Speed Screw or Scroll Compressor Chiller | 75–149 tons above T24 by at least 12.6%IPLV and 5.1%FL High Efficiency Water-Cooled Variable Speed Screw or Scroll Compressor Chiller | 0.54871 | 0.78891 | 4810.4853 | 0 | 8766.9484 | 6097.6462 | 1.0018 | 2.2557 | 4801.9106 | 2132.6084 | -3956.4631 | -1287.1609 | 4697.892 | 0 | 10795.5382 | 0.4456 | 3105.6328 | 1.1916 | 0 | 2795.0695 | 1.0724 | 0 | 3105.6328 | 1.1916 | 0 | 3105.6328 | 1.1916 | 0 | 2795.0695 | 1.0724 | 0 | 62081.6003 | 0 | 55873.4403 | 0 | 0.28299 | 0 | 0.31444 | 0 | 5.6571 | 0 | 6.2856 | 0 | 0.38588 | 0 | 0.42876 | 0 | 7.7138 | 0 | 8.5709 | 0 | 0.21743 | 0.19568 | 4.3463 | 3.9117 | 0.00032534 | 3965.0378 | 2300.4938 | 6265.5315 | 428.8933 | 38.8101 | 32.8625 | 3430.4774 | 0 | 0 | 33.9946 | 0 | 0 | 0 | 0 | 0 | 0 | 2300.4938 | 5372.0638 | 0 | 2610.8345 | 31231.0473 | 28107.9425 | 0 | 0 | 0.17114 | 0 | 0.3119 | 0.17084 | 0.21694 | 0.075872 | 0.38407 | -0.14076 | 0.00030506 | -0.045793 | 0.095271 | 0 | 0 | 0 | 0 | -0.21293 | 0
1064 | SCE | SCE-13-SW-002F | 75-149 tons above T24 by at least 18.4%IPLV and 11.4%FL High Efficiency Water-Cooled Variable Speed Screw or Scroll Compressor Chiller | 75-149 tons above T24 by at least 18.4%IPLV and 11.4%FL High Efficiency Water-Cooled Variable Speed Screw or Scroll Compressor Chiller | 0.63591 | 0.90207 | 2257.1006 | 0 | 3549.4113 | 2502.1296 | 1.3364 | 3.5173 | 1688.9983 | 641.7167 | -1292.3107 | -245.0291 | 2204.2713 | 0 | 4706.401 | 0.47958 | 1457.1764 | 0.55868 | 0 | 1311.4588 | 0.50281 | 0 | 1457.1764 | 0.55868 | 0 | 1457.1764 | 0.55868 | 0 | 1311.4588 | 0.50281 | 0 | 29128.9566 | 0 | 26216.0609 | 0 | 0.13278 | 0 | 0.14754 | 0 | 2.6543 | 0 | 2.9492 | 0 | 0.18106 | 0 | 0.20117 | 0 | 3.6193 | 0 | 4.0215 | 0 | 0.10202 | 0.091815 | 2.0393 | 1.8354 | 0.00015265 | 1860.4129 | 692.2346 | 2552.6475 | 201.2386 | 18.2099 | 15.4192 | 1609.5949 | 0 | 0 | 15.9504 | 0 | 0 | 0 | 0 | 0 | 0 | 692.2346 | 1909.0291 | 0 | 1034.2754 | 14653.7431 | 13188.3688 | 0 | 0 | 0.17114 | 0 | 0.26913 | 0.12807 | 0.18972 | 0.048658 | 0.35686 | -0.097989 | 0.043076 | -0.018579 | 0.12249 | 0 | 0 | 0 | 0 | -0.18572 | 0
1065 | SCE | SCE-13-SW-002F | 150-299 tons above T24 by at least 16.5%IPLV and 8.1%FL High Efficiency Water-Cooled Variable Speed Centrifugal Compressor Chiller | 150-299 tons above T24 by at least 16.5%IPLV and 8.1%FL High Efficiency Water-Cooled Variable Speed Centrifugal Compressor Chiller | 0.87504 | 0.88866 | 3449.8205 | 0 | 3942.4842 | 3882.0595 | 3.1391 | 3.3218 | 1098.973 | 1038.5484 | -492.6637 | -432.2391 | 3369.0747 | 0 | 7251.1342 | 0.47576 | 2227.1923 | 0.85435 | 0 | 2004.4731 | 0.76891 | 0 | 2227.1923 | 0.85435 | 0 | 2227.1923 | 0.85435 | 0 | 2004.4731 | 0.76891 | 0 | 44521.5736 | 0 | 40069.4163 | 0 | 0.20295 | 0 | 0.2255 | 0 | 4.0569 | 0 | 4.5077 | 0 | 0.27673 | 0 | 0.30748 | 0 | 5.5319 | 0 | 6.1466 | 0 | 0.15593 | 0.14033 | 3.117 | 2.8053 | 0.00023331 | 2843.5111 | 1120.306 | 3963.8172 | 307.5791 | 27.8325 | 23.5672 | 2460.1532 | 0 | 0 | 24.3791 | 0 | 0 | 0 | 0 | 0 | 0 | 1120.306 | 1130.4906 | 0 | 8.6569 | 22397.2218 | 20157.4996 | 0 | 0 | 0.17114 | 0 | 0.19558 | 0.054519 | 0.19259 | 0.051522 | 0.35972 | -0.024441 | 0.11662 | -0.021443 | 0.11962 | 0 | 0 | 0 | 0 | -0.18858 | 0
1066 | SCE | SCE-13-SW-002F | 150-299 tons above T24 by at least 22.8%IPLV and 15.0%FL High Efficiency Water-Cooled Variable Speed Screw or Scroll Compressor Chiller | 150-299 tons above T24 by at least 22.8%IPLV and 15.0%FL High Efficiency Water-Cooled Variable Speed Screw or Scroll Compressor Chiller | 0.92972 | 0.9602 | 7725.7261 | 0 | 8309.6971 | 8045.9744 | 3.9787 | 4.604 | 1941.775 | 1678.0523 | -583.971 | -320.2483 | 7544.8993 | 0 | 15590.8737 | 0.49553 | 4987.7023 | 1.9073 | 0 | 4488.9321 | 1.7166 | 0 | 4987.7023 | 1.9073 | 0 | 4987.7023 | 1.9073 | 0 | 4488.9321 | 1.7166 | 0 | 99704.1692 | 0 | 89733.7522 | 0 | 0.45449 | 0 | 0.50499 | 0 | 9.0853 | 0 | 10.0948 | 0 | 0.61973 | 0 | 0.68859 | 0 | 12.3885 | 0 | 13.7649 | 0 | 0.34919 | 0.31427 | 6.9803 | 6.2823 | 0.0005225 | 6367.9221 | 1810.1536 | 8178.0757 | 688.8104 | 62.3297 | 52.7777 | 5509.4085 | 0 | 0 | 54.5959 | 0 | 0 | 0 | 0 | 0 | 0 | 1810.1536 | 2025.6825 | 0 | 183.1996 | 50157.6249 | 45141.8624 | 0 | 0 | 0.17114 | 0 | 0.18408 | 0.043015 | 0.17824 | 0.037173 | 0.34538 | -0.012936 | 0.12813 | -0.0070943 | 0.13397 | 0 | 0 | 0 | 0 | -0.17423 | 0
1067 | SCE | SCE-13-SW-002F | >= 300 tons above T24 by at least 10.0%IPLV and 0.0%FL High Efficiency Water-Cooled Variable Speed Screw or Scroll Compressor Chiller | >= 300 tons above T24 by at least 10.0%IPLV and 0.0%FL High Efficiency Water-Cooled Variable Speed Screw or Scroll Compressor Chiller | 1.1155 | 1.1209 | 36041.4002 | 0 | 32310.2784 | 32154.8459 | 13.8451 | 14.7243 | 2603.1898 | 2447.7572 | 3731.1217 | 3886.5543 | 35197.8224 | 0 | 67352.6683 | 0.53511 | 23268.2046 | 4.3732 | 0 | 20941.3842 | 3.9359 | 0 | 23268.2046 | 4.3732 | 0 | 23268.2046 | 4.3732 | 0 | 20941.3842 | 3.9359 | 0 | 465131.4102 | 0 | 418618.2692 | 0 | 2.1203 | 0 | 2.3559 | 0 | 42.3842 | 0 | 47.0935 | 0 | 2.8911 | 0 | 3.2124 | 0 | 57.7935 | 0 | 64.2151 | 0 | 1.629 | 1.4661 | 32.5638 | 29.3074 | 0.0024375 | 29707.0887 | 2640.452 | 32347.5406 | 3213.3796 | 290.7751 | 246.2141 | 25702.0238 | 0 | 0 | 254.696 | 0 | 0 | 0 | 0 | 0 | 0 | 2640.452 | 2680.0587 | 0 | 33.6658 | 233991.0857 | 210591.9771 | 0 | 0 | 0.17114 | 0 | 0.15343 | 0.012361 | 0.15269 | 0.011623 | 0.31983 | 0.017717 | 0.15878 | 0.018455 | 0.15952 | 0 | 0 | 0 | 0 | -0.14868 | 0
1068 | SCE | SCE-13-SW-002F | >= 300 tons above T24 by at least 22.7%IPLV and 10.0%FL High Efficiency Water-Cooled Variable Speed Screw or Scroll Compressor Chiller | >= 300 tons above T24 by at least 22.7%IPLV and 10.0%FL High Efficiency Water-Cooled Variable Speed Screw or Scroll Compressor Chiller | 0.81109 | 0.90613 | 19069.9285 | 0 | 23511.5643 | 21045.52 | 2.447 | 3.5798 | 7793.1944 | 5327.1501 | -4441.6358 | -1975.5914 | 18623.5816 | 0 | 39669.1016 | 0.48072 | 12311.4806 | 4.7167 | 0 | 11080.3325 | 4.245 | 0 | 12311.4806 | 4.7167 | 0 | 12311.4806 | 4.7167 | 0 | 11080.3325 | 4.245 | 0 | 246106.497 | 0 | 221495.8473 | 0 | 1.1219 | 0 | 1.2465 | 0 | 22.426 | 0 | 24.9178 | 0 | 1.5297 | 0 | 1.6997 | 0 | 30.5792 | 0 | 33.9769 | 0 | 0.86193 | 0.77573 | 17.2299 | 15.5069 | 0.0012897 | 15718.3698 | 5746.5193 | 21464.8892 | 1700.2369 | 153.8525 | 130.2748 | 13599.2429 | 0 | 0 | 134.7626 | 0 | 0 | 0 | 0 | 0 | 0 | 5746.5193 | 8383.0224 | 0 | 2241.0276 | 123807.4341 | 111426.6907 | 0 | 0 | 0.17114 | 0 | 0.211 | 0.06994 | 0.18887 | 0.047809 | 0.35601 | -0.039862 | 0.1012 | -0.01773 | 0.12333 | 0 | 0 | 0 | 0 | -0.18487 | 0
1069 | SCE | SCE-13-SW-002F | 150-299 tons above T24 by at least 17%IPLV and 11.0%FL High Efficiency Water-Cooled Variable Speed Centrifugal Compressor Chiller | 150-299 tons above T24 by at least 17%IPLV and 11.0%FL High Efficiency Water-Cooled Variable Speed Centrifugal Compressor Chiller | 0.7595 | 0.91735 | 3945.96 | 0 | 5195.503 | 4301.4924 | 2.0308 | 3.7615 | 1943.0493 | 1049.0388 | -1249.543 | -355.5324 | 3853.6016 | 0 | 8155.0941 | 0.48386 | 2547.4983 | 0.88572 | 0 | 2292.7484 | 0.79715 | 0 | 2547.4983 | 0.88572 | 0 | 2547.4983 | 0.88572 | 0 | 2292.7484 | 0.79715 | 0 | 50924.4903 | 0 | 45832.0413 | 0 | 0.23214 | 0 | 0.25793 | 0 | 4.6404 | 0 | 5.156 | 0 | 0.31653 | 0 | 0.3517 | 0 | 6.3275 | 0 | 7.0305 | 0 | 0.17835 | 0.16052 | 3.5652 | 3.2087 | 0.00026687 | 3252.4536 | 1131.6223 | 4384.0759 | 351.814 | 31.8353 | 26.9565 | 2813.9627 | 0 | 0 | 27.8852 | 0 | 0 | 0 | 0 | 0 | 0 | 1131.6223 | 2140.2985 | 0 | 857.3748 | 25618.3016 | 23056.4715 | 0 | 0 | 0.17114 | 0 | 0.22534 | 0.084273 | 0.18656 | 0.045499 | 0.3537 | -0.054195 | 0.08687 | -0.01542 | 0.12564 | 0 | 0 | 0 | 0 | -0.18256 | 0
1070 | SCE | SCE-13-SW-002F | 150-299 tons above T24 by at least 12.7%IPLV and 6.1%FL High Efficiency Water-Cooled Variable Speed Centrifugal Compressor Chiller | 150-299 tons above T24 by at least 12.7%IPLV and 6.1%FL High Efficiency Water-Cooled Variable Speed Centrifugal Compressor Chiller | 0.60244 | 0.72643 | 15267.5362 | 0 | 25342.8708 | 21017.3435 | 1.1966 | 1.8104 | 12758.6191 | 8433.0917 | -10075.3346 | -5749.8072 | 14910.1874 | 0 | 35927.5308 | 0.42495 | 9856.6692 | 3.4272 | 0 | 8871.0022 | 3.0845 | 0 | 9856.6692 | 3.4272 | 0 | 9856.6692 | 3.4272 | 0 | 8871.0022 | 3.0845 | 0 | 197034.8164 | 0 | 177331.3347 | 0 | 0.89817 | 0 | 0.99797 | 0 | 17.9544 | 0 | 19.9493 | 0 | 1.2247 | 0 | 1.3608 | 0 | 24.482 | 0 | 27.2022 | 0 | 0.69006 | 0.62106 | 13.7944 | 12.4149 | 0.0010326 | 12584.2517 | 9096.97 | 21681.2217 | 1361.2232 | 123.1756 | 104.299 | 10887.6619 | 0 | 0 | 107.892 | 0 | 0 | 0 | 0 | 0 | 0 | 9096.97 | 13776.0781 | 0 | 3977.2419 | 99121.2152 | 89209.0937 | 0 | 0 | 0.17114 | 0 | 0.28408 | 0.14302 | 0.2356 | 0.094532 | 0.40273 | -0.11294 | 0.028124 | -0.064453 | 0.076612 | 0 | 0 | 0 | 0 | -0.23159 | 0
1071 | SCE | SCE-13-SW-002F | 300-599 tons above T24 by at least 10%IPLV and 11.6%FL High Efficiency Water-Cooled Variable Speed Centrifugal Compressor Chiller | 300-599 tons above T24 by at least 10%IPLV and 11.6%FL High Efficiency Water-Cooled Variable Speed Centrifugal Compressor Chiller | 0.79446 | 0.94974 | 75536.9627 | 0 | 95079.607 | 79534.4909 | 2.3017 | 4.3731 | 32818.3397 | 17273.2236 | -19542.6442 | -3997.5281 | 73768.9598 | 0 | 153303.4507 | 0.49273 | 48766.4046 | 16.9538 | 0 | 43889.7642 | 15.2584 | 0 | 48766.4046 | 16.9538 | 0 | 48766.4046 | 16.9538 | 0 | 43889.7642 | 15.2584 | 0 | 974840.4284 | 0 | 877356.3856 | 0 | 4.4437 | 0 | 4.9375 | 0 | 88.8304 | 0 | 98.7005 | 0 | 6.0593 | 0 | 6.7326 | 0 | 121.126 | 0 | 134.5844 | 0 | 3.4141 | 3.0727 | 68.2485 | 61.4236 | 0.0051086 | 62261.2673 | 18633.0236 | 80894.2909 | 6734.7255 | 609.4178 | 516.0251 | 53867.2972 | 0 | 0 | 533.8017 | 0 | 0 | 0 | 0 | 0 | 0 | 18633.0236 | 36229.9381 | 0 | 14957.3774 | 490407.5821 | 441366.8238 | 0 | 0 | 0.17114 | 0 | 0.21542 | 0.074356 | 0.1802 | 0.039136 | 0.34734 | -0.044278 | 0.096787 | -0.0090572 | 0.13201 | 0 | 0 | 0 | 0 | -0.17619 | 0
1072 | SCE | SCE-13-SW-002F | 300-599 tons above T24 by at least 5% IPLV and 6.6% FL High Efficiency Water-Cooled Variable Speed Centrifugal Compressor Chiller | 300-599 tons above T24 by at least 5% IPLV and 6.6% FL High Efficiency Water-Cooled Variable Speed Centrifugal Compressor Chiller | 0.94395 | 0.95461 | 73839.4934 | 0 | 78224.075 | 77350.2069 | 4.253 | 4.4784 | 17361.9451 | 16488.0771 | -4384.5816 | -3510.7135 | 72111.2211 | 0 | 149461.428 | 0.49404 | 47670.5242 | 16.5741 | 0 | 42903.4718 | 14.9167 | 0 | 47670.5242 | 16.5741 | 0 | 47670.5242 | 16.5741 | 0 | 42903.4718 | 14.9167 | 0 | 952933.7794 | 0 | 857640.4015 | 0 | 4.3439 | 0 | 4.8265 | 0 | 86.8342 | 0 | 96.4825 | 0 | 5.9232 | 0 | 6.5813 | 0 | 118.404 | 0 | 131.56 | 0 | 3.3374 | 3.0037 | 66.7148 | 60.0433 | 0.0049938 | 60862.1299 | 17786.068 | 78648.1978 | 6583.3825 | 595.723 | 504.4289 | 52656.7893 | 0 | 0 | 521.8061 | 0 | 0 | 0 | 0 | 0 | 0 | 17786.068 | 17845.3548 | 0 | 50.3939 | 479387.1253 | 431448.4128 | 0 | 0 | 0.17114 | 0 | 0.18131 | 0.040241 | 0.17928 | 0.038216 | 0.34642 | -0.010162 | 0.1309 | -0.008137 | 0.13293 | 0 | 0 | 0 | 0 | -0.17527 | 0
1073 | SCE | SCE-13-SW-002F | >= 600 tons above T24 by at least 5%IPLV and 6.6%FL High Efficiency Water-Cooled Variable Speed Centrifugal Compressor Chiller | >= 600 tons above T24 by at least 5%IPLV and 6.6%FL High Efficiency Water-Cooled Variable Speed Centrifugal Compressor Chiller | 0.85031 | 0.9091 | 43850.8927 | 0 | 51570.7712 | 48235.3117 | 2.8425 | 3.6267 | 15426.716 | 12091.2565 | -7719.8785 | -4384.419 | 42824.5275 | 0 | 91059.8392 | 0.48156 | 28309.9862 | 9.842 | 0 | 25478.9876 | 8.8578 | 0 | 28309.9862 | 9.842 | 0 | 28309.9862 | 9.842 | 0 | 25478.9876 | 8.8578 | 0 | 565916.6247 | 0 | 509324.9622 | 0 | 2.5797 | 0 | 2.8663 | 0 | 51.5681 | 0 | 57.2978 | 0 | 3.5176 | 0 | 3.9084 | 0 | 70.3163 | 0 | 78.1292 | 0 | 1.982 | 1.7838 | 39.6198 | 35.6578 | 0.0029657 | 36144.0552 | 13043.1165 | 49187.1717 | 3909.6585 | 353.7806 | 299.5641 | 31271.1682 | 0 | 0 | 309.8838 | 0 | 0 | 0 | 0 | 0 | 0 | 13043.1165 | 16316.3176 | 0 | 2782.221 | 284692.5461 | 256223.2914 | 0 | 0 | 0.17114 | 0 | 0.20127 | 0.060208 | 0.18825 | 0.04719 | 0.35539 | -0.030129 | 0.11094 | -0.017112 | 0.12395 | 0 | 0 | 0 | 0 | -0.18425 | 0
1074 | SCE | SCE-13-SW-002F | >= 600 tons aboveT24 by at least 10%IPLV and 11.6%FL High Efficiency Water-Cooled Variable Speed Centrifugal Compressor Chiller | >= 600 tons aboveT24 by at least 10%IPLV and 11.6%FL High Efficiency Water-Cooled Variable Speed Centrifugal Compressor Chiller | 0.91034 | 0.93591 | 109621.9201 | 0 | 120418.9419 | 117129.2565 | 3.6464 | 4.0944 | 30063.182 | 26773.4966 | -10797.0218 | -7507.3364 | 107056.1316 | 0 | 224185.388 | 0.48898 | 70771.5365 | 24.6026 | 0 | 63694.3828 | 22.1423 | 0 | 70771.5365 | 24.6026 | 0 | 70771.5365 | 24.6026 | 0 | 63694.3828 | 22.1423 | 0 | 1414723.0141 | 0 | 1273250.7127 | 0 | 6.4489 | 0 | 7.1655 | 0 | 128.9139 | 0 | 143.2376 | 0 | 8.7935 | 0 | 9.7706 | 0 | 175.7823 | 0 | 195.3136 | 0 | 4.9547 | 4.4592 | 99.0446 | 89.1402 | 0.0074138 | 90355.7599 | 28881.1865 | 119236.9465 | 9773.6726 | 884.4088 | 748.8739 | 78174.1327 | 0 | 0 | 774.672 | 0 | 0 | 0 | 0 | 0 | 0 | 28881.1865 | 31219.631 | 0 | 1987.6778 | 711696.8812 | 640527.1931 | 0 | 0 | 0.17114 | 0 | 0.188 | 0.046935 | 0.18286 | 0.041799 | 0.35 | -0.016856 | 0.12421 | -0.011721 | 0.12934 | 0 | 0 | 0 | 0 | -0.17886 | 0
820 | SCE | SCE-13-SW-002F | Add ADEC and CO2 sensor to AC only unit | Add ADEC and CO2 sensor to AC only unit | 0.11302 | 0.1191 | 77.4113 | 0 | 684.9381 | 649.9957 | 0.12463 | 0.13206 | 621.1318 | 586.1895 | -607.5267 | -572.5843 | 80.7277 | 0 | 730.7233 | 0.10594 | 177.793 | 0.36177 | 0 | 133.3447 | 0.27132 | 0 | 177.793 | 0.36177 | 0 | 177.793 | 0.36177 | 0 | 133.3447 | 0.27132 | 0 | 888.9649 | 0 | 666.7237 | 0 | 0.013855 | 0 | 0.018474 | 0 | 0.069276 | 0 | 0.092368 | 0 | 0.01838 | 0 | 0.024506 | 0 | 0.091898 | 0 | 0.12253 | 0 | 0.012439 | 0.0093292 | 0.062195 | 0.046646 | 5.2354e-06 | 63.8062 | 632.3361 | 696.1423 | 6.9018 | 0.62454 | 0.52883 | 55.2039 | 0 | 0 | 0.54705 | 0 | 0 | 0 | 0 | 0 | 632.3361 | 0 | 640.4379 | 0 | 5.6713 | 714.9968 | 536.2476 | 0 | 0 | 0.14436 | 0 | 1.2773 | 1.1583 | 1.2121 | 1.0931 | 1.3627 | -1.1329 | -1.0139 | -1.0678 | -0.94877 | 0 | 0 | 0 | 0 | -1.2183 | 0
821 | SCE | SCE-13-SW-002F | Add ADEC and CO2 sensor to AC unit with Gas Heat | Add ADEC and CO2 sensor to AC unit with Gas Heat | 0.23426 | 0.2454 | 647.9093 | 861.3878 | 6442.722 | 6150.2648 | 0.29032 | 0.30763 | 5198.6853 | 4906.2281 | -4933.4249 | -4640.9677 | 675.6661 | 1129.1645 | 7955.0954 | 0.18973 | 1488.0734 | 3.0279 | 343.4369 | 1116.055 | 2.2709 | 257.5777 | 1488.0734 | 3.0279 | 343.4369 | 1488.0734 | 3.0279 | 343.4369 | 1116.055 | 2.2709 | 257.5777 | 7440.3668 | 1717.1845 | 5580.2751 | 1287.8884 | 0.11596 | 1.5068 | 0.15462 | 2.0091 | 0.57982 | 7.5341 | 0.7731 | 10.0455 | 0.15383 | 0 | 0.20511 | 0 | 0.76916 | 0 | 1.0255 | 0 | 0.10411 | 0.078083 | 0.52055 | 0.39041 | 0.00010207 | 1244.0367 | 5292.4611 | 6536.4978 | 134.5659 | 12.1767 | 10.3106 | 1076.3175 | 0 | 0 | 10.6658 | 0 | 0 | 0 | 0 | 0 | 5292.4611 | 0 | 5360.2708 | 0 | 47.4668 | 5984.3064 | 4488.2298 | 1381.1359 | 1035.852 | 0.14436 | 0.83157 | 0.61622 | 0.49723 | 0.58824 | 0.46926 | 0.76087 | -0.47186 | -0.35287 | -0.44389 | -0.3249 | -2.7182 | -2.0327 | -2.557 | -1.8716 | -0.61651 | -3.5514
822 | SCE | SCE-13-SW-002F | Add ADEC and CO2 sensor to HP | Add ADEC and CO2 sensor to HP | 0.12281 | 0.12935 | 77.9298 | 0 | 634.5455 | 602.4621 | 0.13664 | 0.14479 | 570.312 | 538.2285 | -556.6157 | -524.5323 | 74.1227 | 0 | 676.5847 | 0.11518 | 163.2463 | 0.33217 | 0 | 122.4347 | 0.24912 | 0 | 163.2463 | 0.33217 | 0 | 163.2463 | 0.33217 | 0 | 122.4347 | 0.24912 | 0 | 816.2314 | 0 | 612.1736 | 0 | 0.012777 | 0 | 0.017036 | 0 | 0.063887 | 0 | 0.085182 | 0 | 0.017076 | 0 | 0.022768 | 0 | 0.085379 | 0 | 0.11384 | 0 | 0.011477 | 0.0086076 | 0.057384 | 0.043038 | 5.2704e-06 | 64.2336 | 580.5995 | 644.833 | 6.9481 | 0.62872 | 0.53237 | 55.5737 | 0 | 0 | 0.55071 | 0 | 0 | 0 | 0 | 0 | 580.5995 | 0 | 588.0384 | 0 | 5.2073 | 656.497 | 492.3728 | 0 | 0 | 0.15827 | 0 | 1.2888 | 1.1583 | 1.2236 | 1.0931 | 1.3741 | -1.1305 | -1 | -1.0653 | -0.93486 | 0 | 0 | 0 | 0 | -1.2159 | 0
823 | SCE | SCE-13-SW-002F | Add ADEC and VFD to an Existing Motor on an AC Unit with Gas Heat | Add ADEC and VFD to an Existing Motor on an AC Unit with Gas Heat | 0.61762 | 0.63958 | 9337.4727 | 2.3145 | 15122.1377 | 14602.9117 | 1.2581 | 1.3527 | 7423.8273 | 6904.6013 | -5782.3505 | -5263.1245 | 9737.4946 | 3.034 | 24343.4404 | 0.38367 | 21445.6628 | 6.0741 | 0.9228 | 16084.2471 | 4.5556 | 0.6921 | 21445.6628 | 6.0741 | 0.9228 | 21445.6628 | 6.0741 | 0.9228 | 16084.2471 | 4.5556 | 0.6921 | 107228.3142 | 4.614 | 80421.2356 | 3.4605 | 1.6712 | 0.0040488 | 2.2283 | 0.0053984 | 8.3562 | 0.020244 | 11.1416 | 0.026992 | 2.217 | 0 | 2.956 | 0 | 11.0849 | 0 | 14.7799 | 0 | 1.5004 | 1.1253 | 7.5021 | 5.6265 | 0.00063166 | 7698.3105 | 7448.1522 | 15146.4627 | 832.7169 | 75.3516 | 63.8041 | 6660.4359 | 0 | 0 | 66.0021 | 0 | 0 | 0 | 0 | 0 | 7448.1522 | 0 | 7698.4101 | 0 | 175.1805 | 86244.0118 | 64683.0088 | 3.7111 | 2.7833 | 0.14436 | 0.83157 | 0.23373 | 0.11474 | 0.22571 | 0.10672 | 0.37626 | -0.089373 | 0.029613 | -0.081348 | 0.037639 | -0.51484 | 0.17059 | -0.46861 | 0.21682 | -0.2319 | -1.3359
824 | SCE | SCE-13-SW-002F | Add ADEC, VFD, and NEMA Motor to a Heat Pump | Add ADEC, VFD, and NEMA Motor to a Heat Pump | 0.57418 | 0.5897 | 28277.9638 | 0 | 49249.0161 | 47953.527 | 1.0901 | 1.1474 | 25940.9322 | 24645.4431 | -20971.0523 | -19675.5632 | 26896.4861 | 0 | 74850.0131 | 0.3778 | 59236.2815 | 15.894 | 0 | 44427.2111 | 11.9205 | 0 | 59236.2815 | 15.894 | 0 | 59236.2815 | 15.894 | 0 | 44427.2111 | 11.9205 | 0 | 296181.4073 | 0 | 222136.0555 | 0 | 4.6364 | 0 | 6.1819 | 0 | 23.1822 | 0 | 30.9096 | 0 | 6.1962 | 0 | 8.2616 | 0 | 30.9809 | 0 | 41.3079 | 0 | 4.1645 | 3.1234 | 20.8227 | 15.6171 | 0.0019125 | 23308.0838 | 26585.6064 | 49893.6902 | 2521.2071 | 228.1412 | 193.1788 | 20165.7231 | 0 | 0 | 199.8336 | 0 | 0 | 0 | 0 | 0 | 26585.6064 | 0 | 26676.5311 | 0 | 63.6473 | 238219.4757 | 178664.6068 | 0 | 0 | 0.15827 | 0 | 0.27565 | 0.14519 | 0.2684 | 0.13794 | 0.41894 | -0.11738 | 0.013081 | -0.11013 | 0.020332 | 0 | 0 | 0 | 0 | -0.26067 | 0
825 | SCE | SCE-13-SW-002F | Add ADEC, VFD, and NEMA Motor to an AC Only Unit | Add ADEC, VFD, and NEMA Motor to an AC Only Unit | 0.54644 | 0.56186 | 6383.1962 | 0 | 11681.507 | 11360.8843 | 0.99424 | 1.0465 | 6420.1638 | 6099.5411 | -5298.3108 | -4977.6881 | 6656.6554 | 0 | 18017.5397 | 0.35428 | 14660.4844 | 3.9336 | 0 | 10995.3633 | 2.9502 | 0 | 14660.4844 | 3.9336 | 0 | 14660.4844 | 3.9336 | 0 | 10995.3633 | 2.9502 | 0 | 73302.4219 | 0 | 54976.8164 | 0 | 1.1425 | 0 | 1.5233 | 0 | 5.7124 | 0 | 7.6165 | 0 | 1.5156 | 0 | 2.0207 | 0 | 7.5778 | 0 | 10.1037 | 0 | 1.0257 | 0.76927 | 5.1285 | 3.8464 | 0.0004317 | 5261.3432 | 6579.7153 | 11841.0585 | 569.1131 | 51.4984 | 43.6063 | 4552.0168 | 0 | 0 | 45.1085 | 0 | 0 | 0 | 0 | 0 | 6579.7153 | 0 | 6602.2184 | 0 | 15.7522 | 58957.3284 | 44217.9963 | 0 | 0 | 0.14436 | 0 | 0.26418 | 0.14519 | 0.25693 | 0.13794 | 0.40747 | -0.11982 | -0.00083603 | -0.11257 | 0.0064149 | 0 | 0 | 0 | 0 | -0.26311 | 0
826 | SCE | SCE-13-SW-002F | Add ADEC, VFD, and NEMA Motor to an AC Unit with Gas Heat | Add ADEC, VFD, and NEMA Motor to an AC Unit with Gas Heat | 0.55316 | 0.56861 | 30277.0521 | 684.9419 | 55972.7918 | 54452.0003 | 1.0167 | 1.0702 | 30452.3987 | 28931.6072 | -25010.7978 | -23490.0063 | 31574.1359 | 897.8674 | 86924.0036 | 0.3562 | 69538.2435 | 18.6582 | 273.0876 | 52153.6826 | 13.9936 | 204.8157 | 69538.2435 | 18.6582 | 273.0876 | 69538.2435 | 18.6582 | 273.0876 | 52153.6826 | 13.9936 | 204.8157 | 347691.2173 | 1365.4379 | 260768.413 | 1024.0784 | 5.4191 | 1.1982 | 7.2254 | 1.5976 | 27.0953 | 5.9909 | 36.1271 | 7.9878 | 7.1886 | 0 | 9.5848 | 0 | 35.9431 | 0 | 47.9242 | 0 | 4.8651 | 3.6488 | 24.3257 | 18.2442 | 0.002094 | 25520.3931 | 31209.1901 | 56729.5832 | 2760.5099 | 249.7955 | 211.5145 | 22079.7722 | 0 | 0 | 218.801 | 0 | 0 | 0 | 0 | 0 | 31209.1901 | 0 | 31315.9278 | 0 | 74.7164 | 279648.9497 | 209736.7123 | 1098.2252 | 823.6689 | 0.14436 | 0.83157 | 0.26097 | 0.14198 | 0.25388 | 0.13489 | 0.40528 | -0.11661 | 0.0023759 | -0.10952 | 0.0094665 | -0.67174 | 0.013687 | -0.63089 | 0.054532 | -0.26092 | -1.503
827 | SCE | SCE-13-SW-002F | Add CO2 sensor to AC only unit with ADEC | Add CO2 sensor to AC only unit with ADEC | 0.25174 | 0.27293 | 208.3068 | 0 | 827.4688 | 763.2152 | 0.31765 | 0.35216 | 655.7721 | 591.5185 | -619.162 | -554.9083 | 217.2308 | 0 | 980.4459 | 0.21246 | 478.4247 | 0.97348 | 0 | 358.8186 | 0.73011 | 0 | 478.4247 | 0.97348 | 0 | 478.4247 | 0.97348 | 0 | 358.8186 | 0.73011 | 0 | 2392.1237 | 0 | 1794.0928 | 0 | 0.037283 | 0 | 0.049711 | 0 | 0.18642 | 0 | 0.24856 | 0 | 0.049458 | 0 | 0.065944 | 0 | 0.24729 | 0 | 0.32972 | 0 | 0.033472 | 0.025104 | 0.16736 | 0.12552 | 1.4088e-05 | 171.6967 | 638.0846 | 809.7813 | 18.5722 | 1.6806 | 1.423 | 148.5488 | 0 | 0 | 1.4721 | 0 | 0 | 0 | 0 | 0 | 638.0846 | 0 | 687.9615 | 0 | 34.9139 | 1923.9913 | 1442.9935 | 0 | 0 | 0.14436 | 0 | 0.57344 | 0.45445 | 0.52891 | 0.40992 | 0.67945 | -0.42908 | -0.3101 | -0.38455 | -0.26557 | 0 | 0 | 0 | 0 | -0.5351 | 0
828 | SCE | SCE-13-SW-002F | Add CO2 sensor to AC unit with Gas Heat with ADEC | Add CO2 sensor to AC unit with Gas Heat with ADEC | 0.45963 | 0.48942 | 1305.2018 | 1735.2505 | 6615.0045 | 6212.4059 | 0.73996 | 0.82034 | 4108.9147 | 3706.3161 | -3574.5522 | -3171.9536 | 1361.1173 | 2274.6819 | 9848.2051 | 0.30873 | 2997.6974 | 6.0996 | 691.8475 | 2248.273 | 4.5747 | 518.8857 | 2997.6974 | 6.0996 | 691.8475 | 2997.6974 | 6.0996 | 691.8475 | 2248.273 | 4.5747 | 518.8857 | 14988.4869 | 3459.2377 | 11241.3652 | 2594.4283 | 0.23361 | 3.0355 | 0.31148 | 4.0473 | 1.168 | 15.1774 | 1.5574 | 20.2365 | 0.30989 | 0 | 0.41319 | 0 | 1.5495 | 0 | 2.0659 | 0 | 0.20973 | 0.1573 | 1.0486 | 0.78648 | 0.00020563 | 2506.0898 | 3998.0884 | 6504.1782 | 271.0807 | 24.5298 | 20.7706 | 2168.2226 | 0 | 0 | 21.4862 | 0 | 0 | 0 | 0 | 0 | 3998.0884 | 0 | 4310.6056 | 0 | 218.7621 | 12055.279 | 9041.4593 | 2782.2738 | 2086.7054 | 0.14436 | 0.83157 | 0.31407 | 0.19509 | 0.29496 | 0.17597 | 0.46758 | -0.16972 | -0.050729 | -0.1506 | -0.031615 | -0.97765 | -0.29223 | -0.86754 | -0.18212 | -0.32322 | -1.8619
829 | SCE | SCE-13-SW-002F | Add CO2 sensor to HP with ADEC | Add CO2 sensor to HP with ADEC | 0.2706 | 0.29289 | 922.8125 | 0 | 3410.3012 | 3150.6815 | 0.34827 | 0.38611 | 2649.6739 | 2390.0543 | -2487.4887 | -2227.8691 | 877.7298 | 0 | 4028.4114 | 0.22908 | 1933.0946 | 3.9334 | 0 | 1449.8209 | 2.95 | 0 | 1933.0946 | 3.9334 | 0 | 1933.0946 | 3.9334 | 0 | 1449.8209 | 2.95 | 0 | 9665.4729 | 0 | 7249.1047 | 0 | 0.1513 | 0 | 0.20174 | 0 | 0.75652 | 0 | 1.0087 | 0 | 0.2022 | 0 | 0.26961 | 0 | 1.011 | 0 | 1.348 | 0 | 0.1359 | 0.10193 | 0.67952 | 0.50964 | 6.241e-05 | 760.6273 | 2578.2065 | 3338.8338 | 82.2761 | 7.4451 | 6.3041 | 658.0806 | 0 | 0 | 6.5213 | 0 | 0 | 0 | 0 | 0 | 2578.2065 | 0 | 2779.7363 | 0 | 141.0709 | 7773.965 | 5830.4737 | 0 | 0 | 0.15827 | 0 | 0.58491 | 0.45445 | 0.54038 | 0.40992 | 0.69092 | -0.42664 | -0.29618 | -0.38211 | -0.25165 | 0 | 0 | 0 | 0 | -0.53265 | 0
830 | SCE | SCE-13-SW-002F | Add VFD and NEMA Motor to a Heat Pump with ADEC | Add VFD and NEMA Motor to a Heat Pump with ADEC | 0.71032 | 0.72897 | 9552.0881 | 0 | 13447.678 | 13103.5347 | 1.7136 | 1.8263 | 5574.3788 | 5230.2355 | -3895.5899 | -3551.4466 | 9085.4351 | 0 | 22188.9698 | 0.43049 | 20009.58 | 5.3689 | 0 | 15007.185 | 4.0267 | 0 | 20009.58 | 5.3689 | 0 | 20009.58 | 5.3689 | 0 | 15007.185 | 4.0267 | 0 | 100047.9001 | 0 | 75035.9251 | 0 | 1.5662 | 0 | 2.0882 | 0 | 7.8308 | 0 | 10.441 | 0 | 2.093 | 0 | 2.7907 | 0 | 10.4651 | 0 | 13.9535 | 0 | 1.4068 | 1.0551 | 7.0338 | 5.2753 | 0.00064601 | 7873.2992 | 5641.9753 | 13515.2745 | 851.6452 | 77.0644 | 65.2544 | 6811.8329 | 0 | 0 | 67.5023 | 0 | 0 | 0 | 0 | 0 | 5641.9753 | 0 | 5760.824 | 0 | 83.1941 | 80468.7861 | 60351.5896 | 0 | 0 | 0.15827 | 0 | 0.22282 | 0.092365 | 0.21712 | 0.086663 | 0.36766 | -0.064548 | 0.065909 | -0.058846 | 0.071611 | 0 | 0 | 0 | 0 | -0.20939 | 0
831 | SCE | SCE-13-SW-002F | Add VFD and NEMA Motor to an AC Only Unit with ADEC | Add VFD and NEMA Motor to an AC Only Unit with ADEC | 0.68302 | 0.70196 | 5923.146 | 0 | 8671.9889 | 8438.0169 | 1.5629 | 1.6657 | 3789.8417 | 3555.8697 | -2748.8429 | -2514.8709 | 6176.8965 | 0 | 14614.9134 | 0.40528 | 13603.8729 | 3.6501 | 0 | 10202.9047 | 2.7376 | 0 | 13603.8729 | 3.6501 | 0 | 13603.8729 | 3.6501 | 0 | 10202.9047 | 2.7376 | 0 | 68019.3644 | 0 | 51014.5233 | 0 | 1.0601 | 0 | 1.4135 | 0 | 5.3007 | 0 | 7.0676 | 0 | 1.4063 | 0 | 1.8751 | 0 | 7.0316 | 0 | 9.3755 | 0 | 0.95177 | 0.71383 | 4.7589 | 3.5691 | 0.00040059 | 4882.1473 | 3835.7984 | 8717.9457 | 528.0959 | 47.7868 | 40.4635 | 4223.9435 | 0 | 0 | 41.8575 | 0 | 0 | 0 | 0 | 0 | 3835.7984 | 0 | 3916.5998 | 0 | 56.561 | 54708.1516 | 41031.1137 | 0 | 0 | 0.14436 | 0 | 0.21135 | 0.092365 | 0.20565 | 0.086663 | 0.35619 | -0.066994 | 0.051992 | -0.061292 | 0.057695 | 0 | 0 | 0 | 0 | -0.21183 | 0
832 | SCE | SCE-13-SW-002F | Add VFD and NEMA Motor to an AC Unit with Gas Heat and ADEC | Add VFD and NEMA Motor to an AC Unit with Gas Heat and ADEC | 0.68969 | 0.70857 | 75620.7475 | 1710.7285 | 112125.2649 | 109138.1465 | 1.5983 | 1.7034 | 48384.8718 | 45397.7534 | -34793.7889 | -31806.6705 | 78860.3773 | 2242.5369 | 190241.0607 | 0.40649 | 173680.5131 | 46.6012 | 682.0706 | 130260.3848 | 34.9509 | 511.5529 | 173680.5131 | 46.6012 | 682.0706 | 173680.5131 | 46.6012 | 682.0706 | 130260.3848 | 34.9509 | 511.5529 | 868402.5655 | 3410.3528 | 651301.9241 | 2557.7646 | 13.5348 | 2.9926 | 18.0464 | 3.9901 | 67.6739 | 14.9629 | 90.2319 | 19.9506 | 17.9545 | 0 | 23.9393 | 0 | 89.7725 | 0 | 119.6966 | 0 | 12.1513 | 9.1135 | 60.7564 | 45.5673 | 0.00523 | 63740.3931 | 48971.6007 | 112711.9938 | 6894.7208 | 623.8956 | 528.2841 | 55147.0095 | 0 | 0 | 546.4831 | 0 | 0 | 0 | 0 | 0 | 48971.6007 | 0 | 50003.1919 | 0 | 722.1138 | 698458.4404 | 523843.8303 | 2742.9557 | 2057.2167 | 0.14436 | 0.83157 | 0.20931 | 0.090322 | 0.20373 | 0.084746 | 0.35513 | -0.064951 | 0.054036 | -0.059375 | 0.059612 | -0.37415 | 0.31127 | -0.34203 | 0.3434 | -0.21077 | -1.2142
833 | SCE | SCE-13-SW-002F | Add VFD to an Existing Motor on an AC Only Unit with ADEC | Add VFD to an Existing Motor on an AC Only Unit with ADEC | 0.80747 | 0.83754 | 12542.0492 | 0 | 15532.6144 | 14974.8856 | 2.4143 | 2.7047 | 5194.8427 | 4637.1139 | -2990.5653 | -2432.8364 | 13079.3567 | 0 | 28054.2423 | 0.44706 | 28805.7128 | 8.1587 | 0 | 21604.2846 | 6.119 | 0 | 28805.7128 | 8.1587 | 0 | 28805.7128 | 8.1587 | 0 | 21604.2846 | 6.119 | 0 | 144028.564 | 0 | 108021.423 | 0 | 2.2448 | 0 | 2.9931 | 0 | 11.224 | 0 | 14.9654 | 0 | 2.9778 | 0 | 3.9704 | 0 | 14.8892 | 0 | 19.8522 | 0 | 2.0153 | 1.5115 | 10.0767 | 7.5575 | 0.00084823 | 10337.7717 | 5002.1614 | 15339.9331 | 1118.2242 | 101.1869 | 85.6801 | 8944.0489 | 0 | 0 | 88.6317 | 0 | 0 | 0 | 0 | 0 | 5002.1614 | 0 | 5470.8639 | 0 | 328.0918 | 115842.5483 | 86881.9112 | 0 | 0 | 0.14436 | 0 | 0.17878 | 0.059792 | 0.17236 | 0.053373 | 0.3229 | -0.034421 | 0.084565 | -0.028002 | 0.090985 | 0 | 0 | 0 | 0 | -0.17854 | 0
834 | SCE | SCE-13-SW-002F | Add VFD to an Existing Motor on an AC Unit with Gas Heat and ADEC | Add VFD to an Existing Motor on an AC Unit with Gas Heat and ADEC | 0.80753 | 0.8376 | 3646.587 | 0.90389 | 4516.8356 | 4354.6765 | 2.4149 | 2.7054 | 1510.3948 | 1348.2358 | -869.3447 | -707.1856 | 3802.8086 | 1.1849 | 8158.67 | 0.44707 | 8375.2293 | 2.3721 | 0.36038 | 6281.422 | 1.7791 | 0.27029 | 8375.2293 | 2.3721 | 0.36038 | 8375.2293 | 2.3721 | 0.36038 | 6281.422 | 1.7791 | 0.27029 | 41876.1464 | 1.8019 | 31407.1098 | 1.3514 | 0.65267 | 0.0015812 | 0.87023 | 0.0021082 | 3.2634 | 0.0079059 | 4.3512 | 0.010541 | 0.8658 | 0 | 1.1544 | 0 | 4.329 | 0 | 5.772 | 0 | 0.58596 | 0.43947 | 2.9298 | 2.1973 | 0.00024668 | 3006.4408 | 1454.3729 | 4460.8137 | 325.203 | 29.4273 | 24.9176 | 2601.117 | 0 | 0 | 25.7759 | 0 | 0 | 0 | 0 | 0 | 1454.3729 | 0 | 1590.6477 | 0 | 95.3923 | 33681.0933 | 25260.82 | 1.4493 | 1.087 | 0.14436 | 0.83157 | 0.17876 | 0.059777 | 0.17235 | 0.053359 | 0.3229 | -0.034406 | 0.08458 | -0.027988 | 0.090998 | -0.1982 | 0.48723 | -0.16123 | 0.5242 | -0.17854 | -1.0285
835 | SCE | SCE-13-SW-002F | ADEC Upgrade without Economizer Repairs | ADEC Upgrade without Economizer Repairs | 0 | 0 | 0 | 0 | 149.2119 | 142.1065 | 0 | 0 | 149.2119 | 142.1065 | -149.2119 | -142.1065 | 0 | 0 | 142.1065 | 0 | 0 | 0 | 0 | 0 | 0 | 0 | 0 | 0 | 0 | 0 | 0 | 0 | 0 | 0 | 0 | 0 | 0 | 0 | 0 | 0 | 0 | 0 | 0 | 0 | 0 | 0 | 0 | 0 | 0 | 0 | 0 | 0 | 0 | 0 | 0 | 0 | 0 | 0 | 0 | 0 | 0 | 153.2936 | 153.2936 | 0 | 0 | 0 | 0 | 0 | 0 | 0 | 0 | 0 | 0 | 0 | 0 | 153.2936 | 0 | 153.2936 | 0 | 0 | 0 | 0 | 0 | 0 | 0 | 0 | 0 | 0 | 0 | 0 | 0 | 0 | 0 | 0 | 0 | 0 | 0 | 0 | 0 | 0 | 0
836 | SCE | SCE-13-SW-002F | Condenser Coil Cleaning on AC Only Unit | Condenser Coil Cleaning on AC Only Unit | 0.07335 | 0.20593 | 615.0434 | 0 | 8385.056 | 2986.6264 | 0.07807 | 0.24803 | 7878.1071 | 2479.6775 | -7770.0126 | -2371.583 | 659.6908 | 0 | 3646.3172 | 0.16868 | 6233.1208 | 6.197 | 0 | 4861.8343 | 4.8337 | 0 | 6233.1208 | 6.197 | 0 | 6233.1208 | 6.197 | 0 | 4861.8343 | 4.8337 | 0 | 6233.1208 | 0 | 4861.8343 | 0 | 0.50517 | 0 | 0.64766 | 0 | 0.50517 | 0 | 0.64766 | 0 | 0.67013 | 0 | 0.85914 | 0 | 0.67013 | 0 | 0.85914 | 0 | 0.43609 | 0.34015 | 0.43609 | 0.34015 | 4.1596e-05 | 506.9489 | 2674.8852 | 3181.8341 | 54.836 | 4.9621 | 4.2016 | 438.6028 | 0 | 0 | 4.3464 | 0 | 0 | 0 | 0 | 0 | 2674.8852 | 0 | 9969.3286 | 0 | 5324.9437 | 5778.2404 | 4507.0275 | 0 | 0 | 0.13646 | 0 | 1.8604 | 1.748 | 0.66266 | 0.55018 | 0.80903 | -1.724 | -1.6115 | -0.5262 | -0.41372 | 0 | 0 | 0 | 0 | -0.67257 | 0
837 | SCE | SCE-13-SW-002F | Condenser Coil Cleaning on AC Unit with Gas Heat | Condenser Coil Cleaning on AC Unit with Gas Heat | 0.056047 | 0.16179 | 683.8013 | 0 | 12200.4856 | 4226.3891 | 0.058762 | 0.18669 | 11636.863 | 3662.7666 | -11516.6843 | -3542.5879 | 733.44 | 0 | 4959.8291 | 0.13787 | 6929.9438 | 8.7061 | 0 | 5405.3562 | 6.7908 | 0 | 6929.9438 | 8.7061 | 0 | 6929.9438 | 8.7061 | 0 | 5405.3562 | 6.7908 | 0 | 6929.9438 | 0 | 5405.3562 | 0 | 0.56165 | 0 | 0.72006 | 0 | 0.56165 | 0 | 0.72006 | 0 | 0.74505 | 0 | 0.95519 | 0 | 0.74505 | 0 | 0.95519 | 0 | 0.48484 | 0.37818 | 0.48484 | 0.37818 | 4.6246e-05 | 563.6225 | 3951.1106 | 4514.7331 | 60.9664 | 5.5168 | 4.6713 | 487.6358 | 0 | 0 | 4.8323 | 0 | 0 | 0 | 0 | 0 | 3951.1106 | 0 | 14725.8358 | 0 | 7865.5494 | 6424.2107 | 5010.8843 | 0 | 0 | 0.13646 | 0 | 2.4348 | 2.3223 | 0.84344 | 0.73096 | 0.98981 | -2.2983 | -2.1859 | -0.70698 | -0.5945 | 0 | 0 | 0 | 0 | -0.85335 | 0
838 | SCE | SCE-13-SW-002F | Condenser Coil Cleaning on Heat Pump | Condenser Coil Cleaning on Heat Pump | 0.06159 | 0.1762 | 756.328 | 0 | 12280.1107 | 4292.4155 | 0.064883 | 0.20614 | 11656.7082 | 3669.013 | -11523.7828 | -3536.0876 | 735.9336 | 0 | 5028.3491 | 0.15041 | 6953.5047 | 8.6742 | 0 | 5423.7337 | 6.7659 | 0 | 6953.5047 | 8.6742 | 0 | 6953.5047 | 8.6742 | 0 | 5423.7337 | 6.7659 | 0 | 6953.5047 | 0 | 5423.7337 | 0 | 0.56602 | 0 | 0.72567 | 0 | 0.56602 | 0 | 0.72567 | 0 | 0.75644 | 0 | 0.96979 | 0 | 0.75644 | 0 | 0.96979 | 0 | 0.48886 | 0.38131 | 0.48886 | 0.38131 | 5.1151e-05 | 623.4026 | 3957.8487 | 4581.2512 | 67.4327 | 6.1019 | 5.1668 | 539.3564 | 0 | 0 | 5.3448 | 0 | 0 | 0 | 0 | 0 | 3957.8487 | 0 | 14750.9488 | 0 | 7878.9631 | 6446.0521 | 5027.9207 | 0 | 0 | 0.15043 | 0 | 2.4424 | 2.3184 | 0.85372 | 0.72973 | 1.0001 | -2.292 | -2.168 | -0.70329 | -0.5793 | 0 | 0 | 0 | 0 | -0.84966 | 0
839 | SCE | SCE-13-SW-002F | Contractor Baseline Incentive | Contractor Baseline Incentive | 0 | 0 | 0 | 0 | 1518.1903 | 1445.8955 | 0 | 0 | 1518.1903 | 1445.8955 | -1518.1903 | -1445.8955 | 0 | 0 | 1445.8955 | 0 | 0 | 0 | 0 | 0 | 0 | 0 | 0 | 0 | 0 | 0 | 0 | 0 | 0 | 0 | 0 | 0 | 0 | 0 | 0 | 0 | 0 | 0 | 0 | 0 | 0 | 0 | 0 | 0 | 0 | 0 | 0 | 0 | 0 | 0 | 0 | 0 | 0 | 0 | 0 | 0 | 0 | 1559.7208 | 1559.7208 | 0 | 0 | 0 | 0 | 0 | 0 | 0 | 0 | 0 | 0 | 0 | 0 | 1559.7208 | 0 | 1559.7208 | 0 | 0 | 0 | 0 | 0 | 0 | 0 | 0 | 0 | 0 | 0 | 0 | 0 | 0 | 0 | 0 | 0 | 0 | 0 | 0 | 0 | 0 | 0
840 | SCE | SCE-13-SW-002F | Contractor Program Incentive | Contractor Program Incentive | 0 | 0 | 0 | 0 | 12271.5099 | 11687.1523 | 0 | 0 | 12271.5099 | 11687.1523 | -12271.5099 | -11687.1523 | 0 | 0 | 11687.1523 | 0 | 0 | 0 | 0 | 0 | 0 | 0 | 0 | 0 | 0 | 0 | 0 | 0 | 0 | 0 | 0 | 0 | 0 | 0 | 0 | 0 | 0 | 0 | 0 | 0 | 0 | 0 | 0 | 0 | 0 | 0 | 0 | 0 | 0 | 0 | 0 | 0 | 0 | 0 | 0 | 0 | 0 | 12607.2 | 12607.2 | 0 | 0 | 0 | 0 | 0 | 0 | 0 | 0 | 0 | 0 | 0 | 0 | 12607.2 | 0 | 12607.2 | 0 | 0 | 0 | 0 | 0 | 0 | 0 | 0 | 0 | 0 | 0 | 0 | 0 | 0 | 0 | 0 | 0 | 0 | 0 | 0 | 0 | 0 | 0
841 | SCE | SCE-13-SW-002F | Customer Maintenance Incentive post year 1 | Customer Maintenance Incentive post year 1 | 0 | 0 | 0 | 0 | 51674.8374 | 49214.1309 | 0 | 0 | 51674.8374 | 49214.1309 | -51674.8374 | -49214.1309 | 0 | 0 | 49214.1309 | 0 | 0 | 0 | 0 | 0 | 0 | 0 | 0 | 0 | 0 | 0 | 0 | 0 | 0 | 0 | 0 | 0 | 0 | 0 | 0 | 0 | 0 | 0 | 0 | 0 | 0 | 0 | 0 | 0 | 0 | 0 | 0 | 0 | 0 | 0 | 0 | 0 | 0 | 0 | 0 | 0 | 0 | 53088.4149 | 53088.4149 | 0 | 0 | 0 | 0 | 0 | 0 | 0 | 0 | 0 | 0 | 0 | 0 | 0 | 53088.4149 | 53088.4149 | 0 | 0 | 0 | 0 | 0 | 0 | 0 | 0 | 0 | 0 | 0 | 0 | 0 | 0 | 0 | 0 | 0 | 0 | 0 | 0 | 0 | 0 | 0
842 | SCE | SCE-13-SW-002F | Customer Maintenance Incentive post year 2 | Customer Maintenance Incentive post year 2 | 0 | 0 | 0 | 0 | 96689.8651 | 92085.5858 | 0 | 0 | 96689.8651 | 92085.5858 | -96689.8651 | -92085.5858 | 0 | 0 | 92085.5858 | 0 | 0 | 0 | 0 | 0 | 0 | 0 | 0 | 0 | 0 | 0 | 0 | 0 | 0 | 0 | 0 | 0 | 0 | 0 | 0 | 0 | 0 | 0 | 0 | 0 | 0 | 0 | 0 | 0 | 0 | 0 | 0 | 0 | 0 | 0 | 0 | 0 | 0 | 0 | 0 | 0 | 0 | 99334.8393 | 99334.8393 | 0 | 0 | 0 | 0 | 0 | 0 | 0 | 0 | 0 | 0 | 0 | 0 | 0 | 99334.8393 | 99334.8393 | 0 | 0 | 0 | 0 | 0 | 0 | 0 | 0 | 0 | 0 | 0 | 0 | 0 | 0 | 0 | 0 | 0 | 0 | 0 | 0 | 0 | 0 | 0
843 | SCE | SCE-13-SW-002F | Customer Maintenance Incentive post year 3 | Customer Maintenance Incentive post year 3 | 0 | 0 | 0 | 0 | 40178.7601 | 38265.4858 | 0 | 0 | 40178.7601 | 38265.4858 | -40178.7601 | -38265.4858 | 0 | 0 | 38265.4858 | 0 | 0 | 0 | 0 | 0 | 0 | 0 | 0 | 0 | 0 | 0 | 0 | 0 | 0 | 0 | 0 | 0 | 0 | 0 | 0 | 0 | 0 | 0 | 0 | 0 | 0 | 0 | 0 | 0 | 0 | 0 | 0 | 0 | 0 | 0 | 0 | 0 | 0 | 0 | 0 | 0 | 0 | 41277.8597 | 41277.8597 | 0 | 0 | 0 | 0 | 0 | 0 | 0 | 0 | 0 | 0 | 0 | 0 | 0 | 41277.8597 | 41277.8597 | 0 | 0 | 0 | 0 | 0 | 0 | 0 | 0 | 0 | 0 | 0 | 0 | 0 | 0 | 0 | 0 | 0 | 0 | 0 | 0 | 0 | 0 | 0
844 | SCE | SCE-13-SW-002F | Economizer Control Adjustment on AC Only Unit | Economizer Control Adjustment on AC Only Unit | 0.91945 | 1.0266 | 621.0522 | 0 | 675.4595 | 604.9605 | 3.7971 | 6.6738 | 163.5578 | 93.0589 | -54.4073 | 16.0916 | 647.4781 | 0 | 1252.4387 | 0.49587 | 3678.1544 | 4.7202e-05 | 0 | 2868.9604 | 3.6817e-05 | 0 | 3678.1544 | 4.7202e-05 | 0 | 3678.1544 | 4.7202e-05 | 0 | 2868.9604 | 3.6817e-05 | 0 | 6252.8624 | 0 | 4877.2327 | 0 | 0.2981 | 0 | 0.38218 | 0 | 0.50677 | 0 | 0.64971 | 0 | 0.39544 | 0 | 0.50698 | 0 | 0.67226 | 0 | 0.86187 | 0 | 0.25734 | 0.20072 | 0.43747 | 0.34123 | 4.2002e-05 | 511.9017 | 100.3848 | 612.2864 | 55.3718 | 5.0105 | 4.2427 | 442.8878 | 0 | 0 | 4.3888 | 0 | 0 | 0 | 0 | 0 | 100.3848 | 0 | 191.4484 | 0 | 66.4764 | 5651.3179 | 4408.028 | 0 | 0 | 0.14089 | 0 | 0.15323 | 0.037105 | 0.13724 | 0.021111 | 0.28413 | -0.012343 | 0.10379 | 0.0036505 | 0.11978 | 0 | 0 | 0 | 0 | -0.14324 | 0
845 | SCE | SCE-13-SW-002F | Economizer Control Adjustment on AC Unit with Gas Heat | Economizer Control Adjustment on AC Unit with Gas Heat | 0.8343 | 0.96409 | 113.1415 | 0 | 135.6129 | 117.356 | 2.6712 | 4.6948 | 42.3561 | 24.0992 | -22.4714 | -4.2145 | 117.9557 | 0 | 235.3117 | 0.48082 | 670.0755 | 8.5547e-05 | 0 | 522.6589 | 6.6727e-05 | 0 | 670.0755 | 8.5547e-05 | 0 | 670.0755 | 8.5547e-05 | 0 | 522.6589 | 6.6727e-05 | 0 | 1139.1283 | 0 | 888.52 | 0 | 0.054307 | 0 | 0.069625 | 0 | 0.092322 | 0 | 0.11836 | 0 | 0.072041 | 0 | 0.09236 | 0 | 0.12247 | 0 | 0.15701 | 0 | 0.046881 | 0.036567 | 0.079697 | 0.062164 | 7.6518e-06 | 93.2568 | 25.9964 | 119.2531 | 10.0875 | 0.9128 | 0.77292 | 80.684 | 0 | 0 | 0.79954 | 0 | 0 | 0 | 0 | 0 | 25.9964 | 0 | 49.5789 | 0 | 17.2152 | 1029.5406 | 803.0417 | 0 | 0 | 0.14089 | 0 | 0.16887 | 0.052745 | 0.14614 | 0.03001 | 0.29303 | -0.027983 | 0.088147 | -0.0052482 | 0.11088 | 0 | 0 | 0 | 0 | -0.15213 | 0
846 | SCE | SCE-13-SW-002F | Economizer Control Adjustment on Heat Pump | Economizer Control Adjustment on Heat Pump | 1.0206 | 1.0956 | 357.1218 | 0 | 349.9136 | 325.9669 | 6.4281 | 11.2979 | 55.5563 | 31.6097 | 7.2082 | 31.1548 | 337.5256 | 0 | 663.4925 | 0.53825 | 1917.3947 | -9.3693e-05 | 0 | 1495.5679 | -7.308e-05 | 0 | 1917.3947 | -9.3693e-05 | 0 | 1917.3947 | -9.3693e-05 | 0 | 1495.5679 | -7.308e-05 | 0 | 3259.571 | 0 | 2542.4654 | 0 | 0.15608 | 0 | 0.2001 | 0 | 0.26533 | 0 | 0.34017 | 0 | 0.20858 | 0 | 0.26742 | 0 | 0.35459 | 0 | 0.45461 | 0 | 0.1348 | 0.10514 | 0.22916 | 0.17875 | 2.4152e-05 | 294.3573 | 34.0981 | 328.4553 | 31.8403 | 2.8812 | 2.4397 | 254.6725 | 0 | 0 | 2.5237 | 0 | 0 | 0 | 0 | 0 | 34.0981 | 0 | 65.03 | 0 | 22.5803 | 2945.9903 | 2297.8724 | 0 | 0 | 0.15541 | 0 | 0.15228 | 0.024177 | 0.14186 | 0.013756 | 0.28874 | 0.0031369 | 0.13124 | 0.013558 | 0.14166 | 0 | 0 | 0 | 0 | -0.13333 | 0
847 | SCE | SCE-13-SW-002F | Economizer Control Replacement on AC Only Unit | Economizer Control Replacement on AC Only Unit | 0.61441 | 0.72387 | 408.9462 | 0 | 665.596 | 564.9415 | 1.2448 | 1.7947 | 328.5225 | 227.868 | -256.6498 | -155.9953 | 426.347 | 0 | 991.2885 | 0.41254 | 2421.9658 | 0.00010691 | 0 | 1889.1333 | 8.3392e-05 | 0 | 2421.9658 | 0.00010691 | 0 | 2421.9658 | 0.00010691 | 0 | 1889.1333 | 8.3392e-05 | 0 | 4117.3419 | 0 | 3211.5267 | 0 | 0.19629 | 0 | 0.25166 | 0 | 0.3337 | 0 | 0.42781 | 0 | 0.26039 | 0 | 0.33383 | 0 | 0.44266 | 0 | 0.56752 | 0 | 0.16945 | 0.13217 | 0.28806 | 0.22469 | 2.7657e-05 | 337.0735 | 245.8065 | 582.88 | 36.4608 | 3.2993 | 2.7937 | 291.6297 | 0 | 0 | 2.8899 | 0 | 0 | 0 | 0 | 0 | 245.8065 | 0 | 369.2526 | 0 | 90.1157 | 3721.241 | 2902.568 | 0 | 0 | 0.14089 | 0 | 0.22931 | 0.11318 | 0.19464 | 0.078506 | 0.34152 | -0.088422 | 0.027708 | -0.053744 | 0.062386 | 0 | 0 | 0 | 0 | -0.20063 | 0
848 | SCE | SCE-13-SW-002F | Economizer Control Replacement on AC Unit with Gas Heat | Economizer Control Replacement on AC Unit with Gas Heat | 0.3978 | 0.50096 | 136.3869 | 0 | 342.851 | 272.2493 | 0.59187 | 0.85331 | 230.4342 | 159.8326 | -206.4641 | -135.8624 | 142.1902 | 0 | 414.4395 | 0.32909 | 807.7455 | 0.000101 | 0 | 630.0415 | 7.8779e-05 | 0 | 807.7455 | 0.000101 | 0 | 807.7455 | 0.000101 | 0 | 630.0415 | 7.8779e-05 | 0 | 1373.1673 | 0 | 1071.0705 | 0 | 0.065465 | 0 | 0.083929 | 0 | 0.11129 | 0 | 0.14268 | 0 | 0.086842 | 0 | 0.11134 | 0 | 0.14763 | 0 | 0.18927 | 0 | 0.056513 | 0.04408 | 0.096071 | 0.074936 | 9.2239e-06 | 112.4168 | 172.4151 | 284.8318 | 12.16 | 1.1003 | 0.93172 | 97.2609 | 0 | 0 | 0.96381 | 0 | 0 | 0 | 0 | 0 | 172.4151 | 0 | 259.0034 | 0 | 63.2095 | 1241.0644 | 968.0302 | 0 | 0 | 0.14089 | 0 | 0.35417 | 0.23804 | 0.28124 | 0.16511 | 0.42813 | -0.21328 | -0.097153 | -0.14035 | -0.02422 | 0 | 0 | 0 | 0 | -0.28724 | 0
849 | SCE | SCE-13-SW-002F | Economizer Control Replacement on Heat Pump | Economizer Control Replacement on Heat Pump | 0.57539 | 0.68587 | 2425.2434 | 0 | 4214.9211 | 3535.9966 | 1.0945 | 1.5779 | 2215.9166 | 1536.9921 | -1789.6777 | -1110.7532 | 2292.1642 | 0 | 5828.1608 | 0.41613 | 13021.1865 | 0.00054076 | 0 | 10156.5255 | 0.0004218 | 0 | 13021.1865 | 0.00054076 | 0 | 13021.1865 | 0.00054076 | 0 | 10156.5255 | 0.0004218 | 0 | 22136.017 | 0 | 17266.0933 | 0 | 1.0599 | 0 | 1.3589 | 0 | 1.8019 | 0 | 2.3101 | 0 | 1.4165 | 0 | 1.816 | 0 | 2.4081 | 0 | 3.0873 | 0 | 0.91544 | 0.71404 | 1.5563 | 1.2139 | 0.00016402 | 1999.0045 | 1657.9887 | 3656.9932 | 216.2299 | 19.5664 | 16.5679 | 1729.5017 | 0 | 0 | 17.1386 | 0 | 0 | 0 | 0 | 0 | 1657.9887 | 0 | 2490.6452 | 0 | 607.8392 | 20006.4644 | 15605.0422 | 0 | 0 | 0.15541 | 0 | 0.2701 | 0.142 | 0.22659 | 0.098493 | 0.37348 | -0.11469 | 0.013414 | -0.071179 | 0.056921 | 0 | 0 | 0 | 0 | -0.21807 | 0
850 | SCE | SCE-13-SW-002F | Economizer Functional Test Without Adjustment | Economizer Functional Test Without Adjustment | 0 | 0 | 0 | 0 | 5303.5491 | 5050.9992 | 0 | 0 | 5303.5491 | 5050.9992 | -5303.5491 | -5050.9992 | 0 | 0 | 5050.9992 | 0 | 0 | 0 | 0 | 0 | 0 | 0 | 0 | 0 | 0 | 0 | 0 | 0 | 0 | 0 | 0 | 0 | 0 | 0 | 0 | 0 | 0 | 0 | 0 | 0 | 0 | 0 | 0 | 0 | 0 | 0 | 0 | 0 | 0 | 0 | 0 | 0 | 0 | 0 | 0 | 0 | 0 | 5448.629 | 5448.629 | 0 | 0 | 0 | 0 | 0 | 0 | 0 | 0 | 0 | 0 | 0 | 0 | 5448.629 | 0 | 5448.629 | 0 | 0 | 0 | 0 | 0 | 0 | 0 | 0 | 0 | 0 | 0 | 0 | 0 | 0 | 0 | 0 | 0 | 0 | 0 | 0 | 0 | 0 | 0
851 | SCE | SCE-13-SW-002F | Economizer Repair (ADEC) on AC Only Unit | Economizer Repair (ADEC) on AC Only Unit | 0.16268 | 0.16967 | 1294.0567 | 0 | 7954.7294 | 7626.7244 | 0.18787 | 0.19726 | 6888.1045 | 6560.0995 | -6660.6728 | -6332.6678 | 1349.1191 | 0 | 8975.8436 | 0.14417 | 7663.9939 | 2.2193 | 0 | 5977.9152 | 1.7311 | 0 | 7663.9939 | 2.2193 | 0 | 7663.9939 | 2.2193 | 0 | 5977.9152 | 1.7311 | 0 | 13028.7896 | 0 | 10162.4559 | 0 | 0.62114 | 0 | 0.79633 | 0 | 1.0559 | 0 | 1.3538 | 0 | 0.82397 | 0 | 1.0564 | 0 | 1.4007 | 0 | 1.7958 | 0 | 0.5362 | 0.41824 | 0.91154 | 0.711 | 8.7518e-05 | 1066.6249 | 7076.5302 | 8143.1552 | 115.3755 | 10.4402 | 8.8403 | 922.8242 | 0 | 0 | 9.1448 | 0 | 0 | 0 | 0 | 0 | 7076.5302 | 0 | 7076.5302 | 0 | 0 | 11775.3801 | 9184.7965 | 0 | 0 | 0.14089 | 0 | 0.86608 | 0.74995 | 0.83036 | 0.71423 | 0.97725 | -0.72518 | -0.60906 | -0.68947 | -0.57334 | 0 | 0 | 0 | 0 | -0.83636 | 0
852 | SCE | SCE-13-SW-002F | Economizer Repair (ADEC) on AC Unit with Gas Heat | Economizer Repair (ADEC) on AC Unit with Gas Heat | 0.15515 | 0.16188 | 5485.4622 | 0 | 35355.2212 | 33886.9434 | 0.1779 | 0.1868 | 30833.8344 | 29365.5566 | -29869.759 | -28401.4812 | 5184.461 | 0 | 39071.4044 | 0.1404 | 29451.5702 | 7.0712 | 0 | 22972.2247 | 5.5156 | 0 | 29451.5702 | 7.0712 | 0 | 29451.5702 | 7.0712 | 0 | 22972.2247 | 5.5156 | 0 | 50067.6693 | 0 | 39052.782 | 0 | 2.3974 | 0 | 3.0736 | 0 | 4.0756 | 0 | 5.2251 | 0 | 3.2039 | 0 | 4.1076 | 0 | 5.4466 | 0 | 6.9829 | 0 | 2.0706 | 1.615 | 3.52 | 2.7456 | 0.00037099 | 4521.3869 | 31677.3013 | 36198.6881 | 489.0729 | 44.2557 | 37.4735 | 3911.8203 | 0 | 0 | 38.7645 | 0 | 0 | 0 | 0 | 0 | 31677.3013 | 0 | 31677.3013 | 0 | 0 | 45251.0061 | 35295.7848 | 0 | 0 | 0.15541 | 0 | 1.0017 | 0.87358 | 0.96008 | 0.83198 | 1.107 | -0.84627 | -0.71817 | -0.80467 | -0.67657 | 0 | 0 | 0 | 0 | -0.95156 | 0
853 | SCE | SCE-13-SW-002F | Economizer Repair (ADEC) on Heat Pump | Economizer Repair (ADEC) on Heat Pump | 0.17235 | 0.17969 | 3413.9262 | 0 | 19807.772 | 18998.5412 | 0.20089 | 0.21094 | 16993.8467 | 16184.6159 | -16393.8458 | -15584.615 | 3226.5954 | 0 | 22225.1366 | 0.15361 | 18329.4467 | 3.6801 | 0 | 14296.9685 | 2.8704 | 0 | 18329.4467 | 3.6801 | 0 | 18329.4467 | 3.6801 | 0 | 14296.9685 | 2.8704 | 0 | 31160.0594 | 0 | 24304.8464 | 0 | 1.492 | 0 | 1.9129 | 0 | 2.5365 | 0 | 3.2519 | 0 | 1.994 | 0 | 2.5564 | 0 | 3.3898 | 0 | 4.3458 | 0 | 1.2886 | 1.0051 | 2.1907 | 1.7087 | 0.00023089 | 2813.9253 | 17458.7174 | 20272.6427 | 304.3789 | 27.5429 | 23.322 | 2434.5562 | 0 | 0 | 24.1254 | 0 | 0 | 0 | 0 | 0 | 17458.7174 | 0 | 17458.7174 | 0 | 0 | 28162.3663 | 21966.6457 | 0 | 0 | 0.15541 | 0 | 0.90172 | 0.77362 | 0.86488 | 0.73678 | 1.0118 | -0.74631 | -0.61821 | -0.70947 | -0.58137 | 0 | 0 | 0 | 0 | -0.85635 | 0
854 | SCE | SCE-13-SW-002F | Economizer Repair (Non-ADEC) on AC Only Unit | Economizer Repair (Non-ADEC) on AC Only Unit | 0.43929 | 0.65031 | 800.6171 | 0 | 1822.5226 | 1231.134 | 0.68863 | 1.4016 | 1162.6147 | 571.2261 | -1021.9054 | -430.5168 | 834.6836 | 0 | 2065.8176 | 0.38755 | 4741.6199 | 1.1231 | 0 | 3698.4635 | 0.87605 | 0 | 4741.6199 | 1.1231 | 0 | 4741.6199 | 1.1231 | 0 | 3698.4635 | 0.87605 | 0 | 8060.7538 | 0 | 6287.388 | 0 | 0.38429 | 0 | 0.49268 | 0 | 0.65329 | 0 | 0.83756 | 0 | 0.50978 | 0 | 0.65356 | 0 | 0.86662 | 0 | 1.1111 | 0 | 0.33174 | 0.25876 | 0.56396 | 0.43989 | 5.4146e-05 | 659.9079 | 616.1947 | 1276.1026 | 71.3814 | 6.4592 | 5.4694 | 570.9401 | 0 | 0 | 5.6578 | 0 | 0 | 0 | 0 | 0 | 616.1947 | 0 | 1394.5726 | 0 | 568.2159 | 7285.2846 | 5682.522 | 0 | 0 | 0.14089 | 0 | 0.32072 | 0.20459 | 0.21665 | 0.10052 | 0.36354 | -0.17983 | -0.063704 | -0.075762 | 0.040368 | 0 | 0 | 0 | 0 | -0.22265 | 0
855 | SCE | SCE-13-SW-002F | Economizer Repair (Non-ADEC) on AC Unit with Gas Heat | Economizer Repair (Non-ADEC) on AC Unit with Gas Heat | 0.45969 | 0.672 | 930.6193 | 0 | 2024.4491 | 1384.8525 | 0.74012 | 1.5064 | 1257.3871 | 617.7905 | -1093.8298 | -454.2332 | 970.2174 | 0 | 2355.0699 | 0.39516 | 5511.552 | 1.6907 | 0 | 4299.0106 | 1.3187 | 0 | 5511.552 | 1.6907 | 0 | 5511.552 | 1.6907 | 0 | 4299.0106 | 1.3187 | 0 | 9369.6384 | 0 | 7308.318 | 0 | 0.44669 | 0 | 0.57268 | 0 | 0.75938 | 0 | 0.97356 | 0 | 0.59256 | 0 | 0.75969 | 0 | 1.0073 | 0 | 1.2915 | 0 | 0.38561 | 0.30077 | 0.65553 | 0.51131 | 6.2938e-05 | 767.062 | 666.4248 | 1433.4868 | 82.9722 | 7.5081 | 6.3575 | 663.6479 | 0 | 0 | 6.5765 | 0 | 0 | 0 | 0 | 0 | 666.4248 | 0 | 1508.2534 | 0 | 614.5349 | 8468.2505 | 6605.2354 | 0 | 0 | 0.14089 | 0 | 0.30649 | 0.19036 | 0.20966 | 0.09353 | 0.35655 | -0.1656 | -0.049471 | -0.068769 | 0.047361 | 0 | 0 | 0 | 0 | -0.21565 | 0
856 | SCE | SCE-13-SW-002F | Economizer Repair (Non-ADEC) on Heat Pump | Economizer Repair (Non-ADEC) on Heat Pump | 0.41712 | 0.6261 | 817.5844 | 0 | 1960.0898 | 1305.8386 | 0.63566 | 1.2938 | 1286.1966 | 631.9454 | -1142.5054 | -488.2542 | 852.3728 | 0 | 2158.2114 | 0.37882 | 4842.1077 | 1.9511 | 0 | 3776.844 | 1.5218 | 0 | 4842.1077 | 1.9511 | 0 | 4842.1077 | 1.9511 | 0 | 3776.844 | 1.5218 | 0 | 8231.5832 | 0 | 6420.6349 | 0 | 0.39244 | 0 | 0.50312 | 0 | 0.66714 | 0 | 0.85531 | 0 | 0.52058 | 0 | 0.66741 | 0 | 0.88499 | 0 | 1.1346 | 0 | 0.33877 | 0.26424 | 0.57591 | 0.44921 | 5.5294e-05 | 673.8931 | 681.6941 | 1355.5872 | 72.8942 | 6.5961 | 5.5853 | 583.0399 | 0 | 0 | 5.7777 | 0 | 0 | 0 | 0 | 0 | 681.6941 | 0 | 1542.8109 | 0 | 628.6152 | 7439.6796 | 5802.9501 | 0 | 0 | 0.14089 | 0 | 0.33777 | 0.22165 | 0.22503 | 0.1089 | 0.37192 | -0.19688 | -0.080754 | -0.084139 | 0.03199 | 0 | 0 | 0 | 0 | -0.23103 | 0
857 | SCE | SCE-13-SW-002F | Evaporator Coil Cleaning on AC Only Unit | Evaporator Coil Cleaning on AC Only Unit | 0.03025 | 0.11682 | 302.4524 | 0 | 9998.3288 | 2589.101 | 0.031024 | 0.12926 | 9749.0328 | 2339.8049 | -9695.8765 | -2286.6486 | 324.4081 | 0 | 2913.509 | 0.10381 | 3065.1856 | 3.0501 | 0 | 2390.8448 | 2.3791 | 0 | 3065.1856 | 3.0501 | 0 | 3065.1856 | 3.0501 | 0 | 2390.8448 | 2.3791 | 0 | 3065.1856 | 0 | 2390.8448 | 0 | 0.24842 | 0 | 0.31849 | 0 | 0.24842 | 0 | 0.31849 | 0 | 0.32954 | 0 | 0.42249 | 0 | 0.32954 | 0 | 0.42249 | 0 | 0.21445 | 0.16727 | 0.21445 | 0.16727 | 2.0455e-05 | 249.2961 | 2524.0014 | 2773.2974 | 26.9661 | 2.4401 | 2.0662 | 215.6863 | 0 | 0 | 2.1374 | 0 | 0 | 0 | 0 | 0 | 2524.0014 | 0 | 12609.007 | 0 | 7362.0541 | 2841.4947 | 2216.3658 | 0 | 0 | 0.13646 | 0 | 4.5111 | 4.3987 | 1.1682 | 1.0557 | 1.3145 | -4.3747 | -4.2622 | -1.0317 | -0.91923 | 0 | 0 | 0 | 0 | -1.1781 | 0
858 | SCE | SCE-13-SW-002F | Evaporator Coil Cleaning on AC Unit with Gas Heat | Evaporator Coil Cleaning on AC Unit with Gas Heat | 0.022746 | 0.089462 | 324.9451 | 0 | 14285.8477 | 3632.2118 | 0.023181 | 0.096584 | 14018.0121 | 3364.3762 | -13960.9026 | -3307.2667 | 348.5336 | 0 | 3980.7454 | 0.081629 | 3293.1369 | 4.1709 | 0 | 2568.6468 | 3.2533 | 0 | 3293.1369 | 4.1709 | 0 | 3293.1369 | 4.1709 | 0 | 2568.6468 | 3.2533 | 0 | 3293.1369 | 0 | 2568.6468 | 0 | 0.2669 | 0 | 0.34218 | 0 | 0.2669 | 0 | 0.34218 | 0 | 0.35405 | 0 | 0.45391 | 0 | 0.35405 | 0 | 0.45391 | 0 | 0.2304 | 0.17971 | 0.2304 | 0.17971 | 2.1976e-05 | 267.8357 | 3629.2299 | 3897.0656 | 28.9715 | 2.6216 | 2.2198 | 231.7265 | 0 | 0 | 2.2963 | 0 | 0 | 0 | 0 | 0 | 3629.2299 | 0 | 18130.3333 | 0 | 10585.8054 | 3052.8105 | 2381.1922 | 0 | 0 | 0.13646 | 0 | 5.9995 | 5.887 | 1.5254 | 1.4129 | 1.6717 | -5.863 | -5.7505 | -1.3889 | -1.2764 | 0 | 0 | 0 | 0 | -1.5353 | 0
859 | SCE | SCE-13-SW-002F | Evaporator Coil Cleaning on Heat Pump | Evaporator Coil Cleaning on Heat Pump | 0.02667 | 0.10389 | 323.5973 | 0 | 12133.5322 | 3114.8036 | 0.027269 | 0.11362 | 11866.8074 | 2848.0789 | -11809.9349 | -2791.2063 | 314.8715 | 0 | 3429.6752 | 0.094352 | 2975.079 | 3.5759 | 0 | 2320.5616 | 2.7892 | 0 | 2975.079 | 3.5759 | 0 | 2975.079 | 3.5759 | 0 | 2320.5616 | 2.7892 | 0 | 2975.079 | 0 | 2320.5616 | 0 | 0.24217 | 0 | 0.31048 | 0 | 0.24217 | 0 | 0.31048 | 0 | 0.32364 | 0 | 0.41493 | 0 | 0.32364 | 0 | 0.41493 | 0 | 0.20916 | 0.16314 | 0.20916 | 0.16314 | 2.1885e-05 | 266.7248 | 3072.2882 | 3339.0129 | 28.8513 | 2.6107 | 2.2106 | 230.7653 | 0 | 0 | 2.2868 | 0 | 0 | 0 | 0 | 0 | 3072.2882 | 0 | 15348.0516 | 0 | 8961.3073 | 2757.9638 | 2151.2118 | 0 | 0 | 0.15043 | 0 | 5.6403 | 5.5163 | 1.4479 | 1.3239 | 1.5943 | -5.4899 | -5.3659 | -1.2975 | -1.1735 | 0 | 0 | 0 | 0 | -1.4439 | 0
860 | SCE | SCE-13-SW-002F | HVAC Fan Cogged V-Belt replacing Smooth V-Belt | HVAC Fan Cogged V-Belt replacing Smooth V-Belt | 1.1266 | 1.1305 | 11827.5 | 0 | 10498.2102 | 10462.5243 | 15.7825 | 16.5716 | 749.4049 | 713.719 | 1329.2898 | 1364.9758 | 12289.7677 | 0 | 22752.292 | 0.51984 | 32987.4715 | 10.4628 | 0 | 21441.8565 | 6.8008 | 0 | 32987.4715 | 10.4628 | 0 | 32987.4715 | 10.4628 | 0 | 21441.8565 | 6.8008 | 0 | 155041.1162 | 0 | 100776.7255 | 0 | 2.2279 | 0 | 3.4276 | 0 | 10.4713 | 0 | 16.1096 | 0 | 2.9554 | 0 | 4.5468 | 0 | 13.8906 | 0 | 21.3702 | 0 | 2.3079 | 1.5001 | 10.8472 | 7.0507 | 0.0007999 | 9748.8053 | 769.9051 | 10518.7104 | 1054.5164 | 95.422 | 80.7987 | 8434.4861 | 0 | 0 | 83.5821 | 0 | 0 | 0 | 0 | 0 | 769.9051 | 0 | 769.9051 | 0 | 0 | 126003.4771 | 81902.2601 | 0 | 0 | 0.14441 | 0 | 0.12818 | 0.00915 | 0.12774 | 0.0087143 | 0.2778 | 0.01623 | 0.13526 | 0.016666 | 0.1357 | 0 | 0 | 0 | 0 | -0.13339 | 0
861 | SCE | SCE-13-SW-002F | Initial Customer Maintenance Incentive | Initial Customer Maintenance Incentive | 0 | 0 | 0 | 0 | 114229.7592 | 108790.2468 | 0 | 0 | 114229.7592 | 108790.2468 | -114229.7592 | -108790.2468 | 0 | 0 | 108790.2468 | 0 | 0 | 0 | 0 | 0 | 0 | 0 | 0 | 0 | 0 | 0 | 0 | 0 | 0 | 0 | 0 | 0 | 0 | 0 | 0 | 0 | 0 | 0 | 0 | 0 | 0 | 0 | 0 | 0 | 0 | 0 | 0 | 0 | 0 | 0 | 0 | 0 | 0 | 0 | 0 | 0 | 0 | 117354.5414 | 117354.5414 | 0 | 0 | 0 | 0 | 0 | 0 | 0 | 0 | 0 | 0 | 0 | 0 | 0 | 117354.5414 | 88206.695 | 29147.8464 | 0 | 0 | 0 | 0 | 0 | 0 | 0 | 0 | 0 | 0 | 0 | 0 | 0 | 0 | 0 | 0 | 0 | 0 | 0 | 0 | 0 | 0
862 | SCE | SCE-13-SW-002F | Refrigerant Charge Adjustment on First Stage and Second or Higher Stage of Multi-Stage AC Only Unit | Refrigerant Charge Adjustment on First Stage and Second or Higher Stage of Multi-Stage AC Only Unit | 0.51357 | 0.76263 | 816.7731 | 0 | 1590.3973 | 1070.9954 | 0.89053 | 2.0534 | 917.1728 | 397.771 | -773.6241 | -254.2223 | 929.924 | 0 | 2000.9194 | 0.4082 | 2848.4037 | 1.5992 | 0 | 2221.7549 | 1.2474 | 0 | 4251.3489 | 2.3869 | 0 | 2848.4037 | 1.5992 | 0 | 2221.7549 | 1.2474 | 0 | 9399.7323 | 0 | 7331.7912 | 0 | 0.23085 | 0 | 0.29597 | 0 | 0.76181 | 0 | 0.97668 | 0 | 0.30624 | 0 | 0.39261 | 0 | 1.0106 | 0 | 1.2956 | 0 | 0.19928 | 0.15544 | 0.65764 | 0.51296 | 5.5239e-05 | 673.2245 | 429.0847 | 1102.3092 | 72.8219 | 6.5896 | 5.5797 | 582.4614 | 0 | 0 | 5.7719 | 0 | 0 | 0 | 0 | 0 | 429.0847 | 0 | 1119.9007 | 0 | 504.2957 | 8023.4498 | 6258.2909 | 0 | 0 | 0.13051 | 0 | 0.25413 | 0.14655 | 0.17113 | 0.063559 | 0.31972 | -0.12362 | -0.016043 | -0.040622 | 0.066952 | 0 | 0 | 0 | 0 | -0.18921 | 0
863 | SCE | SCE-13-SW-002F | Refrigerant Charge Adjustment on First Stage and Second or Higher Stage of Multi-Stage AC Unit with Gas Heat | Refrigerant Charge Adjustment on First Stage and Second or Higher Stage of Multi-Stage AC Unit with Gas Heat | 0.53672 | 0.78442 | 1556.3431 | 0 | 2899.7453 | 1984.0652 | 0.96253 | 2.2194 | 1616.931 | 701.2509 | -1343.4022 | -427.7221 | 1771.9495 | 0 | 3756.0147 | 0.41436 | 5427.5703 | 1.8092 | 0 | 4233.5048 | 1.4111 | 0 | 8100.8511 | 2.7002 | 0 | 5427.5703 | 1.8092 | 0 | 4233.5048 | 1.4111 | 0 | 17910.9818 | 0 | 13970.5658 | 0 | 0.43988 | 0 | 0.56395 | 0 | 1.4516 | 0 | 1.8611 | 0 | 0.58353 | 0 | 0.74811 | 0 | 1.9256 | 0 | 2.4688 | 0 | 0.37973 | 0.29619 | 1.2531 | 0.97743 | 0.00010526 | 1282.8143 | 756.4555 | 2039.2698 | 138.7605 | 12.5563 | 10.632 | 1109.8672 | 0 | 0 | 10.9983 | 0 | 0 | 0 | 0 | 0 | 756.4555 | 0 | 1974.3304 | 0 | 889.0487 | 15288.506 | 11925.0346 | 0 | 0 | 0.13051 | 0 | 0.24316 | 0.13559 | 0.16638 | 0.058805 | 0.31497 | -0.11265 | -0.0050807 | -0.035868 | 0.071706 | 0 | 0 | 0 | 0 | -0.18446 | 0
864 | SCE | SCE-13-SW-002F | Refrigerant Charge Adjustment on First Stage and Second or Higher Stage of Multi-Stage Heat Pump | Refrigerant Charge Adjustment on First Stage and Second or Higher Stage of Multi-Stage Heat Pump | 0.60046 | 0.84101 | 410.825 | 0 | 684.1817 | 488.4887 | 1.1889 | 2.7413 | 345.5596 | 149.8666 | -273.3567 | -77.6637 | 425.6669 | 0 | 914.1556 | 0.4494 | 1303.8391 | 0.55016 | 0 | 1016.9945 | 0.42913 | 0 | 1946.0285 | 0.82114 | 0 | 1303.8391 | 0.55016 | 0 | 1016.9945 | 0.42913 | 0 | 4302.6689 | 0 | 3356.0818 | 0 | 0.10613 | 0 | 0.13607 | 0 | 0.35024 | 0 | 0.44903 | 0 | 0.14184 | 0 | 0.18184 | 0 | 0.46807 | 0 | 0.60009 | 0 | 0.091665 | 0.071499 | 0.30249 | 0.23595 | 2.7784e-05 | 338.6221 | 161.6646 | 500.2867 | 36.6283 | 3.3145 | 2.8065 | 292.9696 | 0 | 0 | 2.9032 | 0 | 0 | 0 | 0 | 0 | 161.6646 | 0 | 421.9406 | 0 | 190.0015 | 3672.6842 | 2864.6937 | 0 | 0 | 0.14341 | 0 | 0.23883 | 0.12063 | 0.17052 | 0.052315 | 0.31911 | -0.095423 | 0.022783 | -0.027111 | 0.091095 | 0 | 0 | 0 | 0 | -0.1757 | 0
865 | SCE | SCE-13-SW-002F | Refrigerant Charge Adjustment on First Stage of Multi-Stage AC Only Unit | Refrigerant Charge Adjustment on First Stage of Multi-Stage AC Only Unit | 0.50121 | 0.75654 | 546.3383 | 0 | 1090.0493 | 722.1586 | 0.85401 | 2.0098 | 639.7305 | 271.8398 | -543.711 | -175.8203 | 622.0247 | 0 | 1344.1832 | 0.40645 | 1905.2928 | 1.0878 | 0 | 1486.1284 | 0.84845 | 0 | 2843.7206 | 1.6235 | 0 | 1905.2928 | 1.0878 | 0 | 1486.1284 | 0.84845 | 0 | 6287.4662 | 0 | 4904.2236 | 0 | 0.15442 | 0 | 0.19797 | 0 | 0.50958 | 0 | 0.6533 | 0 | 0.20484 | 0 | 0.26262 | 0 | 0.67598 | 0 | 0.86664 | 0 | 0.1333 | 0.10397 | 0.43989 | 0.34312 | 3.6949e-05 | 450.3188 | 293.2398 | 743.5586 | 48.7104 | 4.4078 | 3.7323 | 389.6075 | 0 | 0 | 3.8608 | 0 | 0 | 0 | 0 | 0 | 293.2398 | 0 | 783.2272 | 0 | 357.6908 | 5366.873 | 4186.1609 | 0 | 0 | 0.13051 | 0 | 0.26039 | 0.15282 | 0.17251 | 0.064938 | 0.3211 | -0.12988 | -0.02231 | -0.042 | 0.065573 | 0 | 0 | 0 | 0 | -0.19059 | 0
866 | SCE | SCE-13-SW-002F | Refrigerant Charge Adjustment on First Stage of Multi-Stage AC Unit with Gas Heat | Refrigerant Charge Adjustment on First Stage of Multi-Stage AC Unit with Gas Heat | 0.522 | 0.77637 | 1211.7275 | 0 | 2321.3057 | 1560.7504 | 0.91621 | 2.1562 | 1322.5405 | 561.9852 | -1109.5782 | -349.0229 | 1379.5929 | 0 | 2940.3434 | 0.4121 | 4225.7622 | 1.9405 | 0 | 3296.0946 | 1.5136 | 0 | 6307.1078 | 2.8963 | 0 | 4225.7622 | 1.9405 | 0 | 3296.0946 | 1.5136 | 0 | 13945.0154 | 0 | 10877.112 | 0 | 0.34248 | 0 | 0.43908 | 0 | 1.1302 | 0 | 1.449 | 0 | 0.45432 | 0 | 0.58246 | 0 | 1.4993 | 0 | 1.9221 | 0 | 0.29565 | 0.23061 | 0.97564 | 0.761 | 8.195e-05 | 998.7652 | 606.2264 | 1604.9916 | 108.0352 | 9.776 | 8.2778 | 864.1132 | 0 | 0 | 8.563 | 0 | 0 | 0 | 0 | 0 | 606.2264 | 0 | 1619.1971 | 0 | 739.4686 | 11903.2253 | 9284.5157 | 0 | 0 | 0.13051 | 0 | 0.25002 | 0.14245 | 0.1681 | 0.060529 | 0.31669 | -0.11951 | -0.011935 | -0.037592 | 0.069981 | 0 | 0 | 0 | 0 | -0.18618 | 0
867 | SCE | SCE-13-SW-002F | Refrigerant Charge Adjustment on First Stage of Multi-Stage Heat Pump | Refrigerant Charge Adjustment on First Stage of Multi-Stage Heat Pump | 0.50637 | 0.76151 | 258.964 | 0 | 511.4174 | 340.0653 | 0.8691 | 2.0453 | 297.9665 | 126.6145 | -252.4533 | -81.1013 | 268.3196 | 0 | 608.385 | 0.42566 | 821.8765 | 0.46386 | 0 | 641.0637 | 0.36181 | 0 | 1226.6814 | 0.69233 | 0 | 821.8765 | 0.46386 | 0 | 641.0637 | 0.36181 | 0 | 2712.1925 | 0 | 2115.5102 | 0 | 0.066902 | 0 | 0.085771 | 0 | 0.22078 | 0 | 0.28304 | 0 | 0.089408 | 0 | 0.11463 | 0 | 0.29505 | 0 | 0.37826 | 0 | 0.057781 | 0.045069 | 0.19068 | 0.14873 | 1.7514e-05 | 213.4508 | 136.582 | 350.0328 | 23.0887 | 2.0893 | 1.7691 | 184.6737 | 0 | 0 | 1.83 | 0 | 0 | 0 | 0 | 0 | 136.582 | 0 | 364.8028 | 0 | 166.6012 | 2315.0809 | 1805.7631 | 0 | 0 | 0.14341 | 0 | 0.28321 | 0.16501 | 0.18832 | 0.070117 | 0.33691 | -0.1398 | -0.021599 | -0.044912 | 0.073293 | 0 | 0 | 0 | 0 | -0.1935 | 0
868 | SCE | SCE-13-SW-002F | Refrigerant Charge Adjustment on Second or Higher Stage of Multi-Stage AC Only Unit | Refrigerant Charge Adjustment on Second or Higher Stage of Multi-Stage AC Only Unit | 0.35056 | 0.57464 | 230.2656 | 0 | 656.8438 | 400.7158 | 0.49302 | 1.0917 | 467.0477 | 210.9196 | -426.5782 | -170.4502 | 262.1652 | 0 | 662.881 | 0.34737 | 803.0252 | 0.31974 | 0 | 626.3596 | 0.24939 | 0 | 1198.545 | 0.47722 | 0 | 803.0252 | 0.31974 | 0 | 626.3596 | 0.24939 | 0 | 2649.9831 | 0 | 2066.9868 | 0 | 0.065082 | 0 | 0.083439 | 0 | 0.21477 | 0 | 0.27535 | 0 | 0.086335 | 0 | 0.11069 | 0 | 0.2849 | 0 | 0.36526 | 0 | 0.056182 | 0.043822 | 0.1854 | 0.14461 | 1.5573e-05 | 189.7962 | 227.5238 | 417.32 | 20.53 | 1.8577 | 1.573 | 164.2082 | 0 | 0 | 1.6272 | 0 | 0 | 0 | 0 | 0 | 227.5238 | 0 | 567.1585 | 0 | 247.9333 | 2261.98 | 1764.3444 | 0 | 0 | 0.13051 | 0 | 0.37229 | 0.26471 | 0.22712 | 0.11955 | 0.37571 | -0.24178 | -0.1342 | -0.096608 | 0.010965 | 0 | 0 | 0 | 0 | -0.2452 | 0
869 | SCE | SCE-13-SW-002F | Refrigerant Charge Adjustment on Second or Higher Stage of Multi-Stage AC Unit with Gas Heat | Refrigerant Charge Adjustment on Second or Higher Stage of Multi-Stage AC Unit with Gas Heat | 0.43875 | 0.67508 | 370.1565 | 0 | 843.6682 | 548.319 | 0.6873 | 1.5219 | 538.567 | 243.2178 | -473.5117 | -178.1625 | 421.4358 | 0 | 969.7548 | 0.3817 | 1290.8789 | 0.44099 | 0 | 1006.8855 | 0.34397 | 0 | 1926.6849 | 0.65819 | 0 | 1290.8789 | 0.44099 | 0 | 1006.8855 | 0.34397 | 0 | 4259.9003 | 0 | 3322.7222 | 0 | 0.10462 | 0 | 0.13413 | 0 | 0.34525 | 0 | 0.44263 | 0 | 0.13878 | 0 | 0.17793 | 0 | 0.45799 | 0 | 0.58717 | 0 | 0.090314 | 0.070445 | 0.29804 | 0.23247 | 2.5034e-05 | 305.1011 | 262.3647 | 567.4658 | 33.0024 | 2.9864 | 2.5287 | 263.9679 | 0 | 0 | 2.6158 | 0 | 0 | 0 | 0 | 0 | 262.3647 | 0 | 654.0079 | 0 | 285.8996 | 3636.1776 | 2836.2185 | 0 | 0 | 0.13051 | 0 | 0.29746 | 0.18989 | 0.19333 | 0.085754 | 0.34192 | -0.16695 | -0.059379 | -0.062817 | 0.044756 | 0 | 0 | 0 | 0 | -0.21141 | 0
870 | SCE | SCE-13-SW-002F | Refrigerant Charge Adjustment on Second or Higher Stage of Multi-Stage Heat Pump | Refrigerant Charge Adjustment on Second or Higher Stage of Multi-Stage Heat Pump | 0.40715 | 0.64054 | 204.4996 | 0 | 502.2675 | 319.2621 | 0.61281 | 1.357 | 333.7089 | 150.7035 | -297.7679 | -114.7625 | 211.8876 | 0 | 531.1497 | 0.38501 | 649.0222 | 0.34808 | 0 | 506.2373 | 0.2715 | 0 | 968.6899 | 0.51953 | 0 | 649.0222 | 0.34808 | 0 | 506.2373 | 0.2715 | 0 | 2141.7733 | 0 | 1670.5831 | 0 | 0.052831 | 0 | 0.067732 | 0 | 0.17434 | 0 | 0.22352 | 0 | 0.070604 | 0 | 0.090518 | 0 | 0.23299 | 0 | 0.29871 | 0 | 0.045629 | 0.035591 | 0.15058 | 0.11745 | 1.383e-05 | 168.5586 | 162.5674 | 331.1259 | 18.2328 | 1.6499 | 1.397 | 145.8338 | 0 | 0 | 1.4451 | 0 | 0 | 0 | 0 | 0 | 162.5674 | 0 | 405.2388 | 0 | 177.1501 | 1828.1808 | 1425.981 | 0 | 0 | 0.14341 | 0 | 0.35223 | 0.23402 | 0.22389 | 0.10568 | 0.37248 | -0.20882 | -0.090611 | -0.08048 | 0.037726 | 0 | 0 | 0 | 0 | -0.22907 | 0
871 | SCE | SCE-13-SW-002F | Refrigerant Charge Adjustment on Single Stage AC Only Unit | Refrigerant Charge Adjustment on Single Stage AC Only Unit | 0.50898 | 0.57125 | 454.7438 | 0 | 893.441 | 796.05 | 0.87684 | 1.0796 | 518.6188 | 421.2279 | -438.6972 | -341.3062 | 517.7413 | 0 | 1313.7913 | 0.34613 | 1585.8675 | 1.1179 | 0 | 1236.9767 | 0.87199 | 0 | 2366.9664 | 1.6686 | 0 | 1585.8675 | 1.1179 | 0 | 1236.9767 | 0.87199 | 0 | 5233.3628 | 0 | 4082.023 | 0 | 0.12853 | 0 | 0.16478 | 0 | 0.42415 | 0 | 0.54378 | 0 | 0.1705 | 0 | 0.21859 | 0 | 0.56265 | 0 | 0.72134 | 0 | 0.11095 | 0.086543 | 0.36614 | 0.28559 | 3.0755e-05 | 374.8221 | 454.3882 | 829.2103 | 40.5441 | 3.6688 | 3.1065 | 324.2892 | 0 | 0 | 3.2136 | 0 | 0 | 0 | 0 | 0 | 454.3882 | 0 | 559.9503 | 0 | 77.0604 | 4467.1084 | 3484.3446 | 0 | 0 | 0.13051 | 0 | 0.25642 | 0.14884 | 0.22846 | 0.12089 | 0.37706 | -0.12591 | -0.018332 | -0.097954 | 0.009619 | 0 | 0 | 0 | 0 | -0.24654 | 0
872 | SCE | SCE-13-SW-002F | Refrigerant Charge Adjustment on Single Stage AC Unit with Gas Heat | Refrigerant Charge Adjustment on Single Stage AC Unit with Gas Heat | 0.46707 | 0.52806 | 2203.2667 | 0 | 4717.2121 | 4172.4037 | 0.75944 | 0.93503 | 2901.1717 | 2356.3633 | -2513.9454 | -1969.137 | 2508.494 | 0 | 6680.8977 | 0.32979 | 7683.6428 | 2.8661 | 0 | 5993.2414 | 2.2355 | 0 | 11468.1237 | 4.2777 | 0 | 7683.6428 | 2.8661 | 0 | 5993.2414 | 2.2355 | 0 | 25356.0214 | 0 | 19777.6967 | 0 | 0.62273 | 0 | 0.79837 | 0 | 2.055 | 0 | 2.6346 | 0 | 0.82608 | 0 | 1.0591 | 0 | 2.7261 | 0 | 3.495 | 0 | 0.53757 | 0.41931 | 1.774 | 1.3837 | 0.00014901 | 1816.0404 | 2541.8632 | 4357.9037 | 196.4389 | 17.7755 | 15.0514 | 1571.2046 | 0 | 0 | 15.57 | 0 | 0 | 0 | 0 | 0 | 2541.8632 | 0 | 3132.3815 | 0 | 431.0784 | 21643.4636 | 16881.9016 | 0 | 0 | 0.13051 | 0 | 0.27942 | 0.17185 | 0.24715 | 0.13958 | 0.39574 | -0.14891 | -0.04134 | -0.11664 | -0.0090687 | 0 | 0 | 0 | 0 | -0.26523 | 0
873 | SCE | SCE-13-SW-002F | Refrigerant Charge Adjustment on Single Stage Heat Pump | Refrigerant Charge Adjustment on Single Stage Heat Pump | 0.51213 | 0.57447 | 3277.181 | 0 | 6399.1203 | 5704.6936 | 0.88623 | 1.0911 | 3697.9071 | 3003.4804 | -3121.9393 | -2427.5126 | 3395.576 | 0 | 9100.2696 | 0.36012 | 10400.8194 | 4.9237 | 0 | 8112.6392 | 3.8405 | 0 | 15523.6111 | 7.3488 | 0 | 10400.8194 | 4.9237 | 0 | 8112.6392 | 3.8405 | 0 | 34322.7042 | 0 | 26771.7093 | 0 | 0.84664 | 0 | 1.0854 | 0 | 2.7939 | 0 | 3.5819 | 0 | 1.1315 | 0 | 1.4506 | 0 | 3.7338 | 0 | 4.7869 | 0 | 0.73122 | 0.57035 | 2.413 | 1.8822 | 0.00022164 | 2701.2133 | 3239.9233 | 5941.1366 | 292.187 | 26.4397 | 22.3878 | 2337.0398 | 0 | 0 | 23.1591 | 0 | 0 | 0 | 0 | 0 | 3239.9233 | 0 | 3992.6129 | 0 | 549.4634 | 29297.2698 | 22851.8705 | 0 | 0 | 0.14341 | 0 | 0.28003 | 0.16182 | 0.24964 | 0.13143 | 0.39823 | -0.13662 | -0.018411 | -0.10623 | 0.011977 | 0 | 0 | 0 | 0 | -0.25482 | 0
874 | SCE | SCE-13-SW-002F | Refrigerant System Test | Refrigerant System Test | 0 | 0 | 0 | 0 | 9503.3967 | 9050.854 | 0 | 0 | 9503.3967 | 9050.854 | -9503.3967 | -9050.854 | 0 | 0 | 9050.854 | 0 | 0 | 0 | 0 | 0 | 0 | 0 | 0 | 0 | 0 | 0 | 0 | 0 | 0 | 0 | 0 | 0 | 0 | 0 | 0 | 0 | 0 | 0 | 0 | 0 | 0 | 0 | 0 | 0 | 0 | 0 | 0 | 0 | 0 | 0 | 0 | 0 | 0 | 0 | 0 | 0 | 0 | 9763.3644 | 9763.3644 | 0 | 0 | 0 | 0 | 0 | 0 | 0 | 0 | 0 | 0 | 0 | 0 | 9763.3644 | 0 | 9763.3644 | 0 | 0 | 0 | 0 | 0 | 0 | 0 | 0 | 0 | 0 | 0 | 0 | 0 | 0 | 0 | 0 | 0 | 0 | 0 | 0 | 0 | 0 | 0
875 | SCE | SCE-13-SW-002F | Thermostat Replacement | Thermostat Replacement | 0.4592 | 0.46885 | 2117.2813 | 1038.284 | 6871.8395 | 6730.4321 | 0.73886 | 0.76416 | 4270.8679 | 4129.4605 | -3716.2742 | -3574.8668 | 2140.5804 | 1152.4036 | 10023.4161 | 0.31482 | 2404.0041 | 0 | 178.0117 | 1875.1232 | 0 | 138.8491 | 2404.0041 | 0 | 178.0117 | 2404.0041 | 0 | 178.0117 | 1875.1232 | 0 | 138.8491 | 26444.0448 | 1958.1282 | 20626.355 | 1527.34 | 0.19484 | 0.81227 | 0.24979 | 1.0414 | 2.1432 | 8.9349 | 2.7477 | 11.455 | 0.25846 | 0 | 0.33136 | 0 | 2.843 | 0 | 3.6449 | 0 | 0.16819 | 0.13119 | 1.8501 | 1.4431 | 0.00021341 | 2600.9716 | 4454.544 | 7055.5156 | 281.3439 | 25.4585 | 21.557 | 2250.3126 | 0 | 0 | 22.2996 | 0 | 0 | 0 | 0 | 0 | 4454.544 | 0 | 4364.5597 | 0 | -65.6885 | 17421.3888 | 13588.6833 | 1290.0187 | 1006.2146 | 0.15581 | 1.0319 | 0.33931 | 0.21088 | 0.33233 | 0.2039 | 0.49493 | -0.1835 | -0.05507 | -0.17652 | -0.048088 | -1.2152 | -0.3647 | -1.169 | -0.31846 | -0.33911 | -2.2458
876 | SCE | SCE-13-SW-002F | Thermostat Replacement, Heat Pump | Thermostat Replacement, Heat Pump | 0.53228 | 0.54236 | 13709.9225 | 0 | 25756.8752 | 25278.2243 | 0.94836 | 0.98083 | 14456.485 | 13977.8342 | -12046.9526 | -11568.3018 | 12718.2353 | 0 | 37996.4596 | 0.36082 | 14283.364 | 0 | 0 | 11141.0239 | 0 | 0 | 14283.364 | 0 | 0 | 14283.364 | 0 | 0 | 11141.0239 | 0 | 0 | 157117.004 | 0 | 122551.2631 | 0 | 1.1627 | 0 | 1.4906 | 0 | 12.7895 | 0 | 16.3968 | 0 | 1.5538 | 0 | 1.9921 | 0 | 17.092 | 0 | 21.9128 | 0 | 1.0042 | 0.78326 | 11.046 | 8.6158 | 0.00092721 | 11300.3902 | 15078.2112 | 26378.6014 | 1222.3495 | 110.609 | 93.6583 | 9776.8886 | 0 | 0 | 96.8848 | 0 | 0 | 0 | 0 | 0 | 15078.2112 | 0 | 14773.6229 | 0 | -222.3495 | 103508.9919 | 80737.0137 | 0 | 0 | 0.16981 | 0 | 0.31902 | 0.17906 | 0.31309 | 0.17313 | 0.47062 | -0.14921 | -0.0092468 | -0.14328 | -0.0033183 | 0 | 0 | 0 | 0 | -0.30081 | 0
877 | SCE | SCE-13-SW-002F | Unoccupied Fan Control on AC Only Unit | Unoccupied Fan Control on AC Only Unit | 0.98864 | 1.0433 | 3109.3709 | 0 | 3145.1093 | 2980.3548 | 5.3406 | 7.4483 | 582.2133 | 417.4589 | -35.7383 | 129.0161 | 3540.1245 | 0 | 6520.4793 | 0.47686 | 10843.5786 | 3.6569 | 0 | 8457.9913 | 2.8524 | 0 | 10843.5786 | 3.6569 | 0 | 10843.5786 | 3.6569 | 0 | 8457.9913 | 2.8524 | 0 | 35783.8095 | 0 | 27911.3714 | 0 | 0.87883 | 0 | 1.1267 | 0 | 2.9001 | 0 | 3.7181 | 0 | 1.1658 | 0 | 1.4946 | 0 | 3.8472 | 0 | 4.9323 | 0 | 0.75865 | 0.59175 | 2.5036 | 1.9528 | 0.00021029 | 2562.8959 | 450.3225 | 3013.2184 | 277.2253 | 25.0858 | 21.2414 | 2217.3702 | 0 | 0 | 21.9732 | 0 | 0 | 0 | 0 | 0 | 450.3225 | 0 | 649.3075 | 0 | 145.2591 | 30544.4442 | 23824.6665 | 0 | 0 | 0.13051 | 0 | 0.13201 | 0.024437 | 0.1251 | 0.017522 | 0.27369 | -0.0015001 | 0.10607 | 0.0054152 | 0.11299 | 0 | 0 | 0 | 0 | -0.14318 | 0
878 | SCE | SCE-13-SW-002F | Unoccupied Fan Control on AC Unit with Gas Heat | Unoccupied Fan Control on AC Unit with Gas Heat | 1.0313 | 1.077 | 10818.5939 | 0 | 10490.171 | 10045.0567 | 6.8779 | 9.5923 | 1572.9557 | 1127.8414 | 328.4228 | 773.5371 | 12317.3368 | 0 | 22362.3935 | 0.48379 | 37728.6196 | 11.7079 | 0 | 29428.3233 | 9.1321 | 0 | 37728.6196 | 11.7079 | 0 | 37728.6196 | 11.7079 | 0 | 29428.3233 | 9.1321 | 0 | 124504.4448 | 0 | 97113.4669 | 0 | 3.0578 | 0 | 3.9202 | 0 | 10.0906 | 0 | 12.9367 | 0 | 4.0563 | 0 | 5.2003 | 0 | 13.3857 | 0 | 17.1611 | 0 | 2.6396 | 2.0589 | 8.7108 | 6.7944 | 0.00073167 | 8917.2154 | 1216.6284 | 10133.8438 | 964.5643 | 87.2824 | 73.9064 | 7715.0098 | 0 | 0 | 76.4524 | 0 | 0 | 0 | 0 | 0 | 1216.6284 | 0 | 1754.2228 | 0 | 392.4439 | 106274.8521 | 82894.3847 | 0 | 0 | 0.13051 | 0 | 0.12655 | 0.018975 | 0.12118 | 0.013606 | 0.26977 | 0.0039619 | 0.11154 | 0.0093316 | 0.1169 | 0 | 0 | 0 | 0 | -0.13926 | 0
879 | SCE | SCE-13-SW-002F | Unoccupied Fan Control on Heat Pump | Unoccupied Fan Control on Heat Pump | 1.0485 | 1.0904 | 8673.1597 | 0 | 8271.8667 | 7954.074 | 7.723 | 10.771 | 1123.0233 | 805.2307 | 401.2931 | 719.0857 | 8986.4956 | 0 | 16940.5697 | 0.51198 | 27526.0864 | 9.6188 | 0 | 21470.3474 | 7.5027 | 0 | 27526.0864 | 9.6188 | 0 | 27526.0864 | 9.6188 | 0 | 21470.3474 | 7.5027 | 0 | 90836.0851 | 0 | 70852.1464 | 0 | 2.2407 | 0 | 2.8726 | 0 | 7.3941 | 0 | 9.4797 | 0 | 2.9944 | 0 | 3.839 | 0 | 9.8816 | 0 | 12.6688 | 0 | 1.9352 | 1.5095 | 6.3861 | 4.9812 | 0.00058657 | 7148.8434 | 868.6208 | 8017.4642 | 773.2817 | 69.9734 | 59.25 | 6185.0471 | 0 | 0 | 61.2912 | 0 | 0 | 0 | 0 | 0 | 868.6208 | 0 | 1252.4403 | 0 | 280.1882 | 77536.1195 | 60478.1732 | 0 | 0 | 0.14341 | 0 | 0.13677 | 0.018569 | 0.13152 | 0.013314 | 0.28011 | 0.0066353 | 0.12484 | 0.01189 | 0.1301 | 0 | 0 | 0 | 0 | -0.1367 | 0
880 | SCE | SCE-13-SW-002F | Add ADEC and CO2 sensor to AC only unit | Add ADEC and CO2 sensor to AC only unit | 0.11302 | 0.1191 | 696.7019 | 0 | 6164.4425 | 5849.961 | 0.12463 | 0.13206 | 5590.1866 | 5275.7051 | -5467.7406 | -5153.2591 | 726.5489 | 0 | 6576.5099 | 0.10594 | 1600.1368 | 3.2559 | 0 | 1200.1026 | 2.4419 | 0 | 1600.1368 | 3.2559 | 0 | 1600.1368 | 3.2559 | 0 | 1200.1026 | 2.4419 | 0 | 8000.6841 | 0 | 6000.5131 | 0 | 0.1247 | 0 | 0.16626 | 0 | 0.62349 | 0 | 0.83132 | 0 | 0.16542 | 0 | 0.22056 | 0 | 0.82708 | 0 | 1.1028 | 0 | 0.11195 | 0.083963 | 0.55975 | 0.41982 | 4.7118e-05 | 574.2559 | 5691.0245 | 6265.2803 | 62.1166 | 5.6209 | 4.7595 | 496.8355 | 0 | 0 | 4.9234 | 0 | 0 | 0 | 0 | 0 | 5691.0245 | 0 | 5763.9407 | 0 | 51.0414 | 6434.971 | 4826.2282 | 0 | 0 | 0.14436 | 0 | 1.2773 | 1.1583 | 1.2121 | 1.0931 | 1.3627 | -1.1329 | -1.0139 | -1.0678 | -0.94877 | 0 | 0 | 0 | 0 | -1.2183 | 0
881 | SCE | SCE-13-SW-002F | Add ADEC and CO2 sensor to AC unit with Gas Heat | Add ADEC and CO2 sensor to AC unit with Gas Heat | 0.23426 | 0.2454 | 5831.1837 | 7752.4904 | 57984.4979 | 55352.3832 | 0.29032 | 0.30763 | 46788.1679 | 44156.0531 | -44400.8238 | -41768.7091 | 6080.9945 | 10162.4808 | 71595.8585 | 0.18973 | 13392.6603 | 27.2508 | 3090.9321 | 10044.4952 | 20.4381 | 2318.199 | 13392.6603 | 27.2508 | 3090.9321 | 13392.6603 | 27.2508 | 3090.9321 | 10044.4952 | 20.4381 | 2318.199 | 66963.3013 | 15454.6603 | 50222.476 | 11590.9952 | 1.0437 | 13.5615 | 1.3916 | 18.082 | 5.2184 | 67.8073 | 6.9579 | 90.4098 | 1.3845 | 0 | 1.846 | 0 | 6.9224 | 0 | 9.2299 | 0 | 0.937 | 0.70275 | 4.685 | 3.5137 | 0.00091867 | 11196.33 | 47632.1501 | 58828.4801 | 1211.0934 | 109.5905 | 92.7958 | 9686.8577 | 0 | 0 | 95.9926 | 0 | 0 | 0 | 0 | 0 | 47632.1501 | 0 | 48242.437 | 0 | 427.2008 | 53858.7573 | 40394.068 | 12430.2235 | 9322.6676 | 0.14436 | 0.83157 | 0.61622 | 0.49723 | 0.58824 | 0.46926 | 0.76087 | -0.47186 | -0.35287 | -0.44389 | -0.3249 | -2.7182 | -2.0327 | -2.557 | -1.8716 | -0.61651 | -3.5514
882 | SCE | SCE-13-SW-002F | Add ADEC and CO2 sensor to HP | Add ADEC and CO2 sensor to HP | 0.12281 | 0.12935 | 701.3683 | 0 | 5710.9099 | 5422.1587 | 0.13664 | 0.14479 | 5132.8077 | 4844.0565 | -5009.5415 | -4720.7903 | 667.104 | 0 | 6089.2627 | 0.11518 | 1469.2165 | 2.9895 | 0 | 1101.9124 | 2.2421 | 0 | 1469.2165 | 2.9895 | 0 | 1469.2165 | 2.9895 | 0 | 1101.9124 | 2.2421 | 0 | 7346.0827 | 0 | 5509.562 | 0 | 0.115 | 0 | 0.15333 | 0 | 0.57498 | 0 | 0.76664 | 0 | 0.15368 | 0 | 0.20491 | 0 | 0.76841 | 0 | 1.0245 | 0 | 0.10329 | 0.077469 | 0.51646 | 0.38734 | 4.7434e-05 | 578.1022 | 5225.3952 | 5803.4973 | 62.5326 | 5.6585 | 4.7913 | 500.1633 | 0 | 0 | 4.9564 | 0 | 0 | 0 | 0 | 0 | 5225.3952 | 0 | 5292.3456 | 0 | 46.8653 | 5908.4734 | 4431.355 | 0 | 0 | 0.15827 | 0 | 1.2888 | 1.1583 | 1.2236 | 1.0931 | 1.3741 | -1.1305 | -1 | -1.0653 | -0.93486 | 0 | 0 | 0 | 0 | -1.2159 | 0
883 | SCE | SCE-13-SW-002F | Add ADEC and VFD to an Existing Motor on an AC Unit with Gas Heat | Add ADEC and VFD to an Existing Motor on an AC Unit with Gas Heat | 0.61762 | 0.63958 | 84037.2545 | 20.8306 | 136099.2397 | 131426.2056 | 1.2581 | 1.3527 | 66814.4456 | 62141.4115 | -52041.1545 | -47368.1204 | 87637.4516 | 27.3062 | 219090.9634 | 0.38367 | 193010.9655 | 54.6669 | 8.3052 | 144758.2241 | 41.0001 | 6.2289 | 193010.9655 | 54.6669 | 8.3052 | 193010.9655 | 54.6669 | 8.3052 | 144758.2241 | 41.0001 | 6.2289 | 965054.8274 | 41.5261 | 723791.1205 | 31.1446 | 15.0412 | 0.036439 | 20.0549 | 0.048586 | 75.206 | 0.1822 | 100.2746 | 0.24293 | 19.9528 | 0 | 26.6037 | 0 | 99.764 | 0 | 133.0187 | 0 | 13.5037 | 10.1278 | 67.5185 | 50.6389 | 0.0056849 | 69284.7941 | 67033.3698 | 136318.1639 | 7494.4519 | 678.1646 | 574.2365 | 59943.9227 | 0 | 0 | 594.0185 | 0 | 0 | 0 | 0 | 0 | 67033.3698 | 0 | 69285.6911 | 0 | 1576.6249 | 776196.1058 | 582147.0793 | 33.3995 | 25.0496 | 0.14436 | 0.83157 | 0.23373 | 0.11474 | 0.22571 | 0.10672 | 0.37626 | -0.089373 | 0.029613 | -0.081348 | 0.037639 | -0.51484 | 0.17059 | -0.46861 | 0.21682 | -0.2319 | -1.3359
884 | SCE | SCE-13-SW-002F | Add ADEC, VFD, and NEMA Motor to a Heat Pump | Add ADEC, VFD, and NEMA Motor to a Heat Pump | 0.57418 | 0.5897 | 254501.674 | 0 | 443241.1447 | 431581.7428 | 1.0901 | 1.1474 | 233468.39 | 221808.9882 | -188739.4707 | -177080.0689 | 242068.3749 | 0 | 673650.1178 | 0.3778 | 533126.5332 | 143.0461 | 0 | 399844.8999 | 107.2846 | 0 | 533126.5332 | 143.0461 | 0 | 533126.5332 | 143.0461 | 0 | 399844.8999 | 107.2846 | 0 | 2665632.6659 | 0 | 1999224.4994 | 0 | 41.7279 | 0 | 55.6372 | 0 | 208.6395 | 0 | 278.186 | 0 | 55.7657 | 0 | 74.3543 | 0 | 278.8284 | 0 | 371.7713 | 0 | 37.4809 | 28.1107 | 187.4046 | 140.5535 | 0.017212 | 209772.7546 | 239270.4572 | 449043.2118 | 22690.8636 | 2053.271 | 1738.609 | 181491.5083 | 0 | 0 | 1798.5027 | 0 | 0 | 0 | 0 | 0 | 239270.4572 | 0 | 240088.7799 | 0 | 572.8259 | 2143975.281 | 1607981.4608 | 0 | 0 | 0.15827 | 0 | 0.27565 | 0.14519 | 0.2684 | 0.13794 | 0.41894 | -0.11738 | 0.013081 | -0.11013 | 0.020332 | 0 | 0 | 0 | 0 | -0.26067 | 0
885 | SCE | SCE-13-SW-002F | Add ADEC, VFD, and NEMA Motor to an AC Only Unit | Add ADEC, VFD, and NEMA Motor to an AC Only Unit | 0.54644 | 0.56186 | 57448.7656 | 0 | 105133.563 | 102247.9586 | 0.99424 | 1.0465 | 57781.4745 | 54895.87 | -47684.7974 | -44799.193 | 59909.8988 | 0 | 162157.8574 | 0.35428 | 131944.3594 | 35.4027 | 0 | 98958.2695 | 26.552 | 0 | 131944.3594 | 35.4027 | 0 | 131944.3594 | 35.4027 | 0 | 98958.2695 | 26.552 | 0 | 659721.7969 | 0 | 494791.3477 | 0 | 10.2823 | 0 | 13.7098 | 0 | 51.4116 | 0 | 68.5488 | 0 | 13.64 | 0 | 18.1866 | 0 | 68.1998 | 0 | 90.933 | 0 | 9.2313 | 6.9235 | 46.1564 | 34.6173 | 0.0038853 | 47352.0886 | 59217.4376 | 106569.5261 | 5122.0178 | 463.4857 | 392.4569 | 40968.1514 | 0 | 0 | 405.9767 | 0 | 0 | 0 | 0 | 0 | 59217.4376 | 0 | 59419.9656 | 0 | 141.7696 | 530615.9558 | 397961.9669 | 0 | 0 | 0.14436 | 0 | 0.26418 | 0.14519 | 0.25693 | 0.13794 | 0.40747 | -0.11982 | -0.00083603 | -0.11257 | 0.0064149 | 0 | 0 | 0 | 0 | -0.26311 | 0
886 | SCE | SCE-13-SW-002F | Add ADEC, VFD, and NEMA Motor to an AC Unit with Gas Heat | Add ADEC, VFD, and NEMA Motor to an AC Unit with Gas Heat | 0.55316 | 0.56861 | 272493.4693 | 6164.4768 | 503755.1264 | 490068.0026 | 1.0167 | 1.0702 | 274071.5883 | 260384.4644 | -225097.1804 | -211410.0565 | 284167.2227 | 8080.8068 | 782316.0321 | 0.3562 | 625844.1911 | 167.9237 | 2457.7881 | 469383.1433 | 125.9428 | 1843.3411 | 625844.1911 | 167.9237 | 2457.7881 | 625844.1911 | 167.9237 | 2457.7881 | 469383.1433 | 125.9428 | 1843.3411 | 3129220.9556 | 12288.9407 | 2346915.7167 | 9216.7055 | 48.7715 | 10.7835 | 65.0287 | 14.3781 | 243.8577 | 53.9177 | 325.1436 | 71.8903 | 64.6976 | 0 | 86.2635 | 0 | 323.4881 | 0 | 431.3174 | 0 | 43.7862 | 32.8396 | 218.9309 | 164.1981 | 0.018846 | 229683.5381 | 280882.7106 | 510566.2487 | 24844.5888 | 2248.1592 | 1903.6307 | 198717.95 | 0 | 0 | 1969.2094 | 0 | 0 | 0 | 0 | 0 | 280882.7106 | 0 | 281843.3504 | 0 | 672.4478 | 2516840.5473 | 1887630.4105 | 9884.0269 | 7413.0202 | 0.14436 | 0.83157 | 0.26097 | 0.14198 | 0.25388 | 0.13489 | 0.40528 | -0.11661 | 0.0023759 | -0.10952 | 0.0094665 | -0.67174 | 0.013687 | -0.63089 | 0.054532 | -0.26092 | -1.503
887 | SCE | SCE-13-SW-002F | Add CO2 sensor to AC only unit with ADEC | Add CO2 sensor to AC only unit with ADEC | 0.25174 | 0.27293 | 1874.7615 | 0 | 7447.2196 | 6868.9364 | 0.31765 | 0.35216 | 5901.9493 | 5323.6661 | -5572.4581 | -4994.1749 | 1955.0772 | 0 | 8824.0135 | 0.21246 | 4305.8227 | 8.7613 | 0 | 3229.367 | 6.571 | 0 | 4305.8227 | 8.7613 | 0 | 4305.8227 | 8.7613 | 0 | 3229.367 | 6.571 | 0 | 21529.1135 | 0 | 16146.8351 | 0 | 0.33555 | 0 | 0.4474 | 0 | 1.6777 | 0 | 2.237 | 0 | 0.44512 | 0 | 0.59349 | 0 | 2.2256 | 0 | 2.9675 | 0 | 0.30125 | 0.22594 | 1.5062 | 1.1297 | 0.00012679 | 1545.2703 | 5742.761 | 7288.0313 | 167.15 | 15.1252 | 12.8073 | 1336.9393 | 0 | 0 | 13.2485 | 0 | 0 | 0 | 0 | 0 | 5742.761 | 0 | 6191.6535 | 0 | 314.2247 | 17315.922 | 12986.9415 | 0 | 0 | 0.14436 | 0 | 0.57344 | 0.45445 | 0.52891 | 0.40992 | 0.67945 | -0.42908 | -0.3101 | -0.38455 | -0.26557 | 0 | 0 | 0 | 0 | -0.5351 | 0
888 | SCE | SCE-13-SW-002F | Add CO2 sensor to AC unit with Gas Heat with ADEC | Add CO2 sensor to AC unit with Gas Heat with ADEC | 0.45963 | 0.48942 | 11746.8161 | 15617.2544 | 59535.0401 | 55911.6528 | 0.73996 | 0.82034 | 36980.2319 | 33356.8446 | -32170.9696 | -28547.5823 | 12250.0555 | 20472.1373 | 88633.8456 | 0.30873 | 26979.2765 | 54.8962 | 6226.6278 | 20234.4574 | 41.1722 | 4669.9709 | 26979.2765 | 54.8962 | 6226.6278 | 26979.2765 | 54.8962 | 6226.6278 | 20234.4574 | 41.1722 | 4669.9709 | 134896.3825 | 31133.139 | 101172.2869 | 23349.8543 | 2.1025 | 27.3193 | 2.8033 | 36.4258 | 10.5124 | 136.5966 | 14.0165 | 182.1289 | 2.789 | 0 | 3.7187 | 0 | 13.9451 | 0 | 18.5935 | 0 | 1.8876 | 1.4157 | 9.4378 | 7.0784 | 0.0018506 | 22554.8082 | 35982.7955 | 58537.6037 | 2439.7262 | 220.7681 | 186.9356 | 19514.003 | 0 | 0 | 193.3754 | 0 | 0 | 0 | 0 | 0 | 35982.7955 | 0 | 38795.4507 | 0 | 1968.8586 | 108497.511 | 81373.1333 | 25040.4646 | 18780.3485 | 0.14436 | 0.83157 | 0.31407 | 0.19509 | 0.29496 | 0.17597 | 0.46758 | -0.16972 | -0.050729 | -0.1506 | -0.031615 | -0.97765 | -0.29223 | -0.86754 | -0.18212 | -0.32322 | -1.8619
889 | SCE | SCE-13-SW-002F | Add CO2 sensor to HP with ADEC | Add CO2 sensor to HP with ADEC | 0.2706 | 0.29289 | 8305.3121 | 0 | 30692.7108 | 28356.1339 | 0.34827 | 0.38611 | 23847.0654 | 21510.4886 | -22387.3986 | -20050.8218 | 7899.5685 | 0 | 36255.7024 | 0.22908 | 17397.8512 | 35.4004 | 0 | 13048.3884 | 26.5503 | 0 | 17397.8512 | 35.4004 | 0 | 17397.8512 | 35.4004 | 0 | 13048.3884 | 26.5503 | 0 | 86989.256 | 0 | 65241.942 | 0 | 1.3617 | 0 | 1.8156 | 0 | 6.8087 | 0 | 9.0782 | 0 | 1.8198 | 0 | 2.4264 | 0 | 9.0992 | 0 | 12.1322 | 0 | 1.2231 | 0.91735 | 6.1157 | 4.5868 | 0.00056169 | 6845.6453 | 23203.8588 | 30049.5041 | 740.4851 | 67.0057 | 56.7371 | 5922.7258 | 0 | 0 | 58.6917 | 0 | 0 | 0 | 0 | 0 | 23203.8588 | 0 | 25017.6271 | 0 | 1269.6378 | 69965.6847 | 52474.2635 | 0 | 0 | 0.15827 | 0 | 0.58491 | 0.45445 | 0.54038 | 0.40992 | 0.69092 | -0.42664 | -0.29618 | -0.38211 | -0.25165 | 0 | 0 | 0 | 0 | -0.53265 | 0
890 | SCE | SCE-13-SW-002F | Add VFD and NEMA Motor to a Heat Pump with ADEC | Add VFD and NEMA Motor to a Heat Pump with ADEC | 0.71032 | 0.72897 | 85968.7929 | 0 | 121029.102 | 117931.8122 | 1.7136 | 1.8263 | 50169.4089 | 47072.1192 | -35060.3091 | -31963.0194 | 81768.9159 | 0 | 199700.7282 | 0.43049 | 180086.2202 | 48.3199 | 0 | 135064.6652 | 36.24 | 0 | 180086.2202 | 48.3199 | 0 | 180086.2202 | 48.3199 | 0 | 135064.6652 | 36.24 | 0 | 900431.1012 | 0 | 675323.3259 | 0 | 14.0954 | 0 | 18.7938 | 0 | 70.4769 | 0 | 93.9692 | 0 | 18.8372 | 0 | 25.1163 | 0 | 94.1862 | 0 | 125.5816 | 0 | 12.6608 | 9.4956 | 63.3039 | 47.4779 | 0.0058141 | 70859.693 | 50777.7776 | 121637.4707 | 7664.8068 | 693.5798 | 587.2893 | 61306.4961 | 0 | 0 | 607.521 | 0 | 0 | 0 | 0 | 0 | 50777.7776 | 0 | 51847.416 | 0 | 748.7469 | 724219.0749 | 543164.3061 | 0 | 0 | 0.15827 | 0 | 0.22282 | 0.092365 | 0.21712 | 0.086663 | 0.36766 | -0.064548 | 0.065909 | -0.058846 | 0.071611 | 0 | 0 | 0 | 0 | -0.20939 | 0
891 | SCE | SCE-13-SW-002F | Add VFD and NEMA Motor to an AC Only Unit with ADEC | Add VFD and NEMA Motor to an AC Only Unit with ADEC | 0.68302 | 0.70196 | 53308.314 | 0 | 78047.9005 | 75942.1524 | 1.5629 | 1.6657 | 34108.5751 | 32002.8269 | -24739.5865 | -22633.8383 | 55592.0683 | 0 | 131534.2206 | 0.40528 | 122434.856 | 32.8512 | 0 | 91826.142 | 24.6384 | 0 | 122434.856 | 32.8512 | 0 | 122434.856 | 32.8512 | 0 | 91826.142 | 24.6384 | 0 | 612174.28 | 0 | 459130.71 | 0 | 9.5413 | 0 | 12.7217 | 0 | 47.7063 | 0 | 63.6083 | 0 | 12.6569 | 0 | 16.8759 | 0 | 63.2845 | 0 | 84.3793 | 0 | 8.566 | 6.4245 | 42.8298 | 32.1223 | 0.0036053 | 43939.3254 | 34522.1855 | 78461.5109 | 4752.8634 | 430.0813 | 364.1717 | 38015.4919 | 0 | 0 | 376.7172 | 0 | 0 | 0 | 0 | 0 | 34522.1855 | 0 | 35249.3984 | 0 | 509.049 | 492373.3644 | 369280.0233 | 0 | 0 | 0.14436 | 0 | 0.21135 | 0.092365 | 0.20565 | 0.086663 | 0.35619 | -0.066994 | 0.051992 | -0.061292 | 0.057695 | 0 | 0 | 0 | 0 | -0.21183 | 0
892 | SCE | SCE-13-SW-002F | Add VFD and NEMA Motor to an AC Unit with Gas Heat and ADEC | Add VFD and NEMA Motor to an AC Unit with Gas Heat and ADEC | 0.68969 | 0.70857 | 680586.7276 | 15396.5564 | 1009127.3844 | 982243.3183 | 1.5983 | 1.7034 | 435463.8466 | 408579.7805 | -313144.1003 | -286260.0343 | 709743.3958 | 20182.8317 | 1712169.5459 | 0.40649 | 1563124.6179 | 419.4107 | 6138.6351 | 1172343.4634 | 314.558 | 4603.9763 | 1563124.6179 | 419.4107 | 6138.6351 | 1563124.6179 | 419.4107 | 6138.6351 | 1172343.4634 | 314.558 | 4603.9763 | 7815623.0895 | 30693.1756 | 5861717.3171 | 23019.8817 | 121.8131 | 26.9333 | 162.4174 | 35.911 | 609.0653 | 134.6663 | 812.0871 | 179.5551 | 161.5904 | 0 | 215.4539 | 0 | 807.9522 | 0 | 1077.2696 | 0 | 109.3615 | 82.0211 | 546.8074 | 410.1055 | 0.04707 | 573663.5378 | 440744.4066 | 1014407.9444 | 62052.4868 | 5615.0605 | 4754.5572 | 496323.0851 | 0 | 0 | 4918.3481 | 0 | 0 | 0 | 0 | 0 | 440744.4066 | 0 | 450028.7267 | 0 | 6499.024 | 6286125.9633 | 4714594.4725 | 24686.6009 | 18514.9507 | 0.14436 | 0.83157 | 0.20931 | 0.090322 | 0.20373 | 0.084746 | 0.35513 | -0.064951 | 0.054036 | -0.059375 | 0.059612 | -0.37415 | 0.31127 | -0.34203 | 0.3434 | -0.21077 | -1.2142
893 | SCE | SCE-13-SW-002F | Add VFD to an Existing Motor on an AC Only Unit with ADEC | Add VFD to an Existing Motor on an AC Only Unit with ADEC | 0.80747 | 0.83754 | 112878.4425 | 0 | 139793.53 | 134773.9702 | 2.4143 | 2.7047 | 46753.5847 | 41734.0249 | -26915.0875 | -21895.5277 | 117714.2102 | 0 | 252488.1803 | 0.44706 | 259251.4152 | 73.4283 | 0 | 194438.5614 | 55.0712 | 0 | 259251.4152 | 73.4283 | 0 | 259251.4152 | 73.4283 | 0 | 194438.5614 | 55.0712 | 0 | 1296257.0758 | 0 | 972192.8069 | 0 | 20.2033 | 0 | 26.9377 | 0 | 101.0163 | 0 | 134.6884 | 0 | 26.8005 | 0 | 35.734 | 0 | 134.0026 | 0 | 178.6701 | 0 | 18.1381 | 13.6036 | 90.6905 | 68.0179 | 0.007634 | 93039.9453 | 45019.4525 | 138059.3978 | 10064.0177 | 910.6818 | 771.1205 | 80496.4402 | 0 | 0 | 797.6851 | 0 | 0 | 0 | 0 | 0 | 45019.4525 | 0 | 49237.7752 | 0 | 2952.8259 | 1042582.935 | 781937.2012 | 0 | 0 | 0.14436 | 0 | 0.17878 | 0.059792 | 0.17236 | 0.053373 | 0.3229 | -0.034421 | 0.084565 | -0.028002 | 0.090985 | 0 | 0 | 0 | 0 | -0.17854 | 0
894 | SCE | SCE-13-SW-002F | Add VFD to an Existing Motor on an AC Unit with Gas Heat and ADEC | Add VFD to an Existing Motor on an AC Unit with Gas Heat and ADEC | 0.80753 | 0.8376 | 32819.2828 | 8.135 | 40651.5202 | 39192.0887 | 2.4149 | 2.7054 | 13593.5533 | 12134.1218 | -7824.1023 | -6364.6708 | 34225.277 | 10.664 | 73428.0296 | 0.44707 | 75377.0634 | 21.3492 | 3.2435 | 56532.7976 | 16.0119 | 2.4326 | 75377.0634 | 21.3492 | 3.2435 | 75377.0634 | 21.3492 | 3.2435 | 56532.7976 | 16.0119 | 2.4326 | 376885.3172 | 16.2173 | 282663.9879 | 12.163 | 5.8741 | 0.014231 | 7.8321 | 0.018974 | 29.3704 | 0.071153 | 39.1605 | 0.094871 | 7.7922 | 0 | 10.3896 | 0 | 38.9611 | 0 | 51.9481 | 0 | 5.2736 | 3.9552 | 26.3682 | 19.7761 | 0.0022201 | 27057.9669 | 13089.3562 | 40147.3232 | 2926.8274 | 264.8454 | 224.258 | 23410.0526 | 0 | 0 | 231.9835 | 0 | 0 | 0 | 0 | 0 | 13089.3562 | 0 | 14315.8289 | 0 | 858.5309 | 303129.8401 | 227347.3801 | 13.0436 | 9.7827 | 0.14436 | 0.83157 | 0.17876 | 0.059777 | 0.17235 | 0.053359 | 0.3229 | -0.034406 | 0.08458 | -0.027988 | 0.090998 | -0.1982 | 0.48723 | -0.16123 | 0.5242 | -0.17854 | -1.0285
895 | SCE | SCE-13-SW-002F | ADEC Upgrade without Economizer Repairs | ADEC Upgrade without Economizer Repairs | 0 | 0 | 0 | 0 | 1342.9068 | 1278.9588 | 0 | 0 | 1342.9068 | 1278.9588 | -1342.9068 | -1278.9588 | 0 | 0 | 1278.9588 | 0 | 0 | 0 | 0 | 0 | 0 | 0 | 0 | 0 | 0 | 0 | 0 | 0 | 0 | 0 | 0 | 0 | 0 | 0 | 0 | 0 | 0 | 0 | 0 | 0 | 0 | 0 | 0 | 0 | 0 | 0 | 0 | 0 | 0 | 0 | 0 | 0 | 0 | 0 | 0 | 0 | 0 | 1379.6423 | 1379.6423 | 0 | 0 | 0 | 0 | 0 | 0 | 0 | 0 | 0 | 0 | 0 | 0 | 1379.6423 | 0 | 1379.6423 | 0 | 0 | 0 | 0 | 0 | 0 | 0 | 0 | 0 | 0 | 0 | 0 | 0 | 0 | 0 | 0 | 0 | 0 | 0 | 0 | 0 | 0 | 0
896 | SCE | SCE-13-SW-002F | Condenser Coil Cleaning on AC Only Unit | Condenser Coil Cleaning on AC Only Unit | 0.07335 | 0.20593 | 5535.3903 | 0 | 75465.504 | 26879.6376 | 0.07807 | 0.24803 | 70902.9639 | 22317.0976 | -69930.1136 | -21344.2473 | 5937.217 | 0 | 32816.8546 | 0.16868 | 56098.0875 | 55.7734 | 0 | 43756.5083 | 43.5032 | 0 | 56098.0875 | 55.7734 | 0 | 56098.0875 | 55.7734 | 0 | 43756.5083 | 43.5032 | 0 | 56098.0875 | 0 | 43756.5083 | 0 | 4.5465 | 0 | 5.8289 | 0 | 4.5465 | 0 | 5.8289 | 0 | 6.0312 | 0 | 7.7323 | 0 | 6.0312 | 0 | 7.7323 | 0 | 3.9248 | 3.0614 | 3.9248 | 3.0614 | 0.00037436 | 4562.54 | 24073.9664 | 28636.5065 | 493.5244 | 44.6585 | 37.8146 | 3947.4253 | 0 | 0 | 39.1173 | 0 | 0 | 0 | 0 | 0 | 24073.9664 | 0 | 89723.9577 | 0 | 47924.4936 | 52004.1637 | 40563.2477 | 0 | 0 | 0.13646 | 0 | 1.8604 | 1.748 | 0.66266 | 0.55018 | 0.80903 | -1.724 | -1.6115 | -0.5262 | -0.41372 | 0 | 0 | 0 | 0 | -0.67257 | 0
897 | SCE | SCE-13-SW-002F | Condenser Coil Cleaning on AC Unit with Gas Heat | Condenser Coil Cleaning on AC Unit with Gas Heat | 0.056047 | 0.16179 | 6154.2115 | 0 | 109804.3701 | 38037.5021 | 0.058762 | 0.18669 | 104731.7674 | 32964.8994 | -103650.1587 | -31883.2907 | 6600.9598 | 0 | 44638.4619 | 0.13787 | 62369.4941 | 78.355 | 0 | 48648.2054 | 61.1169 | 0 | 62369.4941 | 78.355 | 0 | 62369.4941 | 78.355 | 0 | 48648.2054 | 61.1169 | 0 | 62369.4941 | 0 | 48648.2054 | 0 | 5.0548 | 0 | 6.4805 | 0 | 5.0548 | 0 | 6.4805 | 0 | 6.7054 | 0 | 8.5967 | 0 | 6.7054 | 0 | 8.5967 | 0 | 4.3636 | 3.4036 | 4.3636 | 3.4036 | 0.00041621 | 5072.6028 | 35559.9952 | 40632.5979 | 548.6973 | 49.651 | 42.042 | 4388.7221 | 0 | 0 | 43.4903 | 0 | 0 | 0 | 0 | 0 | 35559.9952 | 0 | 132532.5226 | 0 | 70789.945 | 57817.8959 | 45097.9588 | 0 | 0 | 0.13646 | 0 | 2.4348 | 2.3223 | 0.84344 | 0.73096 | 0.98981 | -2.2983 | -2.1859 | -0.70698 | -0.5945 | 0 | 0 | 0 | 0 | -0.85335 | 0
898 | SCE | SCE-13-SW-002F | Condenser Coil Cleaning on Heat Pump | Condenser Coil Cleaning on Heat Pump | 0.06159 | 0.1762 | 6806.9516 | 0 | 110520.9966 | 38631.7398 | 0.064883 | 0.20614 | 104910.3734 | 33021.1166 | -103714.045 | -31824.7882 | 6623.4022 | 0 | 45255.142 | 0.15041 | 62581.5422 | 78.068 | 0 | 48813.6029 | 60.893 | 0 | 62581.5422 | 78.068 | 0 | 62581.5422 | 78.068 | 0 | 48813.6029 | 60.893 | 0 | 62581.5422 | 0 | 48813.6029 | 0 | 5.0942 | 0 | 6.531 | 0 | 5.0942 | 0 | 6.531 | 0 | 6.808 | 0 | 8.7281 | 0 | 6.808 | 0 | 8.7281 | 0 | 4.3997 | 3.4318 | 4.3997 | 3.4318 | 0.00046036 | 5610.6232 | 35620.638 | 41231.2611 | 606.8943 | 54.9172 | 46.5012 | 4854.2074 | 0 | 0 | 48.1031 | 0 | 0 | 0 | 0 | 0 | 35620.638 | 0 | 132758.5391 | 0 | 70910.6678 | 58014.4692 | 45251.286 | 0 | 0 | 0.15043 | 0 | 2.4424 | 2.3184 | 0.85372 | 0.72973 | 1.0001 | -2.292 | -2.168 | -0.70329 | -0.5793 | 0 | 0 | 0 | 0 | -0.84966 | 0
899 | SCE | SCE-13-SW-002F | Contractor Baseline Incentive | Contractor Baseline Incentive | 0 | 0 | 0 | 0 | 13663.7127 | 13013.0597 | 0 | 0 | 13663.7127 | 13013.0597 | -13663.7127 | -13013.0597 | 0 | 0 | 13013.0597 | 0 | 0 | 0 | 0 | 0 | 0 | 0 | 0 | 0 | 0 | 0 | 0 | 0 | 0 | 0 | 0 | 0 | 0 | 0 | 0 | 0 | 0 | 0 | 0 | 0 | 0 | 0 | 0 | 0 | 0 | 0 | 0 | 0 | 0 | 0 | 0 | 0 | 0 | 0 | 0 | 0 | 0 | 14037.4868 | 14037.4868 | 0 | 0 | 0 | 0 | 0 | 0 | 0 | 0 | 0 | 0 | 0 | 0 | 14037.4868 | 0 | 14037.4868 | 0 | 0 | 0 | 0 | 0 | 0 | 0 | 0 | 0 | 0 | 0 | 0 | 0 | 0 | 0 | 0 | 0 | 0 | 0 | 0 | 0 | 0 | 0
900 | SCE | SCE-13-SW-002F | Contractor Program Incentive | Contractor Program Incentive | 0 | 0 | 0 | 0 | 110443.5893 | 105184.3708 | 0 | 0 | 110443.5893 | 105184.3708 | -110443.5893 | -105184.3708 | 0 | 0 | 105184.3708 | 0 | 0 | 0 | 0 | 0 | 0 | 0 | 0 | 0 | 0 | 0 | 0 | 0 | 0 | 0 | 0 | 0 | 0 | 0 | 0 | 0 | 0 | 0 | 0 | 0 | 0 | 0 | 0 | 0 | 0 | 0 | 0 | 0 | 0 | 0 | 0 | 0 | 0 | 0 | 0 | 0 | 0 | 113464.8 | 113464.8 | 0 | 0 | 0 | 0 | 0 | 0 | 0 | 0 | 0 | 0 | 0 | 0 | 113464.8 | 0 | 113464.8 | 0 | 0 | 0 | 0 | 0 | 0 | 0 | 0 | 0 | 0 | 0 | 0 | 0 | 0 | 0 | 0 | 0 | 0 | 0 | 0 | 0 | 0 | 0
901 | SCE | SCE-13-SW-002F | Customer Maintenance Incentive post year 1 | Customer Maintenance Incentive post year 1 | 0 | 0 | 0 | 0 | 465073.5369 | 442927.178 | 0 | 0 | 465073.5369 | 442927.178 | -465073.5369 | -442927.178 | 0 | 0 | 442927.178 | 0 | 0 | 0 | 0 | 0 | 0 | 0 | 0 | 0 | 0 | 0 | 0 | 0 | 0 | 0 | 0 | 0 | 0 | 0 | 0 | 0 | 0 | 0 | 0 | 0 | 0 | 0 | 0 | 0 | 0 | 0 | 0 | 0 | 0 | 0 | 0 | 0 | 0 | 0 | 0 | 0 | 0 | 477795.7342 | 477795.7342 | 0 | 0 | 0 | 0 | 0 | 0 | 0 | 0 | 0 | 0 | 0 | 0 | 0 | 477795.7342 | 477795.7342 | 0 | 0 | 0 | 0 | 0 | 0 | 0 | 0 | 0 | 0 | 0 | 0 | 0 | 0 | 0 | 0 | 0 | 0 | 0 | 0 | 0 | 0 | 0
902 | SCE | SCE-13-SW-002F | Customer Maintenance Incentive post year 2 | Customer Maintenance Incentive post year 2 | 0 | 0 | 0 | 0 | 870208.7856 | 828770.272 | 0 | 0 | 870208.7856 | 828770.272 | -870208.7856 | -828770.272 | 0 | 0 | 828770.272 | 0 | 0 | 0 | 0 | 0 | 0 | 0 | 0 | 0 | 0 | 0 | 0 | 0 | 0 | 0 | 0 | 0 | 0 | 0 | 0 | 0 | 0 | 0 | 0 | 0 | 0 | 0 | 0 | 0 | 0 | 0 | 0 | 0 | 0 | 0 | 0 | 0 | 0 | 0 | 0 | 0 | 0 | 894013.5541 | 894013.5541 | 0 | 0 | 0 | 0 | 0 | 0 | 0 | 0 | 0 | 0 | 0 | 0 | 0 | 894013.5541 | 894013.5541 | 0 | 0 | 0 | 0 | 0 | 0 | 0 | 0 | 0 | 0 | 0 | 0 | 0 | 0 | 0 | 0 | 0 | 0 | 0 | 0 | 0 | 0 | 0
903 | SCE | SCE-13-SW-002F | Customer Maintenance Incentive post year 3 | Customer Maintenance Incentive post year 3 | 0 | 0 | 0 | 0 | 361608.8412 | 344389.3725 | 0 | 0 | 361608.8412 | 344389.3725 | -361608.8412 | -344389.3725 | 0 | 0 | 344389.3725 | 0 | 0 | 0 | 0 | 0 | 0 | 0 | 0 | 0 | 0 | 0 | 0 | 0 | 0 | 0 | 0 | 0 | 0 | 0 | 0 | 0 | 0 | 0 | 0 | 0 | 0 | 0 | 0 | 0 | 0 | 0 | 0 | 0 | 0 | 0 | 0 | 0 | 0 | 0 | 0 | 0 | 0 | 371500.7371 | 371500.7371 | 0 | 0 | 0 | 0 | 0 | 0 | 0 | 0 | 0 | 0 | 0 | 0 | 0 | 371500.7371 | 371500.7371 | 0 | 0 | 0 | 0 | 0 | 0 | 0 | 0 | 0 | 0 | 0 | 0 | 0 | 0 | 0 | 0 | 0 | 0 | 0 | 0 | 0 | 0 | 0
904 | SCE | SCE-13-SW-002F | Economizer Control Adjustment on AC Only Unit | Economizer Control Adjustment on AC Only Unit | 0.91945 | 1.0266 | 5589.4697 | 0 | 6079.1355 | 5444.6449 | 3.7971 | 6.6738 | 1472.0206 | 837.53 | -489.6658 | 144.8248 | 5827.3033 | 0 | 11271.9481 | 0.49587 | 33103.3894 | 0.00042481 | 0 | 25820.6437 | 0.00033136 | 0 | 33103.3894 | 0.00042481 | 0 | 33103.3894 | 0.00042481 | 0 | 25820.6437 | 0.00033136 | 0 | 56275.7619 | 0 | 43895.0943 | 0 | 2.6829 | 0 | 3.4396 | 0 | 4.5609 | 0 | 5.8474 | 0 | 3.559 | 0 | 4.5628 | 0 | 6.0503 | 0 | 7.7568 | 0 | 2.316 | 1.8065 | 3.9372 | 3.071 | 0.00037802 | 4607.1149 | 903.4628 | 5510.5777 | 498.346 | 45.0948 | 38.184 | 3985.9906 | 0 | 0 | 39.4995 | 0 | 0 | 0 | 0 | 0 | 903.4628 | 0 | 1723.0353 | 0 | 598.2879 | 50861.8612 | 39672.2518 | 0 | 0 | 0.14089 | 0 | 0.15323 | 0.037105 | 0.13724 | 0.021111 | 0.28413 | -0.012343 | 0.10379 | 0.0036505 | 0.11978 | 0 | 0 | 0 | 0 | -0.14324 | 0
905 | SCE | SCE-13-SW-002F | Economizer Control Adjustment on AC Unit with Gas Heat | Economizer Control Adjustment on AC Unit with Gas Heat | 0.8343 | 0.96409 | 1018.2733 | 0 | 1220.5161 | 1056.2037 | 2.6712 | 4.6948 | 381.2053 | 216.893 | -202.2428 | -37.9304 | 1061.6011 | 0 | 2117.8049 | 0.48082 | 6030.6791 | 0.00076992 | 0 | 4703.9297 | 0.00060054 | 0 | 6030.6791 | 0.00076992 | 0 | 6030.6791 | 0.00076992 | 0 | 4703.9297 | 0.00060054 | 0 | 10252.1544 | 0 | 7996.6804 | 0 | 0.48876 | 0 | 0.62662 | 0 | 0.8309 | 0 | 1.0653 | 0 | 0.64837 | 0 | 0.83124 | 0 | 1.1022 | 0 | 1.4131 | 0 | 0.42193 | 0.3291 | 0.71728 | 0.55947 | 6.8866e-05 | 839.3108 | 233.9674 | 1073.2782 | 90.7872 | 8.2152 | 6.9563 | 726.1562 | 0 | 0 | 7.1959 | 0 | 0 | 0 | 0 | 0 | 233.9674 | 0 | 446.2099 | 0 | 154.937 | 9265.8657 | 7227.3753 | 0 | 0 | 0.14089 | 0 | 0.16887 | 0.052745 | 0.14614 | 0.03001 | 0.29303 | -0.027983 | 0.088147 | -0.0052482 | 0.11088 | 0 | 0 | 0 | 0 | -0.15213 | 0
906 | SCE | SCE-13-SW-002F | Economizer Control Adjustment on Heat Pump | Economizer Control Adjustment on Heat Pump | 1.0206 | 1.0956 | 3214.0958 | 0 | 3149.2223 | 2933.7024 | 6.4281 | 11.2979 | 500.007 | 284.4871 | 64.8735 | 280.3934 | 3037.7302 | 0 | 5971.4325 | 0.53825 | 17256.5525 | -0.00084323 | 0 | 13460.1109 | -0.00065772 | 0 | 17256.5525 | -0.00084323 | 0 | 17256.5525 | -0.00084323 | 0 | 13460.1109 | -0.00065772 | 0 | 29336.1392 | 0 | 22882.1886 | 0 | 1.4047 | 0 | 1.8009 | 0 | 2.388 | 0 | 3.0615 | 0 | 1.8773 | 0 | 2.4067 | 0 | 3.1913 | 0 | 4.0915 | 0 | 1.2132 | 0.9463 | 2.0624 | 1.6087 | 0.00021737 | 2649.2153 | 306.8828 | 2956.098 | 286.5624 | 25.9307 | 21.9569 | 2292.0521 | 0 | 0 | 22.7132 | 0 | 0 | 0 | 0 | 0 | 306.8828 | 0 | 585.2701 | 0 | 203.2228 | 26513.9127 | 20680.8519 | 0 | 0 | 0.15541 | 0 | 0.15228 | 0.024177 | 0.14186 | 0.013756 | 0.28874 | 0.0031369 | 0.13124 | 0.013558 | 0.14166 | 0 | 0 | 0 | 0 | -0.13333 | 0
907 | SCE | SCE-13-SW-002F | Economizer Control Replacement on AC Only Unit | Economizer Control Replacement on AC Only Unit | 0.61441 | 0.72387 | 3680.5156 | 0 | 5990.3641 | 5084.4735 | 1.2448 | 1.7947 | 2956.7027 | 2050.8121 | -2309.8485 | -1403.9579 | 3837.1226 | 0 | 8921.5961 | 0.41254 | 21797.6924 | 0.00096221 | 0 | 17002.2 | 0.00075053 | 0 | 21797.6924 | 0.00096221 | 0 | 21797.6924 | 0.00096221 | 0 | 17002.2 | 0.00075053 | 0 | 37056.077 | 0 | 28903.7401 | 0 | 1.7666 | 0 | 2.2649 | 0 | 3.0033 | 0 | 3.8503 | 0 | 2.3435 | 0 | 3.0045 | 0 | 3.984 | 0 | 5.1076 | 0 | 1.525 | 1.1895 | 2.5926 | 2.0222 | 0.00024892 | 3033.6614 | 2212.2582 | 5245.9196 | 328.1475 | 29.6937 | 25.1432 | 2624.6677 | 0 | 0 | 26.0093 | 0 | 0 | 0 | 0 | 0 | 2212.2582 | 0 | 3323.2737 | 0 | 811.0413 | 33491.1689 | 26123.1117 | 0 | 0 | 0.14089 | 0 | 0.22931 | 0.11318 | 0.19464 | 0.078506 | 0.34152 | -0.088422 | 0.027708 | -0.053744 | 0.062386 | 0 | 0 | 0 | 0 | -0.20063 | 0
908 | SCE | SCE-13-SW-002F | Economizer Control Replacement on AC Unit with Gas Heat | Economizer Control Replacement on AC Unit with Gas Heat | 0.3978 | 0.50096 | 1227.4822 | 0 | 3085.6592 | 2450.244 | 0.59187 | 0.85331 | 2073.9082 | 1438.493 | -1858.177 | -1222.7618 | 1279.7119 | 0 | 3729.9559 | 0.32909 | 7269.7094 | 0.00090899 | 0 | 5670.3733 | 0.00070901 | 0 | 7269.7094 | 0.00090899 | 0 | 7269.7094 | 0.00090899 | 0 | 5670.3733 | 0.00070901 | 0 | 12358.5059 | 0 | 9639.6346 | 0 | 0.58918 | 0 | 0.75536 | 0 | 1.0016 | 0 | 1.2841 | 0 | 0.78158 | 0 | 1.002 | 0 | 1.3287 | 0 | 1.7034 | 0 | 0.50861 | 0.39672 | 0.86464 | 0.67442 | 8.3015e-05 | 1011.751 | 1551.7355 | 2563.4865 | 109.4399 | 9.9031 | 8.3855 | 875.3482 | 0 | 0 | 8.6743 | 0 | 0 | 0 | 0 | 0 | 1551.7355 | 0 | 2331.0307 | 0 | 568.8855 | 11169.5798 | 8712.2722 | 0 | 0 | 0.14089 | 0 | 0.35417 | 0.23804 | 0.28124 | 0.16511 | 0.42813 | -0.21328 | -0.097153 | -0.14035 | -0.02422 | 0 | 0 | 0 | 0 | -0.28724 | 0
909 | SCE | SCE-13-SW-002F | Economizer Control Replacement on Heat Pump | Economizer Control Replacement on Heat Pump | 0.57539 | 0.68587 | 21827.1908 | 0 | 37934.2903 | 31823.9695 | 1.0945 | 1.5779 | 19943.2497 | 13832.929 | -16107.0995 | -9996.7787 | 20629.4774 | 0 | 52453.4469 | 0.41613 | 117190.6783 | 0.0048669 | 0 | 91408.7291 | 0.0037962 | 0 | 117190.6783 | 0.0048669 | 0 | 117190.6783 | 0.0048669 | 0 | 91408.7291 | 0.0037962 | 0 | 199224.1532 | 0 | 155394.8395 | 0 | 9.5394 | 0 | 12.23 | 0 | 16.217 | 0 | 20.7911 | 0 | 12.7486 | 0 | 16.3444 | 0 | 21.6727 | 0 | 27.7855 | 0 | 8.239 | 6.4264 | 14.0063 | 10.9249 | 0.0014762 | 17991.0405 | 14921.8986 | 32912.9392 | 1946.069 | 176.0976 | 149.1108 | 15565.5156 | 0 | 0 | 154.2476 | 0 | 0 | 0 | 0 | 0 | 14921.8986 | 0 | 22415.8071 | 0 | 5470.5532 | 180058.1792 | 140445.3798 | 0 | 0 | 0.15541 | 0 | 0.2701 | 0.142 | 0.22659 | 0.098493 | 0.37348 | -0.11469 | 0.013414 | -0.071179 | 0.056921 | 0 | 0 | 0 | 0 | -0.21807 | 0
910 | SCE | SCE-13-SW-002F | Economizer Functional Test Without Adjustment | Economizer Functional Test Without Adjustment | 0 | 0 | 0 | 0 | 47731.9421 | 45458.9924 | 0 | 0 | 47731.9421 | 45458.9924 | -47731.9421 | -45458.9924 | 0 | 0 | 45458.9924 | 0 | 0 | 0 | 0 | 0 | 0 | 0 | 0 | 0 | 0 | 0 | 0 | 0 | 0 | 0 | 0 | 0 | 0 | 0 | 0 | 0 | 0 | 0 | 0 | 0 | 0 | 0 | 0 | 0 | 0 | 0 | 0 | 0 | 0 | 0 | 0 | 0 | 0 | 0 | 0 | 0 | 0 | 49037.6607 | 49037.6607 | 0 | 0 | 0 | 0 | 0 | 0 | 0 | 0 | 0 | 0 | 0 | 0 | 49037.6607 | 0 | 49037.6607 | 0 | 0 | 0 | 0 | 0 | 0 | 0 | 0 | 0 | 0 | 0 | 0 | 0 | 0 | 0 | 0 | 0 | 0 | 0 | 0 | 0 | 0 | 0
911 | SCE | SCE-13-SW-002F | Economizer Repair (ADEC) on AC Only Unit | Economizer Repair (ADEC) on AC Only Unit | 0.16268 | 0.16967 | 11646.5099 | 0 | 71592.5647 | 68640.5199 | 0.18787 | 0.19726 | 61992.9404 | 59040.8956 | -59946.0548 | -56994.01 | 12142.0723 | 0 | 80782.5922 | 0.14417 | 68975.9447 | 19.9739 | 0 | 53801.2369 | 15.5796 | 0 | 68975.9447 | 19.9739 | 0 | 68975.9447 | 19.9739 | 0 | 53801.2369 | 15.5796 | 0 | 117259.106 | 0 | 91462.1027 | 0 | 5.5903 | 0 | 7.167 | 0 | 9.5034 | 0 | 12.1839 | 0 | 7.4157 | 0 | 9.5073 | 0 | 12.6067 | 0 | 16.1625 | 0 | 4.8258 | 3.7641 | 8.2038 | 6.399 | 0.00078766 | 9599.6244 | 63688.772 | 73288.3964 | 1038.3797 | 93.9618 | 79.5623 | 8305.4175 | 0 | 0 | 82.3031 | 0 | 0 | 0 | 0 | 0 | 63688.772 | 0 | 63688.772 | 0 | 0 | 105978.4208 | 82663.1682 | 0 | 0 | 0.14089 | 0 | 0.86608 | 0.74995 | 0.83036 | 0.71423 | 0.97725 | -0.72518 | -0.60906 | -0.68947 | -0.57334 | 0 | 0 | 0 | 0 | -0.83636 | 0
912 | SCE | SCE-13-SW-002F | Economizer Repair (ADEC) on AC Unit with Gas Heat | Economizer Repair (ADEC) on AC Unit with Gas Heat | 0.15515 | 0.16188 | 49369.1601 | 0 | 318196.9911 | 304982.4907 | 0.1779 | 0.1868 | 277504.5094 | 264290.009 | -268827.831 | -255613.3305 | 46660.1489 | 0 | 351642.6396 | 0.1404 | 265064.1315 | 63.641 | 0 | 206750.0226 | 49.64 | 0 | 265064.1315 | 63.641 | 0 | 265064.1315 | 63.641 | 0 | 206750.0226 | 49.64 | 0 | 450609.0236 | 0 | 351475.0384 | 0 | 21.5765 | 0 | 27.6621 | 0 | 36.68 | 0 | 47.0257 | 0 | 28.8351 | 0 | 36.968 | 0 | 49.0196 | 0 | 62.8457 | 0 | 18.6351 | 14.5354 | 31.6796 | 24.7101 | 0.0033389 | 40692.4817 | 285095.7113 | 325788.1931 | 4401.6562 | 398.301 | 337.2617 | 35206.3827 | 0 | 0 | 348.8801 | 0 | 0 | 0 | 0 | 0 | 285095.7113 | 0 | 285095.7113 | 0 | 0 | 407259.0549 | 317662.0629 | 0 | 0 | 0.15541 | 0 | 1.0017 | 0.87358 | 0.96008 | 0.83198 | 1.107 | -0.84627 | -0.71817 | -0.80467 | -0.67657 | 0 | 0 | 0 | 0 | -0.95156 | 0
913 | SCE | SCE-13-SW-002F | Economizer Repair (ADEC) on Heat Pump | Economizer Repair (ADEC) on Heat Pump | 0.17235 | 0.17969 | 30725.3361 | 0 | 178269.948 | 170986.8709 | 0.20089 | 0.21094 | 152944.62 | 145661.5428 | -147544.612 | -140261.5348 | 29039.3588 | 0 | 200026.2297 | 0.15361 | 164965.0206 | 33.1205 | 0 | 128672.7161 | 25.834 | 0 | 164965.0206 | 33.1205 | 0 | 164965.0206 | 33.1205 | 0 | 128672.7161 | 25.834 | 0 | 280440.535 | 0 | 218743.6173 | 0 | 13.4283 | 0 | 17.2158 | 0 | 22.8281 | 0 | 29.2668 | 0 | 17.9458 | 0 | 23.0074 | 0 | 30.5078 | 0 | 39.1126 | 0 | 11.5977 | 9.0462 | 19.7161 | 15.3785 | 0.002078 | 25325.3281 | 157128.4565 | 182453.7845 | 2739.4099 | 247.8862 | 209.8978 | 21911.0055 | 0 | 0 | 217.1286 | 0 | 0 | 0 | 0 | 0 | 157128.4565 | 0 | 157128.4565 | 0 | 0 | 253461.2964 | 197699.8112 | 0 | 0 | 0.15541 | 0 | 0.90172 | 0.77362 | 0.86488 | 0.73678 | 1.0118 | -0.74631 | -0.61821 | -0.70947 | -0.58137 | 0 | 0 | 0 | 0 | -0.85635 | 0
914 | SCE | SCE-13-SW-002F | Economizer Repair (Non-ADEC) on AC Only Unit | Economizer Repair (Non-ADEC) on AC Only Unit | 0.43929 | 0.65031 | 7205.5542 | 0 | 16402.7032 | 11080.2058 | 0.68863 | 1.4016 | 10463.5322 | 5141.0348 | -9197.149 | -3874.6515 | 7512.1526 | 0 | 18592.3584 | 0.38755 | 42674.5791 | 10.1083 | 0 | 33286.1717 | 7.8845 | 0 | 42674.5791 | 10.1083 | 0 | 42674.5791 | 10.1083 | 0 | 33286.1717 | 7.8845 | 0 | 72546.7845 | 0 | 56586.4919 | 0 | 3.4586 | 0 | 4.4341 | 0 | 5.8797 | 0 | 7.538 | 0 | 4.588 | 0 | 5.8821 | 0 | 7.7996 | 0 | 9.9995 | 0 | 2.9857 | 2.3288 | 5.0756 | 3.959 | 0.00048732 | 5939.171 | 5545.7525 | 11484.9234 | 642.4329 | 58.133 | 49.2242 | 5138.4609 | 0 | 0 | 50.9199 | 0 | 0 | 0 | 0 | 0 | 5545.7525 | 0 | 12551.1535 | 0 | 5113.9427 | 65567.5615 | 51142.698 | 0 | 0 | 0.14089 | 0 | 0.32072 | 0.20459 | 0.21665 | 0.10052 | 0.36354 | -0.17983 | -0.063704 | -0.075762 | 0.040368 | 0 | 0 | 0 | 0 | -0.22265 | 0
915 | SCE | SCE-13-SW-002F | Economizer Repair (Non-ADEC) on AC Unit with Gas Heat | Economizer Repair (Non-ADEC) on AC Unit with Gas Heat | 0.45969 | 0.672 | 8375.5737 | 0 | 18220.042 | 12463.6727 | 0.74012 | 1.5064 | 11316.4837 | 5560.1144 | -9844.4684 | -4088.0991 | 8731.9568 | 0 | 21195.6295 | 0.39516 | 49603.968 | 15.2162 | 0 | 38691.095 | 11.8686 | 0 | 49603.968 | 15.2162 | 0 | 49603.968 | 15.2162 | 0 | 38691.095 | 11.8686 | 0 | 84326.7456 | 0 | 65774.8616 | 0 | 4.0202 | 0 | 5.1541 | 0 | 6.8344 | 0 | 8.762 | 0 | 5.333 | 0 | 6.8372 | 0 | 9.0661 | 0 | 11.6232 | 0 | 3.4705 | 2.707 | 5.8998 | 4.6018 | 0.00056645 | 6903.5584 | 5997.8233 | 12901.3816 | 746.7495 | 67.5725 | 57.2171 | 5972.831 | 0 | 0 | 59.1882 | 0 | 0 | 0 | 0 | 0 | 5997.8233 | 0 | 13574.2807 | 0 | 5530.8139 | 76214.2543 | 59447.1184 | 0 | 0 | 0.14089 | 0 | 0.30649 | 0.19036 | 0.20966 | 0.09353 | 0.35655 | -0.1656 | -0.049471 | -0.068769 | 0.047361 | 0 | 0 | 0 | 0 | -0.21565 | 0
916 | SCE | SCE-13-SW-002F | Economizer Repair (Non-ADEC) on Heat Pump | Economizer Repair (Non-ADEC) on Heat Pump | 0.41712 | 0.6261 | 7358.2595 | 0 | 17640.8078 | 11752.5472 | 0.63566 | 1.2938 | 11575.7696 | 5687.509 | -10282.5482 | -4394.2877 | 7671.3556 | 0 | 19423.9028 | 0.37882 | 43578.9697 | 17.5597 | 0 | 33991.5963 | 13.6965 | 0 | 43578.9697 | 17.5597 | 0 | 43578.9697 | 17.5597 | 0 | 33991.5963 | 13.6965 | 0 | 74084.2484 | 0 | 57785.7138 | 0 | 3.5319 | 0 | 4.5281 | 0 | 6.0043 | 0 | 7.6978 | 0 | 4.6852 | 0 | 6.0067 | 0 | 7.9649 | 0 | 10.2114 | 0 | 3.0489 | 2.3782 | 5.1832 | 4.0429 | 0.00049764 | 6065.0382 | 6135.2468 | 12200.285 | 656.0478 | 59.365 | 50.2674 | 5247.3589 | 0 | 0 | 51.9991 | 0 | 0 | 0 | 0 | 0 | 6135.2468 | 0 | 13885.2977 | 0 | 5657.5372 | 66957.1167 | 52226.5511 | 0 | 0 | 0.14089 | 0 | 0.33777 | 0.22165 | 0.22503 | 0.1089 | 0.37192 | -0.19688 | -0.080754 | -0.084139 | 0.03199 | 0 | 0 | 0 | 0 | -0.23103 | 0
917 | SCE | SCE-13-SW-002F | Evaporator Coil Cleaning on AC Only Unit | Evaporator Coil Cleaning on AC Only Unit | 0.03025 | 0.11682 | 2722.0712 | 0 | 89984.9594 | 23301.9087 | 0.031024 | 0.12926 | 87741.2948 | 21058.2442 | -87262.8881 | -20579.8375 | 2919.6726 | 0 | 26221.5813 | 0.10381 | 27586.6708 | 27.4507 | 0 | 21517.6032 | 21.4115 | 0 | 27586.6708 | 27.4507 | 0 | 27586.6708 | 27.4507 | 0 | 21517.6032 | 21.4115 | 0 | 27586.6708 | 0 | 21517.6032 | 0 | 2.2358 | 0 | 2.8664 | 0 | 2.2358 | 0 | 2.8664 | 0 | 2.9659 | 0 | 3.8024 | 0 | 2.9659 | 0 | 3.8024 | 0 | 1.9301 | 1.5054 | 1.9301 | 1.5054 | 0.0001841 | 2243.6645 | 22716.0123 | 24959.6769 | 242.6945 | 21.9612 | 18.5956 | 1941.1771 | 0 | 0 | 19.2362 | 0 | 0 | 0 | 0 | 0 | 22716.0123 | 0 | 113481.0634 | 0 | 66258.4873 | 25573.4519 | 19947.2925 | 0 | 0 | 0.13646 | 0 | 4.5111 | 4.3987 | 1.1682 | 1.0557 | 1.3145 | -4.3747 | -4.2622 | -1.0317 | -0.91923 | 0 | 0 | 0 | 0 | -1.1781 | 0
918 | SCE | SCE-13-SW-002F | Evaporator Coil Cleaning on AC Unit with Gas Heat | Evaporator Coil Cleaning on AC Unit with Gas Heat | 0.022746 | 0.089462 | 2924.5058 | 0 | 128572.6296 | 32689.9065 | 0.023181 | 0.096584 | 126162.1085 | 30279.3855 | -125648.1238 | -29765.4007 | 3136.8024 | 0 | 35826.7089 | 0.081629 | 29638.2324 | 37.5384 | 0 | 23117.8212 | 29.2799 | 0 | 29638.2324 | 37.5384 | 0 | 29638.2324 | 37.5384 | 0 | 23117.8212 | 29.2799 | 0 | 29638.2324 | 0 | 23117.8212 | 0 | 2.4021 | 0 | 3.0796 | 0 | 2.4021 | 0 | 3.0796 | 0 | 3.1865 | 0 | 4.0852 | 0 | 3.1865 | 0 | 4.0852 | 0 | 2.0736 | 1.6174 | 2.0736 | 1.6174 | 0.00019779 | 2410.5211 | 32663.0695 | 35073.5906 | 260.7431 | 23.5944 | 19.9785 | 2085.5383 | 0 | 0 | 20.6668 | 0 | 0 | 0 | 0 | 0 | 32663.0695 | 0 | 163172.9993 | 0 | 95272.2487 | 27475.2947 | 21430.7299 | 0 | 0 | 0.13646 | 0 | 5.9995 | 5.887 | 1.5254 | 1.4129 | 1.6717 | -5.863 | -5.7505 | -1.3889 | -1.2764 | 0 | 0 | 0 | 0 | -1.5353 | 0
919 | SCE | SCE-13-SW-002F | Evaporator Coil Cleaning on Heat Pump | Evaporator Coil Cleaning on Heat Pump | 0.02667 | 0.10389 | 2912.3758 | 0 | 109201.7895 | 28033.2327 | 0.027269 | 0.11362 | 106801.2666 | 25632.7098 | -106289.4137 | -25120.8569 | 2833.8436 | 0 | 30867.0764 | 0.094352 | 26775.7112 | 32.1833 | 0 | 20885.0548 | 25.103 | 0 | 26775.7112 | 32.1833 | 0 | 26775.7112 | 32.1833 | 0 | 20885.0548 | 25.103 | 0 | 26775.7112 | 0 | 20885.0548 | 0 | 2.1796 | 0 | 2.7943 | 0 | 2.1796 | 0 | 2.7943 | 0 | 2.9128 | 0 | 3.7344 | 0 | 2.9128 | 0 | 3.7344 | 0 | 1.8824 | 1.4683 | 1.8824 | 1.4683 | 0.00019697 | 2400.5229 | 27650.5936 | 30051.1165 | 259.6616 | 23.4965 | 19.8957 | 2076.888 | 0 | 0 | 20.5811 | 0 | 0 | 0 | 0 | 0 | 27650.5936 | 0 | 138132.4646 | 0 | 80651.7658 | 24821.6746 | 19360.9062 | 0 | 0 | 0.15043 | 0 | 5.6403 | 5.5163 | 1.4479 | 1.3239 | 1.5943 | -5.4899 | -5.3659 | -1.2975 | -1.1735 | 0 | 0 | 0 | 0 | -1.4439 | 0
920 | SCE | SCE-13-SW-002F | HVAC Fan Cogged V-Belt replacing Smooth V-Belt | HVAC Fan Cogged V-Belt replacing Smooth V-Belt | 1.1266 | 1.1305 | 106447.5003 | 0 | 94483.8919 | 94162.7183 | 15.7825 | 16.5716 | 6744.6444 | 6423.4708 | 11963.6084 | 12284.782 | 110607.9094 | 0 | 204770.6277 | 0.51984 | 296887.2438 | 94.1653 | 0 | 192976.7085 | 61.2075 | 0 | 296887.2438 | 94.1653 | 0 | 296887.2438 | 94.1653 | 0 | 192976.7085 | 61.2075 | 0 | 1395370.046 | 0 | 906990.5299 | 0 | 20.0514 | 0 | 30.8483 | 0 | 94.2414 | 0 | 144.9868 | 0 | 26.599 | 0 | 40.9216 | 0 | 125.0154 | 0 | 192.3314 | 0 | 20.7712 | 13.5013 | 97.6248 | 63.4561 | 0.0071991 | 87739.2475 | 6929.1457 | 94668.3932 | 9490.6476 | 858.7981 | 727.1881 | 75910.3745 | 0 | 0 | 752.2391 | 0 | 0 | 0 | 0 | 0 | 6929.1457 | 0 | 6929.1457 | 0 | 0 | 1134031.2936 | 737120.3409 | 0 | 0 | 0.14441 | 0 | 0.12818 | 0.00915 | 0.12774 | 0.0087143 | 0.2778 | 0.01623 | 0.13526 | 0.016666 | 0.1357 | 0 | 0 | 0 | 0 | -0.13339 | 0
921 | SCE | SCE-13-SW-002F | Initial Customer Maintenance Incentive | Initial Customer Maintenance Incentive | 0 | 0 | 0 | 0 | 1028067.8326 | 979112.2215 | 0 | 0 | 1028067.8326 | 979112.2215 | -1028067.8326 | -979112.2215 | 0 | 0 | 979112.2215 | 0 | 0 | 0 | 0 | 0 | 0 | 0 | 0 | 0 | 0 | 0 | 0 | 0 | 0 | 0 | 0 | 0 | 0 | 0 | 0 | 0 | 0 | 0 | 0 | 0 | 0 | 0 | 0 | 0 | 0 | 0 | 0 | 0 | 0 | 0 | 0 | 0 | 0 | 0 | 0 | 0 | 0 | 1056190.873 | 1056190.873 | 0 | 0 | 0 | 0 | 0 | 0 | 0 | 0 | 0 | 0 | 0 | 0 | 0 | 1056190.873 | 793860.2554 | 262330.6176 | 0 | 0 | 0 | 0 | 0 | 0 | 0 | 0 | 0 | 0 | 0 | 0 | 0 | 0 | 0 | 0 | 0 | 0 | 0 | 0 | 0 | 0
922 | SCE | SCE-13-SW-002F | Refrigerant Charge Adjustment on First Stage and Second or Higher Stage of Multi-Stage AC Only Unit | Refrigerant Charge Adjustment on First Stage and Second or Higher Stage of Multi-Stage AC Only Unit | 0.51357 | 0.76263 | 7350.9583 | 0 | 14313.5754 | 9638.959 | 0.89053 | 2.0534 | 8254.5552 | 3579.9389 | -6962.6171 | -2288.0007 | 8369.3158 | 0 | 18008.2748 | 0.4082 | 25635.6337 | 14.3931 | 0 | 19995.7943 | 11.2266 | 0 | 38262.1398 | 21.4823 | 0 | 25635.6337 | 14.3931 | 0 | 19995.7943 | 11.2266 | 0 | 84597.5911 | 0 | 65986.121 | 0 | 2.0777 | 0 | 2.6637 | 0 | 6.8563 | 0 | 8.7902 | 0 | 2.7561 | 0 | 3.5335 | 0 | 9.0952 | 0 | 11.6605 | 0 | 1.7936 | 1.399 | 5.9187 | 4.6166 | 0.00049715 | 6059.0201 | 3861.7624 | 9920.7825 | 655.3968 | 59.3061 | 50.2175 | 5242.1522 | 0 | 0 | 51.9475 | 0 | 0 | 0 | 0 | 0 | 3861.7624 | 0 | 10079.1061 | 0 | 4538.6609 | 72211.0483 | 56324.6177 | 0 | 0 | 0.13051 | 0 | 0.25413 | 0.14655 | 0.17113 | 0.063559 | 0.31972 | -0.12362 | -0.016043 | -0.040622 | 0.066952 | 0 | 0 | 0 | 0 | -0.18921 | 0
923 | SCE | SCE-13-SW-002F | Refrigerant Charge Adjustment on First Stage and Second or Higher Stage of Multi-Stage AC Unit with Gas Heat | Refrigerant Charge Adjustment on First Stage and Second or Higher Stage of Multi-Stage AC Unit with Gas Heat | 0.53672 | 0.78442 | 14007.0882 | 0 | 26097.7079 | 17856.5867 | 0.96253 | 2.2194 | 14552.3792 | 6311.258 | -12090.6197 | -3849.4985 | 15947.5459 | 0 | 33804.1326 | 0.41436 | 48848.1323 | 16.2825 | 0 | 38101.5432 | 12.7003 | 0 | 72907.6601 | 24.3022 | 0 | 48848.1323 | 16.2825 | 0 | 38101.5432 | 12.7003 | 0 | 161198.8365 | 0 | 125735.0924 | 0 | 3.959 | 0 | 5.0756 | 0 | 13.0646 | 0 | 16.7495 | 0 | 5.2517 | 0 | 6.733 | 0 | 17.3307 | 0 | 22.2189 | 0 | 3.4176 | 2.6657 | 11.278 | 8.7969 | 0.00094731 | 11545.3287 | 6808.0992 | 18353.4278 | 1248.8442 | 113.0065 | 95.6884 | 9988.8049 | 0 | 0 | 98.9848 | 0 | 0 | 0 | 0 | 0 | 6808.0992 | 0 | 17768.9735 | 0 | 8001.4383 | 137596.5536 | 107325.3118 | 0 | 0 | 0.13051 | 0 | 0.24316 | 0.13559 | 0.16638 | 0.058805 | 0.31497 | -0.11265 | -0.0050807 | -0.035868 | 0.071706 | 0 | 0 | 0 | 0 | -0.18446 | 0
924 | SCE | SCE-13-SW-002F | Refrigerant Charge Adjustment on First Stage and Second or Higher Stage of Multi-Stage Heat Pump | Refrigerant Charge Adjustment on First Stage and Second or Higher Stage of Multi-Stage Heat Pump | 0.60046 | 0.84101 | 3697.425 | 0 | 6157.6355 | 4396.3985 | 1.1889 | 2.7413 | 3110.0365 | 1348.7996 | -2460.2104 | -698.9735 | 3831.0022 | 0 | 8227.4007 | 0.4494 | 11734.5516 | 4.9515 | 0 | 9152.9503 | 3.8621 | 0 | 17514.2561 | 7.3902 | 0 | 11734.5516 | 4.9515 | 0 | 9152.9503 | 3.8621 | 0 | 38724.0203 | 0 | 30204.7359 | 0 | 0.9552 | 0 | 1.2246 | 0 | 3.1522 | 0 | 4.0412 | 0 | 1.2765 | 0 | 1.6366 | 0 | 4.2126 | 0 | 5.4008 | 0 | 0.82499 | 0.64349 | 2.7225 | 2.1235 | 0.00025006 | 3047.5989 | 1454.9811 | 4502.5801 | 329.6551 | 29.8301 | 25.2587 | 2636.7263 | 0 | 0 | 26.1288 | 0 | 0 | 0 | 0 | 0 | 1454.9811 | 0 | 3797.4654 | 0 | 1710.0135 | 33054.1576 | 25782.2429 | 0 | 0 | 0.14341 | 0 | 0.23883 | 0.12063 | 0.17052 | 0.052315 | 0.31911 | -0.095423 | 0.022783 | -0.027111 | 0.091095 | 0 | 0 | 0 | 0 | -0.1757 | 0
925 | SCE | SCE-13-SW-002F | Refrigerant Charge Adjustment on First Stage of Multi-Stage AC Only Unit | Refrigerant Charge Adjustment on First Stage of Multi-Stage AC Only Unit | 0.50121 | 0.75654 | 4917.0444 | 0 | 9810.4435 | 6499.427 | 0.85401 | 2.0098 | 5757.5744 | 2446.5579 | -4893.399 | -1582.3825 | 5598.2222 | 0 | 12097.6492 | 0.40645 | 17147.6351 | 9.7899 | 0 | 13375.1554 | 7.6361 | 0 | 25593.4852 | 14.6117 | 0 | 17147.6351 | 9.7899 | 0 | 13375.1554 | 7.6361 | 0 | 56587.1958 | 0 | 44138.0128 | 0 | 1.3898 | 0 | 1.7817 | 0 | 4.5862 | 0 | 5.8797 | 0 | 1.8436 | 0 | 2.3636 | 0 | 6.0838 | 0 | 7.7997 | 0 | 1.1997 | 0.93577 | 3.959 | 3.088 | 0.00033254 | 4052.8691 | 2639.1583 | 6692.0273 | 438.3939 | 39.6698 | 33.5904 | 3506.4674 | 0 | 0 | 34.7476 | 0 | 0 | 0 | 0 | 0 | 2639.1583 | 0 | 7049.0452 | 0 | 3219.2174 | 48301.8569 | 37675.4483 | 0 | 0 | 0.13051 | 0 | 0.26039 | 0.15282 | 0.17251 | 0.064938 | 0.3211 | -0.12988 | -0.02231 | -0.042 | 0.065573 | 0 | 0 | 0 | 0 | -0.19059 | 0
926 | SCE | SCE-13-SW-002F | Refrigerant Charge Adjustment on First Stage of Multi-Stage AC Unit with Gas Heat | Refrigerant Charge Adjustment on First Stage of Multi-Stage AC Unit with Gas Heat | 0.522 | 0.77637 | 10905.5474 | 0 | 20891.751 | 14046.7539 | 0.91621 | 2.1562 | 11902.8643 | 5057.8672 | -9986.2036 | -3141.2065 | 12416.3363 | 0 | 26463.0902 | 0.4121 | 38031.8602 | 17.4648 | 0 | 29664.851 | 13.6225 | 0 | 56763.9705 | 26.0669 | 0 | 38031.8602 | 17.4648 | 0 | 29664.851 | 13.6225 | 0 | 125505.1387 | 0 | 97894.0082 | 0 | 3.0823 | 0 | 3.9517 | 0 | 10.1717 | 0 | 13.0407 | 0 | 4.0889 | 0 | 5.2421 | 0 | 13.4933 | 0 | 17.2991 | 0 | 2.6608 | 2.0755 | 8.7808 | 6.849 | 0.00073755 | 8988.8867 | 5456.0377 | 14444.9244 | 972.3169 | 87.9839 | 74.5004 | 7777.0186 | 0 | 0 | 77.0669 | 0 | 0 | 0 | 0 | 0 | 5456.0377 | 0 | 14572.7735 | 0 | 6655.2172 | 107129.0273 | 83560.6413 | 0 | 0 | 0.13051 | 0 | 0.25002 | 0.14245 | 0.1681 | 0.060529 | 0.31669 | -0.11951 | -0.011935 | -0.037592 | 0.069981 | 0 | 0 | 0 | 0 | -0.18618 | 0
927 | SCE | SCE-13-SW-002F | Refrigerant Charge Adjustment on First Stage of Multi-Stage Heat Pump | Refrigerant Charge Adjustment on First Stage of Multi-Stage Heat Pump | 0.50637 | 0.76151 | 2330.6763 | 0 | 4602.7562 | 3060.588 | 0.8691 | 2.0453 | 2681.6985 | 1139.5303 | -2272.0799 | -729.9117 | 2414.8768 | 0 | 5475.4648 | 0.42566 | 7396.8887 | 4.1748 | 0 | 5769.5732 | 3.2563 | 0 | 11040.1324 | 6.231 | 0 | 7396.8887 | 4.1748 | 0 | 5769.5732 | 3.2563 | 0 | 24409.7326 | 0 | 19039.5915 | 0 | 0.60211 | 0 | 0.77194 | 0 | 1.987 | 0 | 2.5474 | 0 | 0.80467 | 0 | 1.0316 | 0 | 2.6554 | 0 | 3.4044 | 0 | 0.52003 | 0.40562 | 1.7161 | 1.3386 | 0.00015763 | 1921.0576 | 1229.2376 | 3150.2952 | 207.7985 | 18.8035 | 15.9218 | 1662.0636 | 0 | 0 | 16.4703 | 0 | 0 | 0 | 0 | 0 | 1229.2376 | 0 | 3283.2253 | 0 | 1499.411 | 20835.7278 | 16251.8677 | 0 | 0 | 0.14341 | 0 | 0.28321 | 0.16501 | 0.18832 | 0.070117 | 0.33691 | -0.1398 | -0.021599 | -0.044912 | 0.073293 | 0 | 0 | 0 | 0 | -0.1935 | 0
928 | SCE | SCE-13-SW-002F | Refrigerant Charge Adjustment on Second or Higher Stage of Multi-Stage AC Only Unit | Refrigerant Charge Adjustment on Second or Higher Stage of Multi-Stage AC Only Unit | 0.35056 | 0.57464 | 2072.3904 | 0 | 5911.5946 | 3606.4418 | 0.49302 | 1.0917 | 4203.4289 | 1898.2761 | -3839.2042 | -1534.0514 | 2359.4869 | 0 | 5965.9287 | 0.34737 | 7227.2265 | 2.8776 | 0 | 5637.2367 | 2.2446 | 0 | 10786.9053 | 4.295 | 0 | 7227.2265 | 2.8776 | 0 | 5637.2367 | 2.2446 | 0 | 23849.8475 | 0 | 18602.8811 | 0 | 0.58574 | 0 | 0.75095 | 0 | 1.9329 | 0 | 2.4781 | 0 | 0.77701 | 0 | 0.99617 | 0 | 2.5641 | 0 | 3.2874 | 0 | 0.50564 | 0.3944 | 1.6686 | 1.3015 | 0.00014016 | 1708.1657 | 2047.714 | 3755.8798 | 184.7702 | 16.7197 | 14.1574 | 1477.8734 | 0 | 0 | 14.6451 | 0 | 0 | 0 | 0 | 0 | 2047.714 | 0 | 5104.4264 | 0 | 2231.4 | 20357.8196 | 15879.0993 | 0 | 0 | 0.13051 | 0 | 0.37229 | 0.26471 | 0.22712 | 0.11955 | 0.37571 | -0.24178 | -0.1342 | -0.096608 | 0.010965 | 0 | 0 | 0 | 0 | -0.2452 | 0
929 | SCE | SCE-13-SW-002F | Refrigerant Charge Adjustment on Second or Higher Stage of Multi-Stage AC Unit with Gas Heat | Refrigerant Charge Adjustment on Second or Higher Stage of Multi-Stage AC Unit with Gas Heat | 0.43875 | 0.67508 | 3331.4086 | 0 | 7593.0136 | 4934.8709 | 0.6873 | 1.5219 | 4847.1033 | 2188.9606 | -4261.605 | -1603.4623 | 3792.9219 | 0 | 8727.7928 | 0.3817 | 11617.9099 | 3.9689 | 0 | 9061.9697 | 3.0957 | 0 | 17340.1641 | 5.9237 | 0 | 11617.9099 | 3.9689 | 0 | 9061.9697 | 3.0957 | 0 | 38339.1028 | 0 | 29904.5002 | 0 | 0.94159 | 0 | 1.2072 | 0 | 3.1072 | 0 | 3.9836 | 0 | 1.2491 | 0 | 1.6014 | 0 | 4.1219 | 0 | 5.2845 | 0 | 0.81283 | 0.63401 | 2.6823 | 2.0922 | 0.00022531 | 2745.9103 | 2361.2822 | 5107.1925 | 297.0218 | 26.8772 | 22.7583 | 2375.7108 | 0 | 0 | 23.5423 | 0 | 0 | 0 | 0 | 0 | 2361.2822 | 0 | 5886.0714 | 0 | 2573.0961 | 32725.5986 | 25525.9669 | 0 | 0 | 0.13051 | 0 | 0.29746 | 0.18989 | 0.19333 | 0.085754 | 0.34192 | -0.16695 | -0.059379 | -0.062817 | 0.044756 | 0 | 0 | 0 | 0 | -0.21141 | 0
930 | SCE | SCE-13-SW-002F | Refrigerant Charge Adjustment on Second or Higher Stage of Multi-Stage Heat Pump | Refrigerant Charge Adjustment on Second or Higher Stage of Multi-Stage Heat Pump | 0.40715 | 0.64054 | 1840.4963 | 0 | 4520.4071 | 2873.359 | 0.61281 | 1.357 | 3003.3799 | 1356.3318 | -2679.9109 | -1032.8628 | 1906.988 | 0 | 4780.347 | 0.38501 | 5841.1998 | 3.1327 | 0 | 4556.1359 | 2.4435 | 0 | 8718.2087 | 4.6757 | 0 | 5841.1998 | 3.1327 | 0 | 4556.1359 | 2.4435 | 0 | 19275.9594 | 0 | 15035.2483 | 0 | 0.47548 | 0 | 0.60959 | 0 | 1.5691 | 0 | 2.0116 | 0 | 0.63544 | 0 | 0.81466 | 0 | 2.0969 | 0 | 2.6884 | 0 | 0.41066 | 0.32031 | 1.3552 | 1.057 | 0.00012447 | 1517.0272 | 1463.1063 | 2980.1335 | 164.095 | 14.8488 | 12.5732 | 1312.5039 | 0 | 0 | 13.0063 | 0 | 0 | 0 | 0 | 0 | 1463.1063 | 0 | 3647.1491 | 0 | 1594.3512 | 16453.6273 | 12833.8293 | 0 | 0 | 0.14341 | 0 | 0.35223 | 0.23402 | 0.22389 | 0.10568 | 0.37248 | -0.20882 | -0.090611 | -0.08048 | 0.037726 | 0 | 0 | 0 | 0 | -0.22907 | 0
931 | SCE | SCE-13-SW-002F | Refrigerant Charge Adjustment on Single Stage AC Only Unit | Refrigerant Charge Adjustment on Single Stage AC Only Unit | 0.50898 | 0.57125 | 4092.6944 | 0 | 8040.9689 | 7164.4501 | 0.87684 | 1.0796 | 4667.5696 | 3791.0508 | -3948.2745 | -3071.7558 | 4659.6716 | 0 | 11824.1217 | 0.34613 | 14272.8076 | 10.0614 | 0 | 11132.7899 | 7.8479 | 0 | 21302.6979 | 15.017 | 0 | 14272.8076 | 10.0614 | 0 | 11132.7899 | 7.8479 | 0 | 47100.2651 | 0 | 36738.2068 | 0 | 1.1568 | 0 | 1.483 | 0 | 3.8173 | 0 | 4.894 | 0 | 1.5345 | 0 | 1.9673 | 0 | 5.0638 | 0 | 6.4921 | 0 | 0.99857 | 0.77889 | 3.2953 | 2.5703 | 0.00027679 | 3373.3993 | 4089.4937 | 7462.893 | 364.8965 | 33.0191 | 27.9589 | 2918.6027 | 0 | 0 | 28.9221 | 0 | 0 | 0 | 0 | 0 | 4089.4937 | 0 | 5039.5531 | 0 | 693.5433 | 40203.976 | 31359.1013 | 0 | 0 | 0.13051 | 0 | 0.25642 | 0.14884 | 0.22846 | 0.12089 | 0.37706 | -0.12591 | -0.018332 | -0.097954 | 0.009619 | 0 | 0 | 0 | 0 | -0.24654 | 0
932 | SCE | SCE-13-SW-002F | Refrigerant Charge Adjustment on Single Stage AC Unit with Gas Heat | Refrigerant Charge Adjustment on Single Stage AC Unit with Gas Heat | 0.46707 | 0.52806 | 19829.4003 | 0 | 42454.9093 | 37551.633 | 0.75944 | 0.93503 | 26110.5456 | 21207.2693 | -22625.509 | -17722.2327 | 22576.4461 | 0 | 60128.0791 | 0.32979 | 69152.7856 | 25.7947 | 0 | 53939.1728 | 20.1199 | 0 | 103213.1129 | 38.4996 | 0 | 69152.7856 | 25.7947 | 0 | 53939.1728 | 20.1199 | 0 | 228204.1926 | 0 | 177999.2702 | 0 | 5.6046 | 0 | 7.1854 | 0 | 18.4951 | 0 | 23.7117 | 0 | 7.4347 | 0 | 9.5317 | 0 | 24.5346 | 0 | 31.4546 | 0 | 4.8382 | 3.7738 | 15.9659 | 12.4534 | 0.0013411 | 16344.3637 | 22876.7692 | 39221.1329 | 1767.9499 | 159.9798 | 135.463 | 14140.8413 | 0 | 0 | 140.1297 | 0 | 0 | 0 | 0 | 0 | 22876.7692 | 0 | 28191.4338 | 0 | 3879.7052 | 194791.1728 | 151937.1148 | 0 | 0 | 0.13051 | 0 | 0.27942 | 0.17185 | 0.24715 | 0.13958 | 0.39574 | -0.14891 | -0.04134 | -0.11664 | -0.0090687 | 0 | 0 | 0 | 0 | -0.26523 | 0
933 | SCE | SCE-13-SW-002F | Refrigerant Charge Adjustment on Single Stage Heat Pump | Refrigerant Charge Adjustment on Single Stage Heat Pump | 0.51213 | 0.57447 | 29494.6294 | 0 | 57592.0828 | 51342.2425 | 0.88623 | 1.0911 | 33281.1635 | 27031.3232 | -28097.4534 | -21847.6131 | 30560.1841 | 0 | 81902.4266 | 0.36012 | 93607.375 | 44.3135 | 0 | 73013.7525 | 34.5646 | 0 | 139712.5001 | 66.1396 | 0 | 93607.375 | 44.3135 | 0 | 73013.7525 | 34.5646 | 0 | 308904.3377 | 0 | 240945.3834 | 0 | 7.6197 | 0 | 9.7689 | 0 | 25.1451 | 0 | 32.2373 | 0 | 10.1831 | 0 | 13.0553 | 0 | 33.6042 | 0 | 43.0824 | 0 | 6.581 | 5.1332 | 21.7172 | 16.9394 | 0.0019947 | 24310.9193 | 29159.3101 | 53470.2293 | 2629.6826 | 237.957 | 201.4903 | 21033.3578 | 0 | 0 | 208.4315 | 0 | 0 | 0 | 0 | 0 | 29159.3101 | 0 | 35933.5164 | 0 | 4945.1706 | 263675.4283 | 205666.8341 | 0 | 0 | 0.14341 | 0 | 0.28003 | 0.16182 | 0.24964 | 0.13143 | 0.39823 | -0.13662 | -0.018411 | -0.10623 | 0.011977 | 0 | 0 | 0 | 0 | -0.25482 | 0
934 | SCE | SCE-13-SW-002F | Refrigerant System Test | Refrigerant System Test | 0 | 0 | 0 | 0 | 85530.5707 | 81457.6864 | 0 | 0 | 85530.5707 | 81457.6864 | -85530.5707 | -81457.6864 | 0 | 0 | 81457.6864 | 0 | 0 | 0 | 0 | 0 | 0 | 0 | 0 | 0 | 0 | 0 | 0 | 0 | 0 | 0 | 0 | 0 | 0 | 0 | 0 | 0 | 0 | 0 | 0 | 0 | 0 | 0 | 0 | 0 | 0 | 0 | 0 | 0 | 0 | 0 | 0 | 0 | 0 | 0 | 0 | 0 | 0 | 87870.2798 | 87870.2798 | 0 | 0 | 0 | 0 | 0 | 0 | 0 | 0 | 0 | 0 | 0 | 0 | 87870.2798 | 0 | 87870.2798 | 0 | 0 | 0 | 0 | 0 | 0 | 0 | 0 | 0 | 0 | 0 | 0 | 0 | 0 | 0 | 0 | 0 | 0 | 0 | 0 | 0 | 0 | 0
935 | SCE | SCE-13-SW-002F | Thermostat Replacement | Thermostat Replacement | 0.4592 | 0.46885 | 19055.5319 | 9344.5562 | 61846.5559 | 60573.889 | 0.73886 | 0.76416 | 38437.8112 | 37165.1443 | -33446.4678 | -32173.8009 | 19265.2239 | 10371.6321 | 90210.745 | 0.31482 | 21636.0367 | 0 | 1602.1049 | 16876.1086 | 0 | 1249.6418 | 21636.0367 | 0 | 1602.1049 | 21636.0367 | 0 | 1602.1049 | 16876.1086 | 0 | 1249.6418 | 237996.4035 | 17623.1535 | 185637.1947 | 13746.0597 | 1.7535 | 7.3104 | 2.2481 | 9.3723 | 19.2887 | 80.4144 | 24.7292 | 103.0954 | 2.3261 | 0 | 2.9822 | 0 | 25.5874 | 0 | 32.8043 | 0 | 1.5137 | 1.1807 | 16.651 | 12.9878 | 0.0019207 | 23408.7447 | 40090.896 | 63499.6407 | 2532.0954 | 229.1265 | 194.0131 | 20252.813 | 0 | 0 | 200.6967 | 0 | 0 | 0 | 0 | 0 | 40090.896 | 0 | 39281.0373 | 0 | -591.1968 | 156792.4996 | 122298.1497 | 11610.1683 | 9055.9312 | 0.15581 | 1.0319 | 0.33931 | 0.21088 | 0.33233 | 0.2039 | 0.49493 | -0.1835 | -0.05507 | -0.17652 | -0.048088 | -1.2152 | -0.3647 | -1.169 | -0.31846 | -0.33911 | -2.2458
936 | SCE | SCE-13-SW-002F | Thermostat Replacement, Heat Pump | Thermostat Replacement, Heat Pump | 0.53228 | 0.54236 | 123389.3029 | 0 | 231811.8765 | 227504.0191 | 0.94836 | 0.98083 | 130108.3648 | 125800.5075 | -108422.5736 | -104114.7162 | 114464.1175 | 0 | 341968.1366 | 0.36082 | 128550.276 | 0 | 0 | 100269.2153 | 0 | 0 | 128550.276 | 0 | 0 | 128550.276 | 0 | 0 | 100269.2153 | 0 | 0 | 1414053.0363 | 0 | 1102961.3683 | 0 | 10.4641 | 0 | 13.4155 | 0 | 115.1053 | 0 | 147.5709 | 0 | 13.9844 | 0 | 17.9287 | 0 | 153.8281 | 0 | 197.2156 | 0 | 9.0376 | 7.0493 | 99.4136 | 77.5426 | 0.0083449 | 101703.5116 | 135703.9008 | 237407.4124 | 11001.1451 | 995.4814 | 842.9247 | 87991.9976 | 0 | 0 | 871.9628 | 0 | 0 | 0 | 0 | 0 | 135703.9008 | 0 | 132962.6057 | 0 | -2001.1454 | 931580.9269 | 726633.123 | 0 | 0 | 0.16981 | 0 | 0.31902 | 0.17906 | 0.31309 | 0.17313 | 0.47062 | -0.14921 | -0.0092468 | -0.14328 | -0.0033183 | 0 | 0 | 0 | 0 | -0.30081 | 0
937 | SCE | SCE-13-SW-002F | Unoccupied Fan Control on AC Only Unit | Unoccupied Fan Control on AC Only Unit | 0.98864 | 1.0433 | 27984.3384 | 0 | 28305.9834 | 26823.1932 | 5.3406 | 7.4483 | 5239.92 | 3757.1298 | -321.645 | 1161.1452 | 31861.1203 | 0 | 58684.3135 | 0.47686 | 97592.2077 | 32.9121 | 0 | 76121.922 | 25.6715 | 0 | 97592.2077 | 32.9121 | 0 | 97592.2077 | 32.9121 | 0 | 76121.922 | 25.6715 | 0 | 322054.2855 | 0 | 251202.3427 | 0 | 7.9095 | 0 | 10.1404 | 0 | 26.1013 | 0 | 33.4632 | 0 | 10.4923 | 0 | 13.4517 | 0 | 34.6246 | 0 | 44.3905 | 0 | 6.8279 | 5.3257 | 22.532 | 17.575 | 0.0018926 | 23066.0634 | 4052.9023 | 27118.9657 | 2495.028 | 225.7723 | 191.1729 | 19956.3315 | 0 | 0 | 197.7587 | 0 | 0 | 0 | 0 | 0 | 4052.9023 | 0 | 5843.7674 | 0 | 1307.3315 | 274899.9975 | 214421.9981 | 0 | 0 | 0.13051 | 0 | 0.13201 | 0.024437 | 0.1251 | 0.017522 | 0.27369 | -0.0015001 | 0.10607 | 0.0054152 | 0.11299 | 0 | 0 | 0 | 0 | -0.14318 | 0
938 | SCE | SCE-13-SW-002F | Unoccupied Fan Control on AC Unit with Gas Heat | Unoccupied Fan Control on AC Unit with Gas Heat | 1.0313 | 1.077 | 97367.3447 | 0 | 94411.5393 | 90405.5107 | 6.8779 | 9.5923 | 14156.6011 | 10150.5725 | 2955.8054 | 6961.834 | 110856.0308 | 0 | 201261.5415 | 0.48379 | 339557.5767 | 105.3707 | 0 | 264854.9099 | 82.1892 | 0 | 339557.5767 | 105.3707 | 0 | 339557.5767 | 105.3707 | 0 | 264854.9099 | 82.1892 | 0 | 1120540.0033 | 0 | 874021.2025 | 0 | 27.5199 | 0 | 35.2819 | 0 | 90.8157 | 0 | 116.4304 | 0 | 36.5064 | 0 | 46.8031 | 0 | 120.4711 | 0 | 154.4501 | 0 | 23.7566 | 18.5301 | 78.3968 | 61.1495 | 0.006585 | 80254.9382 | 10949.656 | 91204.5942 | 8681.079 | 785.5412 | 665.1577 | 69435.0885 | 0 | 0 | 688.0718 | 0 | 0 | 0 | 0 | 0 | 10949.656 | 0 | 15788.0053 | 0 | 3531.9949 | 956473.6692 | 746049.462 | 0 | 0 | 0.13051 | 0 | 0.12655 | 0.018975 | 0.12118 | 0.013606 | 0.26977 | 0.0039619 | 0.11154 | 0.0093316 | 0.1169 | 0 | 0 | 0 | 0 | -0.13926 | 0
939 | SCE | SCE-13-SW-002F | Unoccupied Fan Control on Heat Pump | Unoccupied Fan Control on Heat Pump | 1.0485 | 1.0904 | 78058.4376 | 0 | 74446.7999 | 71586.6663 | 7.723 | 10.771 | 10107.2094 | 7247.0759 | 3611.6377 | 6471.7713 | 80878.4607 | 0 | 152465.1271 | 0.51198 | 247734.7775 | 86.5694 | 0 | 193233.1264 | 67.5241 | 0 | 247734.7775 | 86.5694 | 0 | 247734.7775 | 86.5694 | 0 | 193233.1264 | 67.5241 | 0 | 817524.7656 | 0 | 637669.3172 | 0 | 20.1659 | 0 | 25.8537 | 0 | 66.5473 | 0 | 85.3171 | 0 | 26.9499 | 0 | 34.5511 | 0 | 88.9347 | 0 | 114.0188 | 0 | 17.4167 | 13.5851 | 57.4753 | 44.8307 | 0.0052791 | 64339.5905 | 7817.5874 | 72157.1779 | 6959.5352 | 629.7606 | 533.2503 | 55665.424 | 0 | 0 | 551.6204 | 0 | 0 | 0 | 0 | 0 | 7817.5874 | 0 | 11271.9624 | 0 | 2521.6937 | 697825.0754 | 544303.5588 | 0 | 0 | 0.14341 | 0 | 0.13677 | 0.018569 | 0.13152 | 0.013314 | 0.28011 | 0.0066353 | 0.12484 | 0.01189 | 0.1301 | 0 | 0 | 0 | 0 | -0.1367 | 0
940 | SCE | SCE-13-SW-002F | Add VFD with AC unit with Gas Heat and ADEC | Add VFD with AC unit with Gas Heat and ADEC | 0.62491 | 0.65177 | 224675.0986 | 0 | 359531.3237 | 344717.8582 | 1.2887 | 1.4084 | 174343.0946 | 159529.629 | -134856.2252 | -120042.7596 | 214345.8184 | 0 | 559063.6766 | 0.40188 | 472070.9308 | 129.017 | 0 | 354053.1981 | 96.7628 | 0 | 472070.9308 | 129.017 | 0 | 472070.9308 | 129.017 | 0 | 354053.1981 | 96.7628 | 0 | 2360354.6538 | 0 | 1770265.9904 | 0 | 36.9491 | 0 | 49.2654 | 0 | 184.7453 | 0 | 246.3271 | 0 | 49.3792 | 0 | 65.8389 | 0 | 246.896 | 0 | 329.1947 | 0 | 33.1885 | 24.8914 | 165.9423 | 124.4568 | 0.015195 | 185188.2292 | 172088.28 | 357276.5092 | 20031.5854 | 1812.6359 | 1534.851 | 160221.4315 | 0 | 0 | 1587.7254 | 0 | 0 | 0 | 0 | 0 | 0 | 172088.28 | 181921.896 | 0 | 6883.5312 | 1898439.3825 | 1423829.5369 | 0 | 0 | 0.1578 | 0 | 0.25251 | 0.12245 | 0.24211 | 0.11204 | 0.39265 | -0.094714 | 0.03535 | -0.08431 | 0.045754 | 0 | 0 | 0 | 0 | -0.23485 | 0
941 | SCE | SCE-13-SW-002F | Add VFD and NEMA motor with AC unit with Gas Heat and ADEC | Add VFD and NEMA motor with AC unit with Gas Heat and ADEC | 0.51605 | 0.58214 | 14824.9021 | 0 | 28727.8788 | 25466.0677 | 0.89802 | 1.1191 | 16508.4679 | 13246.6567 | -13902.9767 | -10641.1656 | 14143.3376 | 0 | 39609.4053 | 0.37428 | 31149.003 | 8.1496 | 0 | 23361.7523 | 6.1122 | 0 | 31149.003 | 8.1496 | 0 | 31149.003 | 8.1496 | 0 | 23361.7523 | 6.1122 | 0 | 155745.0151 | 0 | 116808.7613 | 0 | 2.438 | 0 | 3.2507 | 0 | 12.1902 | 0 | 16.2536 | 0 | 3.2582 | 0 | 4.3443 | 0 | 16.2911 | 0 | 21.7215 | 0 | 2.1899 | 1.6424 | 10.9495 | 8.2121 | 0.0010026 | 12219.411 | 14289.4732 | 26508.8842 | 1321.7588 | 119.6045 | 101.2752 | 10572.0084 | 0 | 0 | 104.7641 | 0 | 0 | 0 | 0 | 0 | 0 | 14289.4732 | 18028.296 | 0 | 2617.1759 | 125266.1204 | 93949.5903 | 0 | 0 | 0.1578 | 0 | 0.30578 | 0.17572 | 0.27106 | 0.141 | 0.4216 | -0.14798 | -0.01792 | -0.11326 | 0.016799 | 0 | 0 | 0 | 0 | -0.26381 | 0
942 | SCE | SCE-13-SW-002F | Add VFD and PMM with AC unit with Gas Heat and ADEC | Add VFD and PMM with AC unit with Gas Heat and ADEC | 0.51612 | 0.58622 | 9338.6792 | 0 | 18093.8861 | 15930.2655 | 0.89825 | 1.1343 | 10396.4889 | 8232.8684 | -8755.2069 | -6591.5863 | 8909.3399 | 0 | 24839.6054 | 0.37596 | 19621.7515 | 4.9973 | 0 | 14716.3136 | 3.748 | 0 | 19621.7515 | 4.9973 | 0 | 19621.7515 | 4.9973 | 0 | 14716.3136 | 3.748 | 0 | 98108.7576 | 0 | 73581.5682 | 0 | 1.5358 | 0 | 2.0477 | 0 | 7.679 | 0 | 10.2387 | 0 | 2.0525 | 0 | 2.7366 | 0 | 10.2623 | 0 | 13.6831 | 0 | 1.3795 | 1.0346 | 6.8974 | 5.1731 | 0.00063158 | 7697.3971 | 8880.9844 | 16578.3816 | 832.6181 | 75.3427 | 63.7965 | 6659.6456 | 0 | 0 | 65.9942 | 0 | 0 | 0 | 0 | 0 | 0 | 8880.9844 | 11400.8486 | 0 | 1763.9049 | 78909.1287 | 59181.8466 | 0 | 0 | 0.1578 | 0 | 0.30573 | 0.17567 | 0.26917 | 0.13911 | 0.41972 | -0.14794 | -0.017874 | -0.11138 | 0.018685 | 0 | 0 | 0 | 0 | -0.26192 | 0
943 | SCE | SCE-13-SW-002F | Add VFD with AC unit only and ADEC | Add VFD with AC unit only and ADEC | 0.62491 | 0.65177 | 22467.5099 | 0 | 35953.1324 | 34471.7858 | 1.2887 | 1.4084 | 17434.3095 | 15952.9629 | -13485.6225 | -12004.276 | 21434.5818 | 0 | 55906.3677 | 0.40188 | 47207.0931 | 12.9017 | 0 | 35405.3198 | 9.6763 | 0 | 47207.0931 | 12.9017 | 0 | 47207.0931 | 12.9017 | 0 | 35405.3198 | 9.6763 | 0 | 236035.4654 | 0 | 177026.599 | 0 | 3.6949 | 0 | 4.9265 | 0 | 18.4745 | 0 | 24.6327 | 0 | 4.9379 | 0 | 6.5839 | 0 | 24.6896 | 0 | 32.9195 | 0 | 3.3188 | 2.4891 | 16.5942 | 12.4457 | 0.0015195 | 18518.8229 | 17208.828 | 35727.6509 | 2003.1585 | 181.2636 | 153.4851 | 16022.1432 | 0 | 0 | 158.7725 | 0 | 0 | 0 | 0 | 0 | 0 | 17208.828 | 18192.1896 | 0 | 688.3531 | 189843.9383 | 142382.9537 | 0 | 0 | 0.1578 | 0 | 0.25251 | 0.12245 | 0.24211 | 0.11204 | 0.39265 | -0.094714 | 0.03535 | -0.08431 | 0.045754 | 0 | 0 | 0 | 0 | -0.23485 | 0
944 | SCE | SCE-13-SW-002F | Add VFD and NEMA motor with AC unit only and ADEC | Add VFD and NEMA motor with AC unit only and ADEC | 0.51605 | 0.58214 | 5929.9608 | 0 | 11491.1515 | 10186.4271 | 0.89802 | 1.1191 | 6603.3871 | 5298.6627 | -5561.1907 | -4256.4662 | 5657.335 | 0 | 15843.7621 | 0.37428 | 12459.6012 | 3.2598 | 0 | 9344.7009 | 2.4449 | 0 | 12459.6012 | 3.2598 | 0 | 12459.6012 | 3.2598 | 0 | 9344.7009 | 2.4449 | 0 | 62298.006 | 0 | 46723.5045 | 0 | 0.97521 | 0 | 1.3003 | 0 | 4.8761 | 0 | 6.5014 | 0 | 1.3033 | 0 | 1.7377 | 0 | 6.5164 | 0 | 8.6886 | 0 | 0.87596 | 0.65697 | 4.3798 | 3.2848 | 0.00040105 | 4887.7644 | 5715.7893 | 10603.5537 | 528.7035 | 47.8418 | 40.5101 | 4228.8034 | 0 | 0 | 41.9056 | 0 | 0 | 0 | 0 | 0 | 0 | 5715.7893 | 7211.3184 | 0 | 1046.8704 | 50106.4482 | 37579.8361 | 0 | 0 | 0.1578 | 0 | 0.30578 | 0.17572 | 0.27106 | 0.141 | 0.4216 | -0.14798 | -0.01792 | -0.11326 | 0.016799 | 0 | 0 | 0 | 0 | -0.26381 | 0
945 | SCE | SCE-13-SW-002F | Add VFD and PMM with AC unit only and ADEC | Add VFD and PMM with AC unit only and ADEC | 0.51612 | 0.58622 | 3112.8931 | 0 | 6031.2954 | 5310.0885 | 0.89825 | 1.1343 | 3465.4963 | 2744.2895 | -2918.4023 | -2197.1954 | 2969.78 | 0 | 8279.8685 | 0.37596 | 6540.5838 | 1.6658 | 0 | 4905.4379 | 1.2493 | 0 | 6540.5838 | 1.6658 | 0 | 6540.5838 | 1.6658 | 0 | 4905.4379 | 1.2493 | 0 | 32702.9192 | 0 | 24527.1894 | 0 | 0.51193 | 0 | 0.68258 | 0 | 2.5597 | 0 | 3.4129 | 0 | 0.68415 | 0 | 0.9122 | 0 | 3.4208 | 0 | 4.561 | 0 | 0.45983 | 0.34487 | 2.2991 | 1.7244 | 0.00021053 | 2565.799 | 2960.3281 | 5526.1272 | 277.5394 | 25.1142 | 21.2655 | 2219.8819 | 0 | 0 | 21.9981 | 0 | 0 | 0 | 0 | 0 | 0 | 2960.3281 | 3800.2829 | 0 | 587.9683 | 26303.0429 | 19727.2822 | 0 | 0 | 0.1578 | 0 | 0.30573 | 0.17567 | 0.26917 | 0.13911 | 0.41972 | -0.14794 | -0.017874 | -0.11138 | 0.018685 | 0 | 0 | 0 | 0 | -0.26192 | 0
946 | SCE | SCE-13-SW-002F | Add VFD with Heat Pump and ADEC | Add VFD with Heat Pump and ADEC | 0.49012 | 0.51626 | 1792.0635 | 0 | 3656.3952 | 3471.2269 | 0.82232 | 0.89867 | 2179.2887 | 1994.1204 | -1864.3318 | -1679.1634 | 1709.6746 | 0 | 5180.9015 | 0.3459 | 3765.353 | 1.1125 | 0 | 2824.0148 | 0.8344 | 0 | 3765.353 | 1.1125 | 0 | 3765.353 | 1.1125 | 0 | 2824.0148 | 0.8344 | 0 | 18826.7651 | 0 | 14120.0738 | 0 | 0.29471 | 0 | 0.39295 | 0 | 1.4736 | 0 | 1.9648 | 0 | 0.39386 | 0 | 0.52515 | 0 | 1.9693 | 0 | 2.6257 | 0 | 0.26472 | 0.19854 | 1.3236 | 0.9927 | 0.0001212 | 1477.1065 | 2151.1035 | 3628.21 | 159.7768 | 14.458 | 12.2423 | 1277.9653 | 0 | 0 | 12.6641 | 0 | 0 | 0 | 0 | 0 | 0 | 2151.1035 | 2274.0237 | 0 | 86.0441 | 15142.4161 | 11356.8121 | 0 | 0 | 0.1578 | 0 | 0.32196 | 0.19189 | 0.30565 | 0.17559 | 0.45619 | -0.16416 | -0.034096 | -0.14786 | -0.017792 | 0 | 0 | 0 | 0 | -0.2984 | 0
947 | SCE | SCE-13-SW-002F | Add VFD and NEMA motor with Heat Pump and ADEC | Add VFD and NEMA motor with Heat Pump and ADEC | 0.38701 | 0.44718 | 938.1532 | 0 | 2424.1186 | 2097.9375 | 0.56829 | 0.70822 | 1650.8468 | 1324.6657 | -1485.9654 | -1159.7843 | 895.0223 | 0 | 2992.9598 | 0.31345 | 1971.1791 | 0.56154 | 0 | 1478.3843 | 0.42116 | 0 | 1971.1791 | 0.56154 | 0 | 1971.1791 | 0.56154 | 0 | 1478.3843 | 0.42116 | 0 | 9855.8953 | 0 | 7391.9215 | 0 | 0.15428 | 0 | 0.20571 | 0 | 0.77142 | 0 | 1.0286 | 0 | 0.20619 | 0 | 0.27492 | 0 | 1.0309 | 0 | 1.3746 | 0 | 0.13858 | 0.10394 | 0.69291 | 0.51968 | 6.3448e-05 | 773.2718 | 1428.9473 | 2202.2192 | 83.6439 | 7.5688 | 6.4089 | 669.0205 | 0 | 0 | 6.6297 | 0 | 0 | 0 | 0 | 0 | 0 | 1428.9473 | 1802.8296 | 0 | 261.7176 | 7927.1222 | 5945.3416 | 0 | 0 | 0.1578 | 0 | 0.40773 | 0.27767 | 0.35287 | 0.22281 | 0.50341 | -0.24994 | -0.11987 | -0.19507 | -0.065011 | 0 | 0 | 0 | 0 | -0.34562 | 0
948 | SCE | SCE-13-SW-002F | Add VFD and PMM with Heat Pump and ADEC | Add VFD and PMM with Heat Pump and ADEC | 0.38316 | 0.44678 | 388.161 | 0 | 1013.0406 | 868.7992 | 0.56004 | 0.70722 | 693.0993 | 548.8579 | -624.8796 | -480.6382 | 370.3155 | 0 | 1239.1147 | 0.31326 | 815.5755 | 0.22839 | 0 | 611.6816 | 0.17129 | 0 | 815.5755 | 0.22839 | 0 | 815.5755 | 0.22839 | 0 | 611.6816 | 0.17129 | 0 | 4077.8776 | 0 | 3058.4082 | 0 | 0.063835 | 0 | 0.085114 | 0 | 0.31918 | 0 | 0.42557 | 0 | 0.08531 | 0 | 0.11375 | 0 | 0.42655 | 0 | 0.56873 | 0 | 0.057338 | 0.043004 | 0.28669 | 0.21502 | 2.6252e-05 | 319.9413 | 592.0656 | 912.0069 | 34.6077 | 3.1316 | 2.6517 | 276.8073 | 0 | 0 | 2.743 | 0 | 0 | 0 | 0 | 0 | 0 | 592.0656 | 760.0566 | 0 | 117.5937 | 3279.8476 | 2459.8857 | 0 | 0 | 0.1578 | 0 | 0.41182 | 0.28176 | 0.35319 | 0.22312 | 0.50373 | -0.25403 | -0.12396 | -0.19539 | -0.065327 | 0 | 0 | 0 | 0 | -0.34593 | 0
949 | SCE | SCE-13-SW-002F | Add VFD and ADEC to AC unit with Gas Heat | Add VFD and ADEC to AC unit with Gas Heat | 0.45325 | 0.53407 | 5616.8775 | 0 | 12392.5314 | 10517.1087 | 0.72356 | 0.95405 | 7762.8257 | 5887.403 | -6775.654 | -4900.2312 | 5358.6455 | 0 | 15875.7542 | 0.3538 | 11801.7733 | 3.2254 | 0 | 8851.33 | 2.4191 | 0 | 11801.7733 | 3.2254 | 0 | 11801.7733 | 3.2254 | 0 | 8851.33 | 2.4191 | 0 | 59008.8663 | 0 | 44256.6498 | 0 | 0.92373 | 0 | 1.2316 | 0 | 4.6186 | 0 | 6.1582 | 0 | 1.2345 | 0 | 1.646 | 0 | 6.1724 | 0 | 8.2299 | 0 | 0.82971 | 0.62228 | 4.1486 | 3.1114 | 0.00037987 | 4629.7057 | 6350.877 | 10980.5827 | 500.7896 | 45.3159 | 38.3713 | 4005.5358 | 0 | 0 | 39.6931 | 0 | 0 | 0 | 0 | 0 | 0 | 6350.877 | 8624.9007 | 0 | 1591.8166 | 47460.9846 | 35595.7384 | 0 | 0 | 0.1578 | 0 | 0.34815 | 0.21808 | 0.29546 | 0.1654 | 0.446 | -0.19035 | -0.060287 | -0.13766 | -0.0075999 | 0 | 0 | 0 | 0 | -0.28821 | 0
950 | SCE | SCE-13-SW-002F | Add VFD, NEMA motor, and ADEC to AC unit with Gas Heat | Add VFD, NEMA motor, and ADEC to AC unit with Gas Heat | 0.39811 | 0.49066 | 4447.4706 | 0 | 11171.5499 | 9064.192 | 0.59254 | 0.82385 | 7505.7266 | 5398.3687 | -6724.0793 | -4616.7214 | 4243.0013 | 0 | 13307.1933 | 0.33422 | 9344.7009 | 2.4449 | 0 | 7008.5257 | 1.8337 | 0 | 9344.7009 | 2.4449 | 0 | 9344.7009 | 2.4449 | 0 | 7008.5257 | 1.8337 | 0 | 46723.5045 | 0 | 35042.6284 | 0 | 0.73141 | 0 | 0.97521 | 0 | 3.6571 | 0 | 4.8761 | 0 | 0.97747 | 0 | 1.3033 | 0 | 4.8873 | 0 | 6.5164 | 0 | 0.65697 | 0.49273 | 3.2848 | 2.4636 | 0.00030079 | 3665.8233 | 5823.3445 | 9489.1678 | 396.5276 | 35.8813 | 30.3826 | 3171.6025 | 0 | 0 | 31.4292 | 0 | 0 | 0 | 0 | 0 | 0 | 5823.3445 | 8466.1288 | 0 | 1849.949 | 37579.8361 | 28184.8771 | 0 | 0 | 0.1578 | 0 | 0.39637 | 0.2663 | 0.3216 | 0.19153 | 0.47214 | -0.23857 | -0.10851 | -0.1638 | -0.033738 | 0 | 0 | 0 | 0 | -0.31434 | 0
951 | SCE | SCE-13-SW-002F | Add VFD, PMM, and ADEC to AC unit with Gas Heat | Add VFD, PMM, and ADEC to AC unit with Gas Heat | 0.4029 | 0.49729 | 622.5786 | 0 | 1545.2595 | 1251.9339 | 0.60322 | 0.84272 | 1032.0997 | 738.7741 | -922.6809 | -629.3553 | 593.956 | 0 | 1845.8899 | 0.33728 | 1308.1168 | 0.33315 | 0 | 981.0876 | 0.24987 | 0 | 1308.1168 | 0.33315 | 0 | 1308.1168 | 0.33315 | 0 | 981.0876 | 0.24987 | 0 | 6540.5838 | 0 | 4905.4379 | 0 | 0.10239 | 0 | 0.13652 | 0 | 0.51193 | 0 | 0.68258 | 0 | 0.13683 | 0 | 0.18244 | 0 | 0.68415 | 0 | 0.9122 | 0 | 0.091966 | 0.068974 | 0.45983 | 0.34487 | 4.2105e-05 | 513.1598 | 796.9326 | 1310.0924 | 55.5079 | 5.0228 | 4.2531 | 443.9764 | 0 | 0 | 4.3996 | 0 | 0 | 0 | 0 | 0 | 0 | 796.9326 | 1165.6932 | 0 | 258.1324 | 5260.6086 | 3945.4564 | 0 | 0 | 0.1578 | 0 | 0.39166 | 0.26159 | 0.31731 | 0.18725 | 0.46785 | -0.23386 | -0.1038 | -0.15951 | -0.02945 | 0 | 0 | 0 | 0 | -0.31006 | 0
952 | SCE | SCE-13-SW-002F | Add VFD and ADEC to AC unit only | Add VFD and ADEC to AC unit only | 0.45325 | 0.53407 | 2808.4387 | 0 | 6196.2657 | 5258.5544 | 0.72356 | 0.95405 | 3881.4128 | 2943.7015 | -3387.827 | -2450.1156 | 2679.3227 | 0 | 7937.8771 | 0.3538 | 5900.8866 | 1.6127 | 0 | 4425.665 | 1.2095 | 0 | 5900.8866 | 1.6127 | 0 | 5900.8866 | 1.6127 | 0 | 4425.665 | 1.2095 | 0 | 29504.4332 | 0 | 22128.3249 | 0 | 0.46186 | 0 | 0.61582 | 0 | 2.3093 | 0 | 3.0791 | 0 | 0.61724 | 0 | 0.82299 | 0 | 3.0862 | 0 | 4.1149 | 0 | 0.41486 | 0.31114 | 2.0743 | 1.5557 | 0.00018994 | 2314.8529 | 3175.4385 | 5490.2914 | 250.3948 | 22.6579 | 19.1856 | 2002.7679 | 0 | 0 | 19.8466 | 0 | 0 | 0 | 0 | 0 | 0 | 3175.4385 | 4312.4504 | 0 | 795.9083 | 23730.4923 | 17797.8692 | 0 | 0 | 0.1578 | 0 | 0.34815 | 0.21808 | 0.29546 | 0.1654 | 0.446 | -0.19035 | -0.060287 | -0.13766 | -0.0075999 | 0 | 0 | 0 | 0 | -0.28821 | 0
953 | SCE | SCE-13-SW-002F | Add VFD, NEMA motor, and ADEC with AC unit only | Add VFD, NEMA motor, and ADEC with AC unit only | 0.39811 | 0.49066 | 1482.4902 | 0 | 3723.85 | 3021.3973 | 0.59254 | 0.82385 | 2501.9089 | 1799.4562 | -2241.3598 | -1538.9071 | 1414.3338 | 0 | 4435.7311 | 0.33422 | 3114.9003 | 0.81496 | 0 | 2336.1752 | 0.61122 | 0 | 3114.9003 | 0.81496 | 0 | 3114.9003 | 0.81496 | 0 | 2336.1752 | 0.61122 | 0 | 15574.5015 | 0 | 11680.8761 | 0 | 0.2438 | 0 | 0.32507 | 0 | 1.219 | 0 | 1.6254 | 0 | 0.32582 | 0 | 0.43443 | 0 | 1.6291 | 0 | 2.1721 | 0 | 0.21899 | 0.16424 | 1.0949 | 0.82121 | 0.00010026 | 1221.9411 | 1941.1148 | 3163.0559 | 132.1759 | 11.9604 | 10.1275 | 1057.2008 | 0 | 0 | 10.4764 | 0 | 0 | 0 | 0 | 0 | 0 | 1941.1148 | 2822.0429 | 0 | 616.6497 | 12526.612 | 9394.959 | 0 | 0 | 0.1578 | 0 | 0.39637 | 0.2663 | 0.3216 | 0.19153 | 0.47214 | -0.23857 | -0.10851 | -0.1638 | -0.033738 | 0 | 0 | 0 | 0 | -0.31434 | 0
954 | SCE | SCE-13-SW-002F | Add VFD, PMM, and ADEC with AC unit only | Add VFD, PMM, and ADEC with AC unit only | 0.4029 | 0.49729 | 622.5786 | 0 | 1545.2595 | 1251.9339 | 0.60322 | 0.84272 | 1032.0997 | 738.7741 | -922.6809 | -629.3553 | 593.956 | 0 | 1845.8899 | 0.33728 | 1308.1168 | 0.33315 | 0 | 981.0876 | 0.24987 | 0 | 1308.1168 | 0.33315 | 0 | 1308.1168 | 0.33315 | 0 | 981.0876 | 0.24987 | 0 | 6540.5838 | 0 | 4905.4379 | 0 | 0.10239 | 0 | 0.13652 | 0 | 0.51193 | 0 | 0.68258 | 0 | 0.13683 | 0 | 0.18244 | 0 | 0.68415 | 0 | 0.9122 | 0 | 0.091966 | 0.068974 | 0.45983 | 0.34487 | 4.2105e-05 | 513.1598 | 796.9326 | 1310.0924 | 55.5079 | 5.0228 | 4.2531 | 443.9764 | 0 | 0 | 4.3996 | 0 | 0 | 0 | 0 | 0 | 0 | 796.9326 | 1165.6932 | 0 | 258.1324 | 5260.6086 | 3945.4564 | 0 | 0 | 0.1578 | 0 | 0.39166 | 0.26159 | 0.31731 | 0.18725 | 0.46785 | -0.23386 | -0.1038 | -0.15951 | -0.02945 | 0 | 0 | 0 | 0 | -0.31006 | 0
955 | SCE | SCE-13-SW-002F | Add VFD and ADEC to Heat Pump | Add VFD and ADEC to Heat Pump | 0.33443 | 0.40537 | 1792.0635 | 0 | 5358.5194 | 4420.808 | 0.4617 | 0.60878 | 3881.4128 | 2943.7015 | -3566.4559 | -2628.7446 | 1709.6746 | 0 | 6130.4826 | 0.29232 | 3765.353 | 1.1125 | 0 | 2824.0148 | 0.8344 | 0 | 3765.353 | 1.1125 | 0 | 3765.353 | 1.1125 | 0 | 2824.0148 | 0.8344 | 0 | 18826.7651 | 0 | 14120.0738 | 0 | 0.29471 | 0 | 0.39295 | 0 | 1.4736 | 0 | 1.9648 | 0 | 0.39386 | 0 | 0.52515 | 0 | 1.9693 | 0 | 2.6257 | 0 | 0.26472 | 0.19854 | 1.3236 | 0.9927 | 0.0001212 | 1477.1065 | 3175.4385 | 4652.545 | 159.7768 | 14.458 | 12.2423 | 1277.9653 | 0 | 0 | 12.6641 | 0 | 0 | 0 | 0 | 0 | 0 | 3175.4385 | 4312.4504 | 0 | 795.9083 | 15142.4161 | 11356.8121 | 0 | 0 | 0.1578 | 0 | 0.47183 | 0.34177 | 0.38926 | 0.2592 | 0.53981 | -0.31404 | -0.18397 | -0.23147 | -0.10141 | 0 | 0 | 0 | 0 | -0.38201 | 0
956 | SCE | SCE-13-SW-002F | Add VFD, NEMA motor, and ADEC to Heat Pump | Add VFD, NEMA motor, and ADEC to Heat Pump | 0.28644 | 0.36465 | 938.1532 | 0 | 3275.1807 | 2572.7281 | 0.37497 | 0.52135 | 2501.9089 | 1799.4562 | -2337.0275 | -1634.5749 | 895.0223 | 0 | 3467.7503 | 0.27054 | 1971.1791 | 0.56154 | 0 | 1478.3843 | 0.42116 | 0 | 1971.1791 | 0.56154 | 0 | 1971.1791 | 0.56154 | 0 | 1478.3843 | 0.42116 | 0 | 9855.8953 | 0 | 7391.9215 | 0 | 0.15428 | 0 | 0.20571 | 0 | 0.77142 | 0 | 1.0286 | 0 | 0.20619 | 0 | 0.27492 | 0 | 1.0309 | 0 | 1.3746 | 0 | 0.13858 | 0.10394 | 0.69291 | 0.51968 | 6.3448e-05 | 773.2718 | 1941.1148 | 2714.3867 | 83.6439 | 7.5688 | 6.4089 | 669.0205 | 0 | 0 | 6.6297 | 0 | 0 | 0 | 0 | 0 | 0 | 1941.1148 | 2822.0429 | 0 | 616.6497 | 7927.1222 | 5945.3416 | 0 | 0 | 0.1578 | 0 | 0.55088 | 0.42082 | 0.43273 | 0.30267 | 0.58327 | -0.39309 | -0.26302 | -0.27493 | -0.14487 | 0 | 0 | 0 | 0 | -0.42548 | 0
957 | SCE | SCE-13-SW-002F | Add VFD, PMM, and ADEC to Heat Pump | Add VFD, PMM, and ADEC to Heat Pump | 0.28709 | 0.36663 | 388.161 | 0 | 1352.041 | 1058.7154 | 0.37609 | 0.52541 | 1032.0997 | 738.7741 | -963.8801 | -670.5544 | 370.3155 | 0 | 1429.031 | 0.27163 | 815.5755 | 0.22839 | 0 | 611.6816 | 0.17129 | 0 | 815.5755 | 0.22839 | 0 | 815.5755 | 0.22839 | 0 | 611.6816 | 0.17129 | 0 | 4077.8776 | 0 | 3058.4082 | 0 | 0.063835 | 0 | 0.085114 | 0 | 0.31918 | 0 | 0.42557 | 0 | 0.08531 | 0 | 0.11375 | 0 | 0.42655 | 0 | 0.56873 | 0 | 0.057338 | 0.043004 | 0.28669 | 0.21502 | 2.6252e-05 | 319.9413 | 796.9326 | 1116.8739 | 34.6077 | 3.1316 | 2.6517 | 276.8073 | 0 | 0 | 2.743 | 0 | 0 | 0 | 0 | 0 | 0 | 796.9326 | 1165.6932 | 0 | 258.1324 | 3279.8476 | 2459.8857 | 0 | 0 | 0.1578 | 0 | 0.54964 | 0.41957 | 0.43039 | 0.30033 | 0.58093 | -0.39184 | -0.26178 | -0.2726 | -0.14253 | 0 | 0 | 0 | 0 | -0.42314 | 0
958 | SCE | SCE-13-SW-002F | Quality Installation w/o Unit Replacement | Quality Installation w/o Unit Replacement | 0.69271 | 0.78379 | 735931.4277 | 0 | 1062389.696 | 938944.1497 | 1.6146 | 2.2143 | 455798.94 | 332353.3938 | -326458.2683 | -203012.722 | 686339.5081 | 0 | 1625283.6578 | 0.4528 | 932144.85 | 409.734 | 0 | 699108.6375 | 307.3005 | 0 | 932144.85 | 409.734 | 0 | 932144.85 | 409.734 | 0 | 699108.6375 | 307.3005 | 0 | 8389303.65 | 0 | 6291977.7375 | 0 | 72.9591 | 0 | 97.2788 | 0 | 656.6321 | 0 | 875.5095 | 0 | 97.5035 | 0 | 130.0047 | 0 | 877.5314 | 0 | 1170.0419 | 0 | 65.5335 | 49.1501 | 589.8015 | 442.3511 | 0.049772 | 606590.7559 | 358517.25 | 965108.0059 | 65614.184 | 5937.3545 | 5027.4599 | 524811.1054 | 0 | 0 | 5200.6522 | 0 | 0 | 0 | 0 | 0 | 0 | 358517.25 | 512167.5 | 0 | 107555.175 | 5896539.8696 | 4422404.9022 | 0 | 0 | 0.16641 | 0 | 0.24023 | 0.10307 | 0.21232 | 0.075152 | 0.36751 | -0.073819 | 0.063344 | -0.045906 | 0.091258 | 0 | 0 | 0 | 0 | -0.2011 | 0
959 | SCE | SCE-13-SW-002F | <55kBtu/hr To Code Savings Portion Package System Air Conditioner DX Equipment | <55kBtu/hr To Code Savings Portion Package System Air Conditioner DX Equipment | 0.34644 | 0.60043 | 98402.2173 | -1340.9931 | 280171.2386 | 161652.3712 | 0.48759 | 1.2051 | 199063.3077 | 80544.4403 | -183110.0144 | -64591.1471 | 104149.5004 | -1757.8631 | 264044.0085 | 0.36759 | 63715.7696 | 39.3648 | -148.5157 | 57344.1926 | 35.4283 | -133.6641 | 191147.3087 | 118.0943 | -445.547 | 191147.3087 | 118.0943 | -445.547 | 172032.5778 | 106.2849 | -400.9923 | 955736.5436 | -2227.735 | 860162.8892 | -2004.9615 | 5.9584 | -0.78193 | 6.6204 | -0.86882 | 89.3757 | -11.729 | 99.3064 | -13.0322 | 7.9041 | 0 | 8.7823 | 0 | 118.5609 | 0 | 131.7343 | 0 | 4.4578 | 4.012 | 66.8666 | 60.1799 | 0.006655 | 81107.9309 | 86885.1403 | 167993.0712 | 8773.3462 | 793.8903 | 672.2273 | 70173.082 | 0 | 0 | 695.385 | 0 | 0 | 0 | 0 | 0 | 0 | 86885.1403 | 0 | 86885.1403 | 0 | 768701.3859 | 691831.2473 | -1791.773 | -1612.5957 | 0.14223 | 0.83157 | 0.40497 | 0.28773 | 0.23366 | 0.11642 | 0.38166 | -0.26274 | -0.1455 | -0.091424 | 0.025812 | 0.83157 | 0.83157 | 0.83157 | 0.83157 | -0.23943 | 0.83157
960 | SCE | SCE-13-SW-002F | 55to65kBtu/hr To Code Savings Portion Package System Air Conditioner DX Equipment | 55to65kBtu/hr To Code Savings Portion Package System Air Conditioner DX Equipment | 0.54547 | 0.7559 | 166169.6335 | -2950.2205 | 299225.9613 | 215925.978 | 1.0059 | 2.0671 | 162260.8042 | 78960.8209 | -136006.5483 | -52706.565 | 175874.9425 | -3867.3455 | 387933.575 | 0.42074 | 107595.4015 | 41.907 | -326.7384 | 96835.8613 | 37.7163 | -294.0646 | 322786.2045 | 125.721 | -980.2152 | 322786.2045 | 125.721 | -980.2152 | 290507.584 | 113.1489 | -882.1937 | 1613931.0223 | -4901.0762 | 1452537.9201 | -4410.9685 | 10.0618 | -1.7203 | 11.1798 | -1.9114 | 150.9268 | -25.8042 | 167.6965 | -28.6713 | 13.3474 | 0 | 14.8305 | 0 | 200.2112 | 0 | 222.4568 | 0 | 7.5277 | 6.775 | 112.9161 | 101.6245 | 0.011238 | 136965.1571 | 85176.8536 | 222142.0107 | 14815.3544 | 1340.6249 | 1135.1753 | 118499.7212 | 0 | 0 | 1174.2812 | 0 | 0 | 0 | 0 | 0 | 0 | 85176.8536 | 0 | 85176.8536 | 0 | 1298088.9158 | 1168280.0242 | -3941.9483 | -3547.7535 | 0.14223 | 0.83157 | 0.25613 | 0.13889 | 0.18482 | 0.067587 | 0.33206 | -0.11389 | 0.0033458 | -0.042589 | 0.074647 | 0.83157 | 0.83157 | 0.83157 | 0.83157 | -0.18982 | 0.83157
961 | SCE | SCE-13-SW-002F | 65-135 kBtu/hr To Code Savings Portion Air Source Unitary Air Conditioner DX Equipment | 65-135 kBtu/hr To Code Savings Portion Air Source Unitary Air Conditioner DX Equipment | 0.46809 | 0.6011 | 152976.1805 | -3653.7563 | 319002.5434 | 248413.6545 | 0.77404 | 1.2207 | 192912.0771 | 122323.1881 | -169680.1193 | -99091.2304 | 161910.9122 | -4789.5872 | 405534.9796 | 0.36821 | 99052.5959 | 19.1771 | -404.6554 | 89147.3363 | 17.2594 | -364.1898 | 297157.7877 | 57.5314 | -1213.9661 | 297157.7877 | 57.5314 | -1213.9661 | 267442.0089 | 51.7783 | -1092.5695 | 1485788.9385 | -6069.8305 | 1337210.0447 | -5462.8474 | 9.2629 | -2.1305 | 10.2921 | -2.3672 | 138.9436 | -31.9577 | 154.3818 | -35.5085 | 12.2877 | 0 | 13.653 | 0 | 184.3149 | 0 | 204.7943 | 0 | 6.9301 | 6.237 | 103.9508 | 93.5557 | 0.010346 | 126090.4664 | 131952.8365 | 258043.3028 | 13639.0523 | 1234.1827 | 1045.0452 | 109091.1399 | 0 | 0 | 1081.0462 | 0 | 0 | 0 | 0 | 0 | 0 | 131952.8365 | 0 | 131952.8365 | 0 | 1195023.9048 | 1075521.5143 | -4881.9804 | -4393.7824 | 0.14223 | 0.83157 | 0.2966 | 0.17937 | 0.23097 | 0.11373 | 0.37706 | -0.15437 | -0.037132 | -0.088736 | 0.028501 | 0.83157 | 0.83157 | 0.83157 | 0.83157 | -0.23482 | 0.83157
962 | SCE | SCE-13-SW-002F | 135-240 kBtu/hr To Code Savings Portion Air Source Unitary Air Conditioner DX Equipment | 135-240 kBtu/hr To Code Savings Portion Air Source Unitary Air Conditioner DX Equipment | 0.48031 | 0.60181 | 97020.5873 | -2682.5815 | 196411.2295 | 156757.889 | 0.81017 | 1.2285 | 116442.1059 | 76788.7653 | -102073.2237 | -62419.8832 | 102687.1748 | -3516.5065 | 255928.5574 | 0.36861 | 62821.1595 | 17.7706 | -297.0973 | 56539.0435 | 15.9936 | -267.3875 | 188463.4784 | 53.3118 | -891.2918 | 188463.4784 | 53.3118 | -891.2918 | 169617.1305 | 47.9807 | -802.1626 | 942317.3918 | -4456.4588 | 848085.6526 | -4010.8129 | 5.8747 | -1.5642 | 6.5275 | -1.738 | 88.1209 | -23.4633 | 97.9121 | -26.0703 | 7.7931 | 0 | 8.659 | 0 | 116.8962 | 0 | 129.8847 | 0 | 4.3952 | 3.9557 | 65.9277 | 59.3349 | 0.0065616 | 79969.1237 | 82833.8073 | 162802.931 | 8650.1628 | 782.7436 | 662.7888 | 69187.8071 | 0 | 0 | 685.6214 | 0 | 0 | 0 | 0 | 0 | 0 | 82833.8073 | 0 | 82833.8073 | 0 | 757908.3272 | 682117.4945 | -3584.3414 | -3225.9073 | 0.14223 | 0.83157 | 0.28794 | 0.17071 | 0.22981 | 0.11257 | 0.3752 | -0.14571 | -0.028472 | -0.087576 | 0.02966 | 0.83157 | 0.83157 | 0.83157 | 0.83157 | -0.23296 | 0.83157
963 | SCE | SCE-13-SW-002F | 240-760 kBtu/hr To Code Savings Portion Air Source Unitary Air Conditioner DX Equipment | 240-760 kBtu/hr To Code Savings Portion Air Source Unitary Air Conditioner DX Equipment | 0.57396 | 0.6308 | 1008837.5127 | -28702.9439 | 1707671.1663 | 1553807.4635 | 1.1187 | 1.357 | 876137.838 | 722274.1353 | -727536.5975 | -573672.8947 | 1067759.7093 | -37625.7308 | 2583941.442 | 0.37932 | 653225.7125 | 164.1375 | -3178.8656 | 587903.1413 | 147.7238 | -2860.979 | 1959677.1376 | 492.4125 | -9536.5968 | 1959677.1376 | 492.4125 | -9536.5968 | 1763709.4238 | 443.1713 | -8582.9371 | 9798385.6879 | -47682.9838 | 8818547.1191 | -42914.6854 | 61.0864 | -16.7367 | 67.8738 | -18.5964 | 916.2965 | -251.0509 | 1018.1072 | -278.9455 | 81.0339 | 0 | 90.0376 | 0 | 1215.508 | 0 | 1350.5645 | 0 | 45.7019 | 41.1317 | 685.5281 | 616.9753 | 0.068228 | 831533.3283 | 779133.722 | 1610667.0503 | 89945.9483 | 8139.1088 | 6891.7972 | 719427.2595 | 0 | 0 | 7129.2145 | 0 | 0 | 0 | 0 | 0 | 0 | 779133.722 | 0 | 779133.722 | 0 | 7880867.0743 | 7092780.3669 | -38351.5478 | -34516.393 | 0.14223 | 0.83157 | 0.24076 | 0.12353 | 0.21907 | 0.10183 | 0.36431 | -0.098527 | 0.018709 | -0.076834 | 0.040402 | 0.83157 | 0.83157 | 0.83157 | 0.83157 | -0.22207 | 0.83157
964 | SCE | SCE-13-SW-002F | ≥760 kBtu/hr To Code Savings Portion Air Source Unitary Air Conditioner DX Equipment | ≥760 kBtu/hr To Code Savings Portion Air Source Unitary Air Conditioner DX Equipment | 0.51117 | 0.5452 | 112465.6556 | -1217.5965 | 217635.6721 | 204049.2232 | 0.89044 | 0.99909 | 124935.9661 | 111349.5172 | -106387.613 | -92801.1641 | 119034.3283 | -1596.1066 | 321487.445 | 0.34604 | 72821.8936 | 30.237 | -134.8494 | 65539.7042 | 27.2133 | -121.3645 | 218465.6808 | 90.7111 | -404.5483 | 218465.6808 | 90.7111 | -404.5483 | 196619.1127 | 81.64 | -364.0935 | 1092328.4038 | -2022.7414 | 983095.5634 | -1820.4673 | 6.8099 | -0.70998 | 7.5666 | -0.78887 | 102.1491 | -10.6497 | 113.499 | -11.833 | 9.0337 | 0 | 10.0374 | 0 | 135.5054 | 0 | 150.5615 | 0 | 5.0949 | 4.5854 | 76.423 | 68.7807 | 0.0076061 | 92699.7061 | 120115.2852 | 212814.9913 | 10027.2144 | 907.3515 | 768.3006 | 80202.0715 | 0 | 0 | 794.768 | 0 | 0 | 0 | 0 | 0 | 0 | 120115.2852 | 0 | 120115.2852 | 0 | 878562.5741 | 790706.3167 | -1626.8962 | -1464.2066 | 0.14223 | 0.83157 | 0.27524 | 0.15801 | 0.25806 | 0.14082 | 0.40658 | -0.13301 | -0.015771 | -0.11583 | 0.0014116 | 0.83157 | 0.83157 | 0.83157 | 0.83157 | -0.26435 | 0.83157
965 | SCE | SCE-13-SW-002F | 55to65kBtu/hr To Code Savings Portion Split System Air Conditioner DX Equipment | 55to65kBtu/hr To Code Savings Portion Split System Air Conditioner DX Equipment | 0.62675 | 0.71796 | 111369.6466 | -2256.383 | 174094.0878 | 151977.8317 | 1.3258 | 1.8131 | 82297.7661 | 60181.51 | -64980.8242 | -42864.5681 | 117874.3058 | -2957.8171 | 266894.3204 | 0.40883 | 72112.224 | 30.5207 | -249.8956 | 64901.0016 | 27.4686 | -224.906 | 216336.6721 | 91.562 | -749.6867 | 216336.6721 | 91.562 | -749.6867 | 194703.0049 | 82.4058 | -674.718 | 1081683.3606 | -3748.4334 | 973515.0245 | -3373.5901 | 6.7436 | -1.3157 | 7.4929 | -1.4619 | 101.1537 | -19.7355 | 112.393 | -21.9283 | 8.9457 | 0 | 9.9396 | 0 | 134.1848 | 0 | 149.0943 | 0 | 5.0452 | 4.5407 | 75.6782 | 68.1104 | 0.007532 | 91796.3217 | 64919.179 | 156715.5007 | 9929.4964 | 898.5091 | 760.8133 | 79420.4801 | 0 | 0 | 787.0228 | 0 | 0 | 0 | 0 | 0 | 0 | 64919.179 | 0 | 64919.179 | 0 | 870000.7382 | 783000.6644 | -3014.8747 | -2713.3873 | 0.14223 | 0.83157 | 0.22234 | 0.10511 | 0.1941 | 0.07686 | 0.34086 | -0.080108 | 0.037129 | -0.051862 | 0.065374 | 0.83157 | 0.83157 | 0.83157 | 0.83157 | -0.19863 | 0.83157
966 | SCE | SCE-13-SW-002F | <55kBtu/hr To Code Savings Portion Package System Heat Pump | <55kBtu/hr To Code Savings Portion Package System Heat Pump | 0.40157 | 0.64101 | 37988.7262 | -0.062074 | 94600.7284 | 59264.0073 | 0.60025 | 1.3591 | 63288.5582 | 27951.8371 | -56612.0643 | -21275.3432 | 36242.2212 | -0.081371 | 95506.1471 | 0.39776 | 22171.9836 | 14.0389 | -0.0068747 | 19954.7852 | 12.635 | -0.0061872 | 66515.9507 | 42.1167 | -0.020624 | 66515.9507 | 42.1167 | -0.020624 | 59864.3556 | 37.905 | -0.018562 | 332579.7536 | -0.10312 | 299321.7782 | -0.092809 | 2.0825 | -3.6195e-05 | 2.3139 | -4.0217e-05 | 31.2373 | -0.00054293 | 34.7081 | -0.00060326 | 2.7831 | 0 | 3.0923 | 0 | 41.7459 | 0 | 46.3843 | 0 | 1.5588 | 1.4029 | 23.3817 | 21.0435 | 0.0025692 | 31312.1702 | 30152.2895 | 61464.4598 | 3386.9994 | 306.4858 | 259.5171 | 27090.7107 | 0 | 0 | 268.4573 | 0 | 0 | 0 | 0 | 0 | 0 | 30152.2895 | 0 | 30152.2895 | 0 | 267494.7602 | 240745.2842 | -0.08294 | -0.074646 | 0.1578 | 0.83157 | 0.39295 | 0.26289 | 0.24617 | 0.11611 | 0.39671 | -0.23515 | -0.10509 | -0.088373 | 0.041691 | 0.83157 | 0.83157 | 0.83157 | 0.83157 | -0.23891 | 0.83157
967 | SCE | SCE-13-SW-002F | 55to65kBtu/hr To Code Savings Portion Package System Heat Pump | 55to65kBtu/hr To Code Savings Portion Package System Heat Pump | 0.60143 | 0.78635 | 196867.9949 | -0.32718 | 327333.1671 | 250356.2732 | 1.1927 | 2.2349 | 165064.9158 | 88088.0219 | -130465.4994 | -53488.6054 | 187817.1268 | -0.42889 | 438172.9711 | 0.44929 | 114901.2979 | 44.2045 | -0.036235 | 103411.1681 | 39.7841 | -0.032612 | 344703.8938 | 132.6135 | -0.10871 | 344703.8938 | 132.6135 | -0.10871 | 310233.5044 | 119.3522 | -0.097835 | 1723519.469 | -0.54353 | 1551167.5221 | -0.48918 | 10.792 | -0.00019078 | 11.9911 | -0.00021198 | 161.8802 | -0.0028617 | 179.8669 | -0.0031796 | 14.4226 | 0 | 16.0251 | 0 | 216.3387 | 0 | 240.3763 | 0 | 8.078 | 7.2702 | 121.1703 | 109.0533 | 0.013314 | 162268.2513 | 95022.5752 | 257290.8265 | 17552.3593 | 1588.2935 | 1344.8888 | 140391.4905 | 0 | 0 | 1391.2192 | 0 | 0 | 0 | 0 | 0 | 0 | 95022.5752 | 0 | 95022.5752 | 0 | 1386231.1883 | 1247608.0695 | -0.43716 | -0.39345 | 0.1578 | 0.83157 | 0.26237 | 0.13231 | 0.20067 | 0.070606 | 0.35121 | -0.10457 | 0.025491 | -0.042873 | 0.087191 | 0.83157 | 0.83157 | 0.83157 | 0.83157 | -0.19341 | 0.83157
968 | SCE | SCE-13-SW-002F | 55to65kBtu/hr To Code Savings Portion Split System Heat Pump | 55to65kBtu/hr To Code Savings Portion Split System Heat Pump | 0.62099 | 0.77411 | 3633.9094 | -0.0063107 | 5851.7498 | 4694.2939 | 1.2722 | 2.1388 | 2856.5036 | 1699.0476 | -2217.8467 | -1060.3908 | 3466.843 | -0.0082724 | 8161.1286 | 0.44527 | 2120.9182 | 0.77198 | -0.00069891 | 1908.8264 | 0.69478 | -0.00062902 | 6362.7546 | 2.3159 | -0.0020967 | 6362.7546 | 2.3159 | -0.0020967 | 5726.4791 | 2.0843 | -0.0018871 | 31813.7728 | -0.010484 | 28632.3955 | -0.0094353 | 0.19921 | -3.6798e-06 | 0.22134 | -4.0886e-06 | 2.9881 | -5.5196e-05 | 3.3201 | -6.1329e-05 | 0.26622 | 0 | 0.2958 | 0 | 3.9933 | 0 | 4.437 | 0 | 0.14911 | 0.1342 | 2.2366 | 2.013 | 0.00024576 | 2995.2463 | 1832.8017 | 4828.048 | 323.9921 | 29.3177 | 24.8248 | 2591.4317 | 0 | 0 | 25.68 | 0 | 0 | 0 | 0 | 0 | 0 | 1832.8017 | 0 | 1832.8017 | 0 | 25587.9001 | 23029.1101 | -0.008432 | -0.0075888 | 0.1578 | 0.83157 | 0.2541 | 0.12404 | 0.20384 | 0.073778 | 0.35438 | -0.096306 | 0.033758 | -0.046045 | 0.084018 | 0.83157 | 0.83157 | 0.83157 | 0.83157 | -0.19659 | 0.83157
969 | SCE | SCE-13-SW-002F | <45kBtu/hr 15 SEER (12.5 EER) Split System Air Conditioner DX Equipment | <45kBtu/hr 15 SEER (12.5 EER) Split System Air Conditioner DX Equipment | 0.70391 | 0.89687 | 826.5151 | -38.4403 | 1119.5681 | 878.6929 | 1.798 | 3.9915 | 438.3138 | 197.4386 | -331.4932 | -90.6181 | 840.1606 | -40.3306 | 1678.523 | 0.4695 | 660.243 | 0.22363 | -4.3555 | 594.2187 | 0.20127 | -3.9199 | 660.243 | 0.22363 | -4.3555 | 660.243 | 0.22363 | -4.3555 | 594.2187 | 0.20127 | -3.9199 | 9903.6449 | -65.3321 | 8913.2804 | -58.7989 | 0.061743 | -0.022932 | 0.068603 | -0.02548 | 0.92614 | -0.34397 | 1.029 | -0.38219 | 0.081904 | 0 | 0.091005 | 0 | 1.2286 | 0 | 1.3651 | 0 | 0.046193 | 0.041574 | 0.69289 | 0.6236 | 5.5898e-05 | 681.2543 | 212.9816 | 894.2359 | 73.6904 | 6.6682 | 5.6463 | 589.4086 | 0 | 0 | 5.8408 | 0 | 0 | 0 | 0 | 0 | 0 | 212.9816 | 489.8577 | 0 | 235.3447 | 5762.2437 | 5186.0193 | -38.0122 | -34.211 | 0.15937 | 1.1236 | 0.21588 | 0.084518 | 0.16943 | 0.038071 | 0.32366 | -0.056508 | 0.074855 | -0.010061 | 0.1213 | 1.1236 | 1.1236 | 1.1236 | 1.1236 | -0.16429 | 1.1236
970 | SCE | SCE-13-SW-002F | <55kBtu/hr 15 SEER (12 EER) Package System Air Conditioner DX Equipment | <55kBtu/hr 15 SEER (12 EER) Package System Air Conditioner DX Equipment | 0.71472 | 0.94256 | 153636.8511 | -5867.8097 | 206752.1706 | 156773.5132 | 1.8444 | 4.903 | 80117.1472 | 30138.4897 | -58983.1293 | -9004.4719 | 156173.3468 | -6156.3645 | 306790.4955 | 0.48166 | 122729.3346 | 46.4908 | -664.8516 | 110456.4012 | 41.8418 | -598.3665 | 122729.3346 | 46.4908 | -664.8516 | 122729.3346 | 46.4908 | -664.8516 | 110456.4012 | 41.8418 | -598.3665 | 1840940.0195 | -9972.7744 | 1656846.0175 | -8975.497 | 11.477 | -3.5004 | 12.7523 | -3.8894 | 172.1556 | -52.5067 | 191.284 | -58.3407 | 15.2248 | 0 | 16.9164 | 0 | 228.372 | 0 | 253.7467 | 0 | 8.5866 | 7.7279 | 128.7984 | 115.9185 | 0.010391 | 126635.0235 | 32511.082 | 159146.1055 | 13697.9564 | 1239.5128 | 1049.5585 | 109562.2807 | 0 | 0 | 1085.715 | 0 | 0 | 0 | 0 | 0 | 0 | 32511.082 | 90608.3856 | 0 | 49382.708 | 1071115.2402 | 964003.7162 | -5802.4653 | -5222.2188 | 0.15937 | 1.1236 | 0.21447 | 0.083109 | 0.16263 | 0.031264 | 0.31825 | -0.055099 | 0.076265 | -0.0032538 | 0.12811 | 1.1236 | 1.1236 | 1.1236 | 1.1236 | -0.15887 | 1.1236
971 | SCE | SCE-13-SW-002F | <55kBtu/hr 15 SEER (12.5 EER) Split System Heat Pump | <55kBtu/hr 15 SEER (12.5 EER) Split System Heat Pump | 0.64235 | 0.99752 | 392.5776 | -0.0018152 | 611.1563 | 393.5512 | 1.3651 | 5.6107 | 287.5746 | 69.9695 | -218.5805 | -0.97539 | 362.5719 | -0.0019045 | 756.1212 | 0.5192 | 284.9283 | 0.11227 | -0.00020568 | 256.4355 | 0.10105 | -0.00018511 | 284.9283 | 0.11227 | -0.00020568 | 284.9283 | 0.11227 | -0.00020568 | 256.4355 | 0.10105 | -0.00018511 | 4273.9244 | -0.0030852 | 3846.5319 | -0.0027766 | 0.026762 | -1.0829e-06 | 0.029735 | -1.2032e-06 | 0.40142 | -1.6243e-05 | 0.44603 | -1.8048e-05 | 0.035765 | 0 | 0.039738 | 0 | 0.53647 | 0 | 0.59608 | 0 | 0.020032 | 0.018028 | 0.30047 | 0.27043 | 2.655e-05 | 323.5817 | 75.4777 | 399.0594 | 35.0014 | 3.1672 | 2.6819 | 279.9569 | 0 | 0 | 2.7743 | 0 | 0 | 0 | 0 | 0 | 0 | 75.4777 | 332.1019 | 0 | 218.1305 | 2486.7 | 2238.03 | -0.001795 | -0.0016155 | 0.17541 | 1.1236 | 0.27308 | 0.12849 | 0.17585 | 0.031264 | 0.33785 | -0.097666 | 0.046918 | -0.00043502 | 0.14415 | 1.1236 | 1.1236 | 1.1236 | 1.1236 | -0.16244 | 1.1236
972 | SCE | SCE-13-SW-002F | <55kBtu/hr 15 SEER (12 EER) Package System Heat Pump | <55kBtu/hr 15 SEER (12 EER) Package System Heat Pump | 0.47383 | 0.81769 | 18488.6273 | 0 | 39019.7862 | 22610.8193 | 0.77747 | 2.5081 | 23780.5533 | 7371.5863 | -20531.1588 | -4122.1919 | 17075.4916 | 0 | 39686.3108 | 0.46587 | 13418.8308 | 11.2917 | 0 | 12076.9477 | 10.1625 | 0 | 13418.8308 | 11.2917 | 0 | 13418.8308 | 11.2917 | 0 | 12076.9477 | 10.1625 | 0 | 201282.4622 | 0 | 181154.216 | 0 | 1.2604 | 0 | 1.4004 | 0 | 18.9053 | 0 | 21.0059 | 0 | 1.6844 | 0 | 1.8715 | 0 | 25.2653 | 0 | 28.0725 | 0 | 0.9434 | 0.84906 | 14.151 | 12.7359 | 0.0012504 | 15239.2329 | 7951.8997 | 23191.1327 | 1648.4093 | 149.1627 | 126.3037 | 13184.7025 | 0 | 0 | 130.6547 | 0 | 0 | 0 | 0 | 0 | 0 | 7951.8997 | 27177.6053 | 0 | 16341.8498 | 117112.2962 | 105401.0666 | 0 | 0 | 0.17541 | 0 | 0.3702 | 0.22562 | 0.21452 | 0.069938 | 0.37653 | -0.19479 | -0.050208 | -0.03911 | 0.10547 | 0 | 0 | 0 | 0 | -0.20111 | 0
973 | SCE | SCE-13-SW-002F | <55kBtu/hr 16 SEER (12.4 EER) Package System Air Conditioner DX Equipment | <55kBtu/hr 16 SEER (12.4 EER) Package System Air Conditioner DX Equipment | 0.82645 | 1.0116 | 428735.5785 | -15376.2992 | 500165.4983 | 408600.8514 | 2.8162 | 7.4862 | 146780.6191 | 55215.9723 | -86806.219 | 4758.4278 | 435813.8671 | -16132.4423 | 828282.2763 | 0.49906 | 342485.7508 | 72.9644 | -1742.2101 | 308237.1757 | 65.6679 | -1567.9891 | 342485.7508 | 72.9644 | -1742.2101 | 342485.7508 | 72.9644 | -1742.2101 | 308237.1757 | 65.6679 | -1567.9891 | 5137286.2616 | -26133.1519 | 4623557.6354 | -23519.8367 | 32.0276 | -9.1727 | 35.5862 | -10.1919 | 480.4136 | -137.591 | 533.7929 | -152.8789 | 42.486 | 0 | 47.2067 | 0 | 637.2899 | 0 | 708.0999 | 0 | 23.9615 | 21.5653 | 359.4219 | 323.4797 | 0.028996 | 353384.8792 | 59562.7393 | 412947.6184 | 38225.2124 | 3458.9569 | 2928.8747 | 305742.0629 | 0 | 0 | 3029.7722 | 0 | 0 | 0 | 0 | 0 | 0 | 59562.7393 | 166001.3543 | 0 | 90472.8228 | 2989030.3593 | 2690127.3234 | -15205.0675 | -13684.5607 | 0.15937 | 1.1236 | 0.18593 | 0.054563 | 0.15189 | 0.020525 | 0.3079 | -0.026553 | 0.10481 | 0.0074847 | 0.13885 | 1.1236 | 1.1236 | 1.1236 | 1.1236 | -0.14852 | 1.1236
974 | SCE | SCE-13-SW-002F | <55kBtu/hr 16 SEER (12.4 EER) Package System Heat Pump | <55kBtu/hr 16 SEER (12.4 EER) Package System Heat Pump | 0.79193 | 1.0415 | 422778.4058 | -1.101 | 533857.1557 | 405940.2486 | 2.2806 | 7.3571 | 185382.4703 | 57465.5632 | -111079.8509 | 16837.0561 | 390464.309 | -1.1552 | 796403.4025 | 0.53086 | 306847.6525 | 76.0145 | -0.12475 | 276162.8872 | 68.4131 | -0.11228 | 306847.6525 | 76.0145 | -0.12475 | 306847.6525 | 76.0145 | -0.12475 | 276162.8872 | 68.4131 | -0.11228 | 4602714.7868 | -1.8713 | 4142443.3081 | -1.6842 | 28.8204 | -0.00065683 | 32.0227 | -0.00072981 | 432.3063 | -0.0098524 | 480.3403 | -0.010947 | 38.516 | 0 | 42.7955 | 0 | 577.7395 | 0 | 641.9328 | 0 | 21.5726 | 19.4154 | 323.5892 | 291.2303 | 0.028593 | 348474.6854 | 61989.4247 | 410464.1102 | 37694.0827 | 3410.8956 | 2888.1787 | 301493.8541 | 0 | 0 | 2987.6743 | 0 | 0 | 0 | 0 | 0 | 0 | 61989.4247 | 211864.3564 | 0 | 127393.6919 | 2678000.3162 | 2410200.2846 | -1.0888 | -0.9799 | 0.17541 | 1.1236 | 0.2215 | 0.076916 | 0.16843 | 0.023843 | 0.33043 | -0.046087 | 0.098496 | 0.0069862 | 0.15157 | 1.1236 | 1.1236 | 1.1236 | 1.1236 | -0.15502 | 1.1236
975 | SCE | SCE-13-SW-002F | <55kBtu/hr 17 SEER (13 EER) Package System Heat Pump | <55kBtu/hr 17 SEER (13 EER) Package System Heat Pump | 0.71323 | 0.95641 | 91050.1305 | -0.20592 | 127659.075 | 95199.4657 | 1.7306 | 4.5183 | 52611.0944 | 20151.4851 | -36609.1504 | -4149.5411 | 84090.9229 | -0.21605 | 179290.1725 | 0.50784 | 66083.1264 | 21.0133 | -0.023332 | 59474.8137 | 18.9119 | -0.020999 | 66083.1264 | 21.0133 | -0.023332 | 66083.1264 | 21.0133 | -0.023332 | 59474.8137 | 18.9119 | -0.020999 | 991246.8953 | -0.34998 | 892122.2058 | -0.31498 | 6.2068 | -0.00012284 | 6.8964 | -0.00013649 | 93.1021 | -0.0018426 | 103.4467 | -0.0020474 | 8.2949 | 0 | 9.2165 | 0 | 124.4228 | 0 | 138.2475 | 0 | 4.6459 | 4.1813 | 69.6886 | 62.7197 | 0.0061578 | 75047.9806 | 21737.8705 | 96785.8511 | 8117.8487 | 734.5751 | 622.0021 | 64930.1251 | 0 | 0 | 643.4296 | 0 | 0 | 0 | 0 | 0 | 0 | 21737.8705 | 59435.6855 | 0 | 32043.1428 | 576737.778 | 519064.0002 | -0.20363 | -0.18327 | 0.17541 | 1.1236 | 0.24594 | 0.10136 | 0.18341 | 0.038823 | 0.34541 | -0.070529 | 0.074055 | -0.0079939 | 0.13659 | 1.1236 | 1.1236 | 1.1236 | 1.1236 | -0.17 | 1.1236
976 | SCE | SCE-13-SW-002F | 55to65kBtu/hr 15 SEER (12.5 EER) Split System Air Conditioner DX Equipment | 55to65kBtu/hr 15 SEER (12.5 EER) Split System Air Conditioner DX Equipment | 0.76142 | 0.83584 | 41422.7926 | -1725.5516 | 52136.0479 | 47494.0989 | 2.2062 | 2.9733 | 17993.3518 | 13351.4028 | -12438.8069 | -7796.8579 | 42106.6698 | -1810.4072 | 87790.3615 | 0.45218 | 33089.664 | 16.7069 | -195.5135 | 29780.6976 | 15.0362 | -175.9621 | 33089.664 | 16.7069 | -195.5135 | 33089.664 | 16.7069 | -195.5135 | 29780.6976 | 15.0362 | -175.9621 | 496344.9597 | -2932.702 | 446710.4637 | -2639.4318 | 3.0944 | -1.0294 | 3.4382 | -1.1438 | 46.4157 | -15.4407 | 51.573 | -17.1563 | 4.1048 | 0 | 4.5609 | 0 | 61.5725 | 0 | 68.4139 | 0 | 2.3151 | 2.0836 | 34.726 | 31.2534 | 0.0028014 | 34142.6961 | 14402.4653 | 48545.1614 | 3693.1739 | 334.1912 | 282.9767 | 29539.6293 | 0 | 0 | 292.725 | 0 | 0 | 0 | 0 | 0 | 0 | 14402.4653 | 19166.0807 | 0 | 4049.0731 | 288788.6868 | 259909.8181 | -1706.3358 | -1535.7022 | 0.15937 | 1.1236 | 0.20059 | 0.069229 | 0.18273 | 0.051369 | 0.33777 | -0.041219 | 0.090145 | -0.023359 | 0.108 | 1.1236 | 1.1236 | 1.1236 | 1.1236 | -0.1784 | 1.1236
977 | SCE | SCE-13-SW-002F | 55to65kBtu/hr 15 SEER (12 EER) Package System Air Conditioner DX Equipment | 55to65kBtu/hr 15 SEER (12 EER) Package System Air Conditioner DX Equipment | 0.57156 | 0.83656 | 17612.6193 | -754.9629 | 29494.0171 | 20151.1731 | 1.1256 | 2.9921 | 14976.833 | 5633.989 | -12636.3608 | -3293.5168 | 17903.398 | -792.0889 | 37262.4822 | 0.4524 | 14069.4438 | 7.445 | -85.541 | 12662.4994 | 6.7005 | -76.9869 | 14069.4438 | 7.445 | -85.541 | 14069.4438 | 7.445 | -85.541 | 12662.4994 | 6.7005 | -76.9869 | 211041.657 | -1283.115 | 189937.4913 | -1154.8035 | 1.3157 | -0.45037 | 1.4619 | -0.50041 | 19.7356 | -6.7556 | 21.9284 | -7.5062 | 1.7453 | 0 | 1.9393 | 0 | 26.1801 | 0 | 29.089 | 0 | 0.98435 | 0.88591 | 14.7652 | 13.2887 | 0.0011912 | 14517.1841 | 6077.5135 | 20594.6976 | 1570.3061 | 142.0953 | 120.3193 | 12559.9992 | 0 | 0 | 124.4642 | 0 | 0 | 0 | 0 | 0 | 0 | 6077.5135 | 16938.0302 | 0 | 9231.4392 | 122790.4944 | 110511.445 | -746.5556 | -671.9 | 0.15937 | 1.1236 | 0.26689 | 0.13552 | 0.18234 | 0.050981 | 0.33718 | -0.10751 | 0.023851 | -0.022971 | 0.10839 | 1.1236 | 1.1236 | 1.1236 | 1.1236 | -0.17781 | 1.1236
978 | SCE | SCE-13-SW-002F | 55to65kBtu/hr 15 SEER (12.5 EER) Split System Heat Pump | 55to65kBtu/hr 15 SEER (12.5 EER) Split System Heat Pump | 0.58892 | 0.90555 | 5047.5678 | -0.016486 | 8570.8066 | 5574.0277 | 1.1445 | 3.5708 | 4410.3538 | 1413.5749 | -3523.2553 | -526.4764 | 4661.7685 | -0.017297 | 10235.779 | 0.49313 | 3663.466 | 2.0624 | -0.0018679 | 3297.1194 | 1.8561 | -0.0016812 | 3663.466 | 2.0624 | -0.0018679 | 3663.466 | 2.0624 | -0.0018679 | 3297.1194 | 1.8561 | -0.0016812 | 54951.9905 | -0.028019 | 49456.7914 | -0.025217 | 0.34409 | -9.8347e-06 | 0.38232 | -1.0927e-05 | 5.1613 | -0.00014752 | 5.7348 | -0.00016391 | 0.45984 | 0 | 0.51094 | 0 | 6.8977 | 0 | 7.6641 | 0 | 0.25756 | 0.2318 | 3.8633 | 3.477 | 0.00034137 | 4160.4528 | 1524.8558 | 5685.3086 | 450.0311 | 40.7228 | 34.4821 | 3599.5468 | 0 | 0 | 35.67 | 0 | 0 | 0 | 0 | 0 | 0 | 1524.8558 | 5032.0241 | 0 | 2981.0931 | 31972.7497 | 28775.4747 | -0.016302 | -0.014672 | 0.17541 | 1.1236 | 0.29785 | 0.15327 | 0.19371 | 0.049124 | 0.35571 | -0.12244 | 0.022144 | -0.018295 | 0.12629 | 1.1236 | 1.1236 | 1.1236 | 1.1236 | -0.1803 | 1.1236
979 | SCE | SCE-13-SW-002F | 55to65kBtu/hr 15 SEER (12 EER) Package System Heat Pump | 55to65kBtu/hr 15 SEER (12 EER) Package System Heat Pump | 0.71055 | 0.89568 | 39943.7394 | -0.13613 | 56214.6879 | 44595.6919 | 1.715 | 3.4221 | 23291.1 | 11672.104 | -16271.0847 | -4652.0887 | 36890.7313 | -0.14282 | 81486.2805 | 0.49019 | 28990.7017 | 17.0293 | -0.015424 | 26091.6315 | 15.3264 | -0.013882 | 28990.7017 | 17.0293 | -0.015424 | 28990.7017 | 17.0293 | -0.015424 | 26091.6315 | 15.3264 | -0.013882 | 434860.5256 | -0.23136 | 391374.473 | -0.20822 | 2.7229 | -8.1207e-05 | 3.0255 | -9.023e-05 | 40.8439 | -0.0012181 | 45.3821 | -0.0013535 | 3.639 | 0 | 4.0433 | 0 | 54.5843 | 0 | 60.6493 | 0 | 2.0382 | 1.8343 | 30.5724 | 27.5152 | 0.0027014 | 32923.5879 | 12590.9671 | 45514.555 | 3561.3044 | 322.2585 | 272.8726 | 28484.8795 | 0 | 0 | 282.2729 | 0 | 0 | 0 | 0 | 0 | 0 | 12590.9671 | 25817.778 | 0 | 11242.7893 | 253015.1615 | 227713.6453 | -0.13461 | -0.12115 | 0.17541 | 1.1236 | 0.24687 | 0.10228 | 0.19584 | 0.051258 | 0.35785 | -0.071454 | 0.07313 | -0.020429 | 0.12415 | 1.1236 | 1.1236 | 1.1236 | 1.1236 | -0.18243 | 1.1236
980 | SCE | SCE-13-SW-002F | 55to65kBtu/hr 16 SEER (12.4 EER) Package System Air Conditioner DX Equipment | 55to65kBtu/hr 16 SEER (12.4 EER) Package System Air Conditioner DX Equipment | 0.54473 | 0.82235 | 14487.9968 | -310.8455 | 26025.8576 | 17239.8928 | 1.0066 | 2.6759 | 14084.1405 | 5298.1757 | -11848.7063 | -3062.7415 | 14727.189 | -326.1316 | 31640.9503 | 0.44806 | 11573.4096 | 4.7937 | -35.2203 | 10416.0686 | 4.3143 | -31.6983 | 11573.4096 | 4.7937 | -35.2203 | 11573.4096 | 4.7937 | -35.2203 | 10416.0686 | 4.3143 | -31.6983 | 173601.144 | -528.3047 | 156241.0296 | -475.4742 | 1.0823 | -0.18543 | 1.2025 | -0.20604 | 16.2343 | -2.7815 | 18.0381 | -3.0906 | 1.4357 | 0 | 1.5952 | 0 | 21.5355 | 0 | 23.9284 | 0 | 0.80971 | 0.72874 | 12.1457 | 10.9311 | 0.00097983 | 11941.7171 | 5715.264 | 17656.9811 | 1291.721 | 116.8864 | 98.9737 | 10331.7528 | 0 | 0 | 102.3832 | 0 | 0 | 0 | 0 | 0 | 0 | 5715.264 | 15928.4408 | 0 | 8681.2003 | 101006.4582 | 90905.8123 | -307.3839 | -276.6455 | 0.15937 | 1.1236 | 0.28629 | 0.15493 | 0.18965 | 0.058282 | 0.34806 | -0.12692 | 0.0044426 | -0.030272 | 0.10109 | 1.1236 | 1.1236 | 1.1236 | 1.1236 | -0.18869 | 1.1236
981 | SCE | SCE-13-SW-002F | 55to65kBtu/hr 16 SEER (12.4 EER) Package System Heat Pump | 55to65kBtu/hr 16 SEER (12.4 EER) Package System Heat Pump | 0.6305 | 0.82919 | 126506.4567 | -0.39081 | 200644.4006 | 152565.7615 | 1.3127 | 2.6196 | 96371.578 | 48292.9389 | -74138.3347 | -26059.6956 | 116837.2261 | -0.41003 | 269402.5777 | 0.46958 | 91816.9157 | 62.4485 | -0.04428 | 82635.2242 | 56.2037 | -0.039852 | 91816.9157 | 62.4485 | -0.04428 | 91816.9157 | 62.4485 | -0.04428 | 82635.2242 | 56.2037 | -0.039852 | 1377253.7362 | -0.66421 | 1239528.3625 | -0.59779 | 8.6238 | -0.00023314 | 9.582 | -0.00025904 | 129.3574 | -0.0034971 | 143.7305 | -0.0038856 | 11.525 | 0 | 12.8055 | 0 | 172.8749 | 0 | 192.0832 | 0 | 6.4551 | 5.8096 | 96.8264 | 87.1438 | 0.0085557 | 104272.8226 | 52094.704 | 156367.5266 | 11279.0643 | 1020.63 | 864.2193 | 90214.918 | 0 | 0 | 893.991 | 0 | 0 | 0 | 0 | 0 | 0 | 52094.704 | 106826.7023 | 0 | 46522.1986 | 801328.3707 | 721195.5336 | -0.38646 | -0.34781 | 0.17541 | 1.1236 | 0.27821 | 0.13363 | 0.21155 | 0.066962 | 0.37355 | -0.1028 | 0.041785 | -0.036133 | 0.10845 | 1.1236 | 1.1236 | 1.1236 | 1.1236 | -0.19814 | 1.1236
982 | SCE | SCE-13-SW-002F | 55to65kBtu/hr 17 SEER (13 EER) Package System Air Conditioner DX Equipment | 55to65kBtu/hr 17 SEER (13 EER) Package System Air Conditioner DX Equipment | 0.49474 | 0.72105 | 80354.3898 | -1355.7936 | 159676.6562 | 109560.8297 | 0.84541 | 1.8232 | 93444.6294 | 43328.8029 | -80678.06 | -30562.2335 | 81681.0153 | -1422.4659 | 189819.3791 | 0.41618 | 64189.2927 | 35.2106 | -153.6181 | 57770.3634 | 31.6896 | -138.2563 | 64189.2927 | 35.2106 | -153.6181 | 64189.2927 | 35.2106 | -153.6181 | 57770.3634 | 31.6896 | -138.2563 | 962839.39 | -2304.271 | 866555.451 | -2073.8439 | 6.0027 | -0.8088 | 6.6696 | -0.89867 | 90.04 | -12.132 | 100.0444 | -13.48 | 7.9628 | 0 | 8.8476 | 0 | 119.442 | 0 | 132.7134 | 0 | 4.4909 | 4.0418 | 67.3635 | 60.6271 | 0.0054344 | 66232.0268 | 46739.7762 | 112971.803 | 7164.2377 | 648.2839 | 548.9349 | 57302.7249 | 0 | 0 | 567.8453 | 0 | 0 | 0 | 0 | 0 | 0 | 46739.7762 | 104211.005 | 0 | 48850.5445 | 560209.4221 | 504188.4799 | -1340.6954 | -1206.6258 | 0.15937 | 1.1236 | 0.3167 | 0.18534 | 0.2173 | 0.085938 | 0.37648 | -0.15733 | -0.025963 | -0.057928 | 0.073436 | 1.1236 | 1.1236 | 1.1236 | 1.1236 | -0.21711 | 1.1236
983 | SCE | SCE-13-SW-002F | 55to65kBtu/hr 17 SEER (13 EER) Package System Heat Pump | 55to65kBtu/hr 17 SEER (13 EER) Package System Heat Pump | 0.5971 | 0.7423 | 41938.74 | -0.094652 | 70237.5558 | 56498.5088 | 1.1758 | 1.9123 | 35669.5906 | 21930.5436 | -28298.9105 | -14559.8635 | 38733.2487 | -0.099306 | 95231.6582 | 0.44039 | 30438.65 | 22.553 | -0.010724 | 27394.785 | 20.2977 | -0.009652 | 30438.65 | 22.553 | -0.010724 | 30438.65 | 22.553 | -0.010724 | 27394.785 | 20.2977 | -0.009652 | 456579.7493 | -0.16087 | 410921.7744 | -0.14478 | 2.8589 | -5.6464e-05 | 3.1766 | -6.2738e-05 | 42.8839 | -0.00084697 | 47.6488 | -0.00094107 | 3.8207 | 0 | 4.2452 | 0 | 57.3106 | 0 | 63.6784 | 0 | 2.14 | 1.926 | 32.0994 | 28.8894 | 0.0028363 | 34567.9652 | 23656.9818 | 58224.947 | 3739.1747 | 338.3538 | 286.5013 | 29907.5643 | 0 | 0 | 296.3711 | 0 | 0 | 0 | 0 | 0 | 0 | 23656.9818 | 38810.0673 | 0 | 12880.1226 | 265652.0705 | 239086.8635 | -0.093598 | -0.084238 | 0.17541 | 1.1236 | 0.29377 | 0.14919 | 0.23631 | 0.091726 | 0.39831 | -0.11836 | 0.026221 | -0.060897 | 0.083686 | 1.1236 | 1.1236 | 1.1236 | 1.1236 | -0.2229 | 1.1236
984 | SCE | SCE-13-SW-002F | 65-135 kBtu/hr 12 EER or 13.8 IEER Air Source Unitary Air Conditioner DX Equipment | 65-135 kBtu/hr 12 EER or 13.8 IEER Air Source Unitary Air Conditioner DX Equipment | 0.30816 | 0.82162 | 65105.3909 | 0 | 211268.1788 | 79239.9977 | 0.41309 | 2.5455 | 157605.1243 | 25576.9433 | -146162.7879 | -14134.6068 | 66180.2603 | 0 | 145420.258 | 0.44771 | 52007.9737 | 54.9739 | 0 | 46807.1763 | 49.4766 | 0 | 52007.9737 | 54.9739 | 0 | 52007.9737 | 54.9739 | 0 | 46807.1763 | 49.4766 | 0 | 780119.605 | 0 | 702107.6445 | 0 | 4.8635 | 0 | 5.4039 | 0 | 72.9529 | 0 | 81.0588 | 0 | 6.4517 | 0 | 7.1685 | 0 | 96.7753 | 0 | 107.5281 | 0 | 3.6387 | 3.2748 | 54.5798 | 49.1218 | 0.0044031 | 53663.0544 | 27590.437 | 81253.4914 | 5804.6673 | 525.2579 | 444.7626 | 46428.2824 | 0 | 0 | 460.0843 | 0 | 0 | 0 | 0 | 0 | 0 | 27590.437 | 184304.1189 | 0 | 133206.6296 | 453897.4596 | 408507.7136 | 0 | 0 | 0.15937 | 0 | 0.51717 | 0.38581 | 0.19397 | 0.062611 | 0.35598 | -0.3578 | -0.22643 | -0.034601 | 0.096763 | 0 | 0 | 0 | 0 | -0.19661 | 0
985 | SCE | SCE-13-SW-002F | 65-135 kBtu/hr 12.5 EER or 14.8 IEER Air Source Unitary Air Conditioner DX Equipment | 65-135 kBtu/hr 12.5 EER or 14.8 IEER Air Source Unitary Air Conditioner DX Equipment | 0.27399 | 0.69895 | 48660.8353 | 0 | 177599.6432 | 69619.4844 | 0.35392 | 1.6489 | 137490.9976 | 29510.8387 | -128938.808 | -20958.6491 | 49464.2102 | 0 | 119083.6946 | 0.40863 | 38871.6112 | 40.9636 | 0 | 34984.45 | 36.8673 | 0 | 38871.6112 | 40.9636 | 0 | 38871.6112 | 40.9636 | 0 | 34984.45 | 36.8673 | 0 | 583074.1674 | 0 | 524766.7507 | 0 | 3.6351 | 0 | 4.039 | 0 | 54.5262 | 0 | 60.5847 | 0 | 4.8221 | 0 | 5.3579 | 0 | 72.3314 | 0 | 80.3683 | 0 | 2.7196 | 2.4476 | 40.7938 | 36.7145 | 0.003291 | 40108.6456 | 31834.0205 | 71942.6661 | 4338.5034 | 392.5863 | 332.4228 | 34701.2585 | 0 | 0 | 343.8745 | 0 | 0 | 0 | 0 | 0 | 0 | 31834.0205 | 159488.4426 | 0 | 108506.2588 | 339250.3939 | 305325.3546 | 0 | 0 | 0.15937 | 0 | 0.58167 | 0.45031 | 0.22802 | 0.096654 | 0.39002 | -0.4223 | -0.29094 | -0.068644 | 0.06272 | 0 | 0 | 0 | 0 | -0.23065 | 0
986 | SCE | SCE-13-SW-002F | 135-240 kBtu/hr 12 EER or 13 IEER Air Source Unitary Air Conditioner DX Equipment | 135-240 kBtu/hr 12 EER or 13 IEER Air Source Unitary Air Conditioner DX Equipment | 0.31697 | 0.87664 | 119326.3612 | 0 | 376454.6128 | 136117.3833 | 0.42908 | 3.1599 | 278099.9769 | 37762.7474 | -257128.2517 | -16791.0221 | 121296.4016 | 0 | 257413.7849 | 0.46356 | 95321.1733 | 98.4782 | 0 | 85789.056 | 88.6304 | 0 | 95321.1733 | 98.4782 | 0 | 95321.1733 | 98.4782 | 0 | 85789.056 | 88.6304 | 0 | 1429817.6 | 0 | 1286835.84 | 0 | 8.914 | 0 | 9.9044 | 0 | 133.7095 | 0 | 148.5661 | 0 | 11.8248 | 0 | 13.1386 | 0 | 177.3715 | 0 | 197.0795 | 0 | 6.669 | 6.0021 | 100.0349 | 90.0314 | 0.0080701 | 98354.6359 | 40735.5442 | 139090.1801 | 10638.9013 | 962.7023 | 815.169 | 85094.6123 | 0 | 0 | 843.251 | 0 | 0 | 0 | 0 | 0 | 0 | 40735.5442 | 326536.122 | 0 | 242930.4912 | 831911.6353 | 748720.4717 | 0 | 0 | 0.15937 | 0 | 0.5028 | 0.37143 | 0.1818 | 0.050436 | 0.3438 | -0.34342 | -0.21206 | -0.022426 | 0.10894 | 0 | 0 | 0 | 0 | -0.18443 | 0
987 | SCE | SCE-13-SW-002F | 135-240 kBtu/hr 12.5 EER or 13.6 IEER Air Source Unitary Air Conditioner DX Equipment | 135-240 kBtu/hr 12.5 EER or 13.6 IEER Air Source Unitary Air Conditioner DX Equipment | 0.30686 | 0.77695 | 34456.3914 | 0 | 112287.733 | 44348.1556 | 0.41075 | 2.1606 | 83887.0863 | 15947.5089 | -77831.3416 | -9891.7642 | 35025.2555 | 0 | 79373.4111 | 0.4341 | 27524.7114 | 28.3849 | 0 | 24772.2403 | 25.5464 | 0 | 27524.7114 | 28.3849 | 0 | 27524.7114 | 28.3849 | 0 | 24772.2403 | 25.5464 | 0 | 412870.6714 | 0 | 371583.6042 | 0 | 2.574 | 0 | 2.86 | 0 | 38.6096 | 0 | 42.8996 | 0 | 3.4145 | 0 | 3.7939 | 0 | 51.2174 | 0 | 56.9082 | 0 | 1.9257 | 1.7331 | 28.8858 | 25.9972 | 0.0023303 | 28400.6467 | 17202.9446 | 45603.5914 | 3072.0634 | 277.9876 | 235.3862 | 24571.7144 | 0 | 0 | 243.4951 | 0 | 0 | 0 | 0 | 0 | 0 | 17202.9446 | 97678.3197 | 0 | 68404.0688 | 240220.7914 | 216198.7122 | 0 | 0 | 0.15937 | 0 | 0.51937 | 0.38801 | 0.20513 | 0.073763 | 0.36713 | -0.36 | -0.22864 | -0.045753 | 0.085611 | 0 | 0 | 0 | 0 | -0.20776 | 0
988 | SCE | SCE-13-SW-002F | 240-760 kBtu/hr 10.8 EER or 12 IEER Air Source Unitary Air Conditioner DX Equipment | 240-760 kBtu/hr 10.8 EER or 12 IEER Air Source Unitary Air Conditioner DX Equipment | 0.34277 | 0.85915 | 108281.8571 | 0 | 315905.5024 | 126033.7992 | 0.47774 | 2.9438 | 226654.2881 | 36782.5849 | -207623.6453 | -17751.9421 | 110069.5563 | 0 | 236103.3555 | 0.45862 | 86498.5203 | 105.1473 | 0 | 77848.6683 | 94.6326 | 0 | 86498.5203 | 105.1473 | 0 | 86498.5203 | 105.1473 | 0 | 77848.6683 | 94.6326 | 0 | 1297477.8045 | 0 | 1167730.024 | 0 | 8.0889 | 0 | 8.9877 | 0 | 121.3337 | 0 | 134.8152 | 0 | 10.7303 | 0 | 11.9226 | 0 | 160.9545 | 0 | 178.8384 | 0 | 6.0517 | 5.4466 | 90.7759 | 81.6983 | 0.0073232 | 89251.2143 | 39678.2203 | 128929.4346 | 9654.1953 | 873.5974 | 739.7193 | 77218.5003 | 0 | 0 | 765.2021 | 0 | 0 | 0 | 0 | 0 | 0 | 39678.2203 | 265050.5117 | 0 | 191566.4477 | 754912.2923 | 679421.0631 | 0 | 0 | 0.15937 | 0 | 0.46496 | 0.3336 | 0.1855 | 0.054138 | 0.34751 | -0.30559 | -0.17423 | -0.026128 | 0.10524 | 0 | 0 | 0 | 0 | -0.18813 | 0
989 | SCE | SCE-13-SW-002F | ≥760 kBtu/hr 10.2 EER or 12.8 IEER Air Source Unitary Air Conditioner DX Equipment | ≥760 kBtu/hr 10.2 EER or 12.8 IEER Air Source Unitary Air Conditioner DX Equipment | 0.28595 | 0.69564 | 16587.1466 | 0 | 58007.7518 | 23844.4366 | 0.37413 | 1.6306 | 44335.8125 | 10172.4974 | -41420.6052 | -7257.2901 | 16860.9951 | 0 | 40705.4317 | 0.40749 | 13250.2681 | 17.6122 | 0 | 11925.2413 | 15.8509 | 0 | 13250.2681 | 17.6122 | 0 | 13250.2681 | 17.6122 | 0 | 11925.2413 | 15.8509 | 0 | 198754.0209 | 0 | 178878.6188 | 0 | 1.2391 | 0 | 1.3768 | 0 | 18.5865 | 0 | 20.6517 | 0 | 1.6437 | 0 | 1.8264 | 0 | 24.6558 | 0 | 27.3953 | 0 | 0.92703 | 0.83433 | 13.9055 | 12.515 | 0.0011218 | 13671.9392 | 10973.3069 | 24645.2461 | 1478.877 | 133.8219 | 113.3138 | 11828.709 | 0 | 0 | 117.2174 | 0 | 0 | 0 | 0 | 0 | 0 | 10973.3069 | 51311.183 | 0 | 34287.1947 | 115641.1717 | 104077.0545 | 0 | 0 | 0.15937 | 0 | 0.55735 | 0.42599 | 0.2291 | 0.09774 | 0.39111 | -0.39798 | -0.26662 | -0.06973 | 0.061634 | 0 | 0 | 0 | 0 | -0.23173 | 0
990 | SCE | SCE-13-SW-002F | ≥760 kBtu/hr 10.4 EER or 14 IEER Air Source Unitary Air Conditioner DX Equipment | ≥760 kBtu/hr 10.4 EER or 14 IEER Air Source Unitary Air Conditioner DX Equipment | 0.27687 | 0.55541 | 1736.7066 | 0 | 6272.5702 | 3126.8949 | 0.35874 | 1.0244 | 4841.0915 | 1695.4162 | -4535.8636 | -1390.1883 | 1765.3791 | 0 | 4892.274 | 0.35499 | 1387.3289 | 1.8455 | 0 | 1248.596 | 1.661 | 0 | 1387.3289 | 1.8455 | 0 | 1387.3289 | 1.8455 | 0 | 1248.596 | 1.661 | 0 | 20809.9335 | 0 | 18728.9401 | 0 | 0.12974 | 0 | 0.14415 | 0 | 1.946 | 0 | 2.1623 | 0 | 0.1721 | 0 | 0.19122 | 0 | 2.5815 | 0 | 2.8683 | 0 | 0.097062 | 0.087356 | 1.4559 | 1.3103 | 0.00011745 | 1431.4787 | 1828.8845 | 3260.3632 | 154.8413 | 14.0114 | 11.8642 | 1238.4889 | 0 | 0 | 12.2729 | 0 | 0 | 0 | 0 | 0 | 0 | 1828.8845 | 5497.6267 | 0 | 3118.4309 | 12107.8561 | 10897.0705 | 0 | 0 | 0.15937 | 0 | 0.57562 | 0.44426 | 0.28695 | 0.15558 | 0.44895 | -0.41625 | -0.28488 | -0.12757 | 0.0037891 | 0 | 0 | 0 | 0 | -0.28958 | 0
991 | SCE | SCE-13-SW-002F | <45kBtu/hr 15 SEER (12.5 EER) Split System Air Conditioner DX Equipment | <45kBtu/hr 15 SEER (12.5 EER) Split System Air Conditioner DX Equipment | 0.70391 | 0.89687 | 1474.1376 | -68.5605 | 1996.8145 | 1567.1997 | 1.798 | 3.9915 | 781.758 | 352.1432 | -591.2374 | -161.6226 | 1498.4751 | -71.932 | 2993.7428 | 0.4695 | 1177.5816 | 0.39886 | -7.7682 | 1059.8234 | 0.35897 | -6.9914 | 1177.5816 | 0.39886 | -7.7682 | 1177.5816 | 0.39886 | -7.7682 | 1059.8234 | 0.35897 | -6.9914 | 17663.7235 | -116.5236 | 15897.3512 | -104.8712 | 0.11012 | -0.0409 | 0.12236 | -0.045444 | 1.6518 | -0.6135 | 1.8354 | -0.68166 | 0.14608 | 0 | 0.16231 | 0 | 2.1912 | 0 | 2.4347 | 0 | 0.082388 | 0.074149 | 1.2358 | 1.1122 | 9.9697e-05 | 1215.0564 | 379.865 | 1594.9215 | 131.4312 | 11.8931 | 10.0705 | 1051.2444 | 0 | 0 | 10.4174 | 0 | 0 | 0 | 0 | 0 | 0 | 379.865 | 873.6896 | 0 | 419.7508 | 10277.2949 | 9249.5654 | -67.797 | -61.0173 | 0.15937 | 1.1236 | 0.21588 | 0.084518 | 0.16943 | 0.038071 | 0.32366 | -0.056508 | 0.074855 | -0.010061 | 0.1213 | 1.1236 | 1.1236 | 1.1236 | 1.1236 | -0.16429 | 1.1236
992 | SCE | SCE-13-SW-002F | 45to55kBtu/hr 15 SEER (12.5 EER) Split System Air Conditioner DX Equipment | 45to55kBtu/hr 15 SEER (12.5 EER) Split System Air Conditioner DX Equipment | 0.84355 | 0.90813 | 85094.9541 | -3403.4352 | 96842.5147 | 89955.6028 | 3.0593 | 4.1225 | 26703.0825 | 19816.1706 | -15150.9959 | -8264.084 | 86499.8448 | -3570.8022 | 172884.6454 | 0.47252 | 67976.1855 | 23.0863 | -385.6259 | 61178.567 | 20.7776 | -347.0633 | 67976.1855 | 23.0863 | -385.6259 | 67976.1855 | 23.0863 | -385.6259 | 61178.567 | 20.7776 | -347.0633 | 1019642.783 | -5784.3886 | 917678.5047 | -5205.9498 | 6.3568 | -2.0303 | 7.0631 | -2.2559 | 95.3519 | -30.4548 | 105.9466 | -33.8387 | 8.4326 | 0 | 9.3695 | 0 | 126.4886 | 0 | 140.5429 | 0 | 4.7558 | 4.2803 | 71.3376 | 64.2039 | 0.005755 | 70139.4322 | 21376.159 | 91515.5912 | 7586.897 | 686.5299 | 581.3197 | 60683.3398 | 0 | 0 | 601.3458 | 0 | 0 | 0 | 0 | 0 | 0 | 21376.159 | 28443.1171 | 0 | 6006.9144 | 593259.3745 | 533933.437 | -3365.5343 | -3028.9809 | 0.15937 | 1.1236 | 0.18138 | 0.050012 | 0.16848 | 0.037114 | 0.32379 | -0.022002 | 0.10936 | -0.0091035 | 0.12226 | 1.1236 | 1.1236 | 1.1236 | 1.1236 | -0.16442 | 1.1236
993 | SCE | SCE-13-SW-002F | <55kBtu/hr 15 SEER (12 EER) Package System Air Conditioner DX Equipment | <55kBtu/hr 15 SEER (12 EER) Package System Air Conditioner DX Equipment | 0.71472 | 0.94256 | 10540.0624 | -402.5537 | 14183.9719 | 10755.2491 | 1.8444 | 4.903 | 5496.3358 | 2067.6131 | -4046.4632 | -617.7404 | 10714.0755 | -422.3496 | 21046.975 | 0.48166 | 8419.6912 | 3.1894 | -45.6113 | 7577.7221 | 2.8705 | -41.0502 | 8419.6912 | 3.1894 | -45.6113 | 8419.6912 | 3.1894 | -45.6113 | 7577.7221 | 2.8705 | -41.0502 | 126295.3681 | -684.1696 | 113665.8313 | -615.7526 | 0.78737 | -0.24014 | 0.87485 | -0.26683 | 11.8105 | -3.6022 | 13.1228 | -4.0024 | 1.0445 | 0 | 1.1605 | 0 | 15.6672 | 0 | 17.408 | 0 | 0.58907 | 0.53016 | 8.836 | 7.9524 | 0.00071283 | 8687.6361 | 2230.3818 | 10918.0178 | 939.731 | 85.0352 | 72.0036 | 7516.3821 | 0 | 0 | 74.4841 | 0 | 0 | 0 | 0 | 0 | 0 | 2230.3818 | 6216.074 | 0 | 3387.8384 | 73482.5101 | 66134.2591 | -398.0708 | -358.2637 | 0.15937 | 1.1236 | 0.21447 | 0.083109 | 0.16263 | 0.031264 | 0.31825 | -0.055099 | 0.076265 | -0.0032538 | 0.12811 | 1.1236 | 1.1236 | 1.1236 | 1.1236 | -0.15887 | 1.1236
994 | SCE | SCE-13-SW-002F | <55kBtu/hr 15 SEER (12.5 EER) Split System Heat Pump | <55kBtu/hr 15 SEER (12.5 EER) Split System Heat Pump | 0.64235 | 0.99752 | 34041.1853 | -0.1574 | 52994.5754 | 34125.6062 | 1.3651 | 5.6107 | 24936.1619 | 6067.1927 | -18953.5475 | -84.5783 | 31439.3254 | -0.16514 | 65564.7665 | 0.5192 | 24706.6966 | 9.7354 | -0.017835 | 22236.0269 | 8.7619 | -0.016051 | 24706.6966 | 9.7354 | -0.017835 | 24706.6966 | 9.7354 | -0.017835 | 22236.0269 | 8.7619 | -0.016051 | 370600.4484 | -0.26752 | 333540.4036 | -0.24077 | 2.3206 | -9.3899e-05 | 2.5784 | -0.00010433 | 34.8083 | -0.0014085 | 38.6759 | -0.001565 | 3.1012 | 0 | 3.4458 | 0 | 46.5183 | 0 | 51.687 | 0 | 1.737 | 1.5633 | 26.0547 | 23.4492 | 0.0023022 | 28058.4135 | 6544.8203 | 34603.2338 | 3035.0444 | 274.6378 | 232.5498 | 24275.6205 | 0 | 0 | 240.561 | 0 | 0 | 0 | 0 | 0 | 0 | 6544.8203 | 28797.2092 | 0 | 18914.5306 | 215626.6821 | 194064.0139 | -0.15565 | -0.14009 | 0.17541 | 1.1236 | 0.27308 | 0.12849 | 0.17585 | 0.031264 | 0.33785 | -0.097666 | 0.046918 | -0.00043502 | 0.14415 | 1.1236 | 1.1236 | 1.1236 | 1.1236 | -0.16244 | 1.1236
995 | SCE | SCE-13-SW-002F | 10.07 EER or 14.29 IPLV < 150 Ton Air Cooled Tier 1 Chiller | 10.07 EER or 14.29 IPLV < 150 Ton Air Cooled Tier 1 Chiller | 1.1253 | 1.1292 | 270512.7548 | 0 | 240399.6333 | 239569.6447 | 15.5202 | 16.2962 | 17429.7611 | 16599.7724 | 30113.1215 | 30943.1101 | 266837.9263 | 0 | 506407.571 | 0.53418 | 244243.9348 | 55.3286 | 0 | 158758.5576 | 35.9636 | 0 | 244243.9348 | 55.3286 | 0 | 244243.9348 | 55.3286 | 0 | 158758.5576 | 35.9636 | 0 | 4882436.2571 | 0 | 3173583.5671 | 0 | 16.074 | 0 | 24.7292 | 0 | 321.3185 | 0 | 494.3361 | 0 | 21.9179 | 0 | 33.7198 | 0 | 438.1382 | 0 | 674.0587 | 0 | 17.0995 | 11.1147 | 341.8189 | 222.1823 | 0.018295 | 222969.8722 | 17906.5563 | 240876.4286 | 24118.3798 | 2182.4453 | 1847.9874 | 192909.4104 | 0 | 0 | 1911.6492 | 0 | 0 | 0 | 0 | 0 | 0 | 17906.5563 | 17620.0514 | 286.5049 | 0 | 2456180.201 | 1596517.1306 | 0 | 0 | 0.16944 | 0 | 0.15058 | 0.010917 | 0.15006 | 0.010397 | 0.3172 | 0.018862 | 0.15852 | 0.019382 | 0.15904 | 0 | 0 | 0 | 0 | -0.14776 | 0
996 | SCE | SCE-13-SW-002F | 10.07 EER or 14.29 IPLV >= 150 Ton Air Cooled Tier 1 Chiller | 10.07 EER or 14.29 IPLV >= 150 Ton Air Cooled Tier 1 Chiller | 1.1237 | 1.1277 | 319169.1035 | 0 | 284031.8179 | 283033.8656 | 15.2297 | 15.9912 | 20956.998 | 19959.0457 | 35137.2857 | 36135.2379 | 314833.2943 | 0 | 597867.1599 | 0.53385 | 288175.3867 | 71.2459 | 0 | 187314.0014 | 46.3098 | 0 | 288175.3867 | 71.2459 | 0 | 288175.3867 | 71.2459 | 0 | 187314.0014 | 46.3098 | 0 | 5760625.9806 | 0 | 3744406.8874 | 0 | 18.9651 | 0 | 29.1771 | 0 | 379.1131 | 0 | 583.2509 | 0 | 25.8602 | 0 | 39.7849 | 0 | 516.9448 | 0 | 795.2997 | 0 | 20.1751 | 13.1138 | 403.3009 | 262.1456 | 0.021586 | 263074.8199 | 21530.2817 | 284605.1015 | 28456.4832 | 2574.9955 | 2180.3796 | 227607.4696 | 0 | 0 | 2255.4921 | 0 | 0 | 0 | 0 | 0 | 0 | 21530.2817 | 21185.7972 | 344.4845 | 0 | 2897966.2475 | 1883678.0609 | 0 | 0 | 0.16944 | 0 | 0.15079 | 0.011126 | 0.15026 | 0.010596 | 0.31739 | 0.018654 | 0.15831 | 0.019183 | 0.15884 | 0 | 0 | 0 | 0 | -0.14795 | 0
997 | SCE | SCE-13-SW-002F | 10.90 EER or 15.00 IPLV < 150 Ton Air Cooled Tier 2 Chiller | 10.90 EER or 15.00 IPLV < 150 Ton Air Cooled Tier 2 Chiller | 1.0617 | 1.0793 | 376823.1868 | 0 | 354916.0613 | 349129.0858 | 8.5023 | 9.7792 | 44319.9199 | 38532.9444 | 21907.1256 | 27694.101 | 371704.1655 | 0 | 720833.2514 | 0.52276 | 340230.8256 | 42.4452 | 0 | 221150.0366 | 27.5894 | 0 | 340230.8256 | 42.4452 | 0 | 340230.8256 | 42.4452 | 0 | 221150.0366 | 27.5894 | 0 | 6801214.2038 | 0 | 4420789.2325 | 0 | 22.391 | 0 | 34.4476 | 0 | 447.5953 | 0 | 688.6082 | 0 | 30.5315 | 0 | 46.9715 | 0 | 610.3247 | 0 | 938.9611 | 0 | 23.8195 | 15.4827 | 476.1524 | 309.499 | 0.025485 | 310596.1414 | 41566.3734 | 352162.5148 | 33596.8067 | 3040.1377 | 2574.2391 | 268722.0382 | 0 | 0 | 2662.9197 | 0 | 0 | 0 | 0 | 0 | 0 | 41566.3734 | 47972.8732 | 0 | 3843.8999 | 3421449.209 | 2223941.9858 | 0 | 0 | 0.16944 | 0 | 0.15959 | 0.019929 | 0.15699 | 0.017326 | 0.32412 | 0.0098506 | 0.14951 | 0.012453 | 0.15211 | 0 | 0 | 0 | 0 | -0.15468 | 0
998 | SCE | SCE-13-SW-002F | 10.90 EER or 15.00 IPLV >= 150 Ton Air Cooled Tier 2 Chiller | 10.90 EER or 15.00 IPLV >= 150 Ton Air Cooled Tier 2 Chiller | 1.0673 | 1.0843 | 291345.092 | 0 | 272972.2603 | 268685.3789 | 8.874 | 10.2067 | 32831.3546 | 28544.4731 | 18372.8317 | 22659.7131 | 287387.263 | 0 | 556072.6419 | 0.52393 | 263053.2957 | 18.0351 | 0 | 170984.6422 | 11.7228 | 0 | 263053.2957 | 18.0351 | 0 | 263053.2957 | 18.0351 | 0 | 170984.6422 | 11.7228 | 0 | 5258435.381 | 0 | 3417982.9977 | 0 | 17.3118 | 0 | 26.6336 | 0 | 346.0634 | 0 | 532.4052 | 0 | 23.6058 | 0 | 36.3166 | 0 | 471.8794 | 0 | 725.9684 | 0 | 18.4163 | 11.9706 | 368.1426 | 239.2927 | 0.019704 | 240140.9057 | 30791.5797 | 270932.4854 | 25975.7496 | 2350.5167 | 1990.302 | 207765.4711 | 0 | 0 | 2058.8664 | 0 | 0 | 0 | 0 | 0 | 0 | 30791.5797 | 35537.393 | 0 | 2847.488 | 2645332.0004 | 1719465.8003 | 0 | 0 | 0.16944 | 0 | 0.15875 | 0.019094 | 0.15626 | 0.016601 | 0.3234 | 0.010685 | 0.15035 | 0.013178 | 0.15284 | 0 | 0 | 0 | 0 | -0.15396 | 0
999 | SCE | SCE-13-SW-002F | 11.50 EER or 16.00 IPLV < 150 Ton Air Cooled Tier 3 Chiller | 11.50 EER or 16.00 IPLV < 150 Ton Air Cooled Tier 3 Chiller | 0.98859 | 1.0036 | 19272.9904 | 0 | 19495.4056 | 19202.902 | 5.3393 | 5.8101 | 3609.6622 | 3317.1586 | -222.4152 | 70.0884 | 19011.1731 | 0 | 38214.0751 | 0.50434 | 17401.4383 | 4.0152 | 0 | 11310.9349 | 2.6099 | 0 | 17401.4383 | 4.0152 | 0 | 17401.4383 | 4.0152 | 0 | 11310.9349 | 2.6099 | 0 | 347854.7518 | 0 | 226105.5887 | 0 | 1.1452 | 0 | 1.7619 | 0 | 22.8927 | 0 | 35.2195 | 0 | 1.5616 | 0 | 2.4024 | 0 | 31.2157 | 0 | 48.0241 | 0 | 1.2183 | 0.79188 | 24.3533 | 15.8296 | 0.0013034 | 15885.7434 | 3578.2953 | 19464.0387 | 1718.3415 | 155.4908 | 131.662 | 13744.0514 | 0 | 0 | 136.1976 | 0 | 0 | 0 | 0 | 0 | 0 | 3578.2953 | 3788.4731 | 0 | 126.1067 | 174993.3659 | 113745.6878 | 0 | 0 | 0.16944 | 0 | 0.17139 | 0.031734 | 0.16882 | 0.029163 | 0.33596 | -0.0019554 | 0.1377 | 0.00061619 | 0.14028 | 0 | 0 | 0 | 0 | -0.16652 | 0
1075 | SCE | SCE-13-SW-002G | New Construction - Above Code Systems Design - Variable Speed Drives | New Construction - Above Code Systems Design - Variable Speed Drives | 2.8827 | 3.039 | 509140.8737 | 0 | 176620.7541 | 167534.5116 | 3.535 | 3.773 | 144030.4374 | 134944.1948 | 332520.1195 | 341606.3621 | 802684.351 | 0 | 970218.8626 | 0.52477 | 873404.44 | 0 | 0 | 567712.9068 | 0 | 0 | 970449.3778 | 0 | 0 | 873404.44 | 0 | 0 | 567712.9068 | 0 | 0 | 13101066.5999 | 0 | 8515693.6023 | 0 | 58.9364 | 0 | 90.6713 | 0 | 884.0456 | 0 | 1360.0702 | 0 | 73.8953 | 0 | 113.685 | 0 | 1108.4291 | 0 | 1705.2754 | 0 | 59.7085 | 38.8105 | 895.627 | 582.1576 | 0.010406 | 32590.3168 | 145567.4067 | 178157.7235 | 4250.1206 | 402.5557 | 216.1179 | 27721.5226 | 0 | 0 | 0 | 0 | 0 | 0 | 0 | 0 | 145567.4067 | 0 | 149449.2042 | 0 | 2329.0786 | 7622601.4695 | 4954691.1369 | 0 | 0 | 0.10276 | 0 | 0.035647 | 0.02907 | 0.033813 | 0.027236 | 0.19582 | 0.067112 | 0.07369 | 0.068946 | 0.075524 | 0 | 0 | 0 | 0 | -0.093059 | 0
1076 | SCE | SCE-13-SW-002G | New Construction - Above Code Systems Design - HVAC Energy Reduction | New Construction - Above Code Systems Design - HVAC Energy Reduction | 4.0583 | 4.2571 | 2306129.6906 | 0 | 568250.6557 | 541714.6974 | 5.4825 | 5.8517 | 420634.3455 | 394098.3871 | 1737879.0348 | 1764414.9931 | 2344203.1615 | 0 | 2885917.8589 | 0.7991 | 2550737.9668 | 0 | 0 | 1657979.7392 | 0 | 0 | 2834153.2964 | 0 | 0 | 2550737.9668 | 0 | 0 | 1657979.7392 | 0 | 0 | 38261069.502 | 0 | 24869696.0885 | 0 | 172.2734 | 0 | 265.036 | 0 | 2584.101 | 0 | 3975.5398 | 0 | 228.5283 | 0 | 351.582 | 0 | 3427.9246 | 0 | 5273.73 | 0 | 178.4582 | 115.9979 | 2676.8735 | 1739.9678 | 0.047135 | 147616.3103 | 425122.9945 | 572739.3048 | 19250.7218 | 1823.3572 | 978.896 | 125563.3354 | 0 | 0 | 0 | 0 | 0 | 0 | 0 | 0 | 425122.9945 | 0 | 436459.6077 | 0 | 6801.9682 | 22261461.1097 | 14469950.2521 | 0 | 0 | 0.15937 | 0 | 0.039271 | 0.02907 | 0.037437 | 0.027236 | 0.19944 | 0.1201 | 0.1303 | 0.12194 | 0.13214 | 0 | 0 | 0 | 0 | -0.040068 | 0
1077 | SCE | SCE-13-SW-002G | New Construction - Above Code Systems Design - Chillers | New Construction - Above Code Systems Design - Chillers | 4.5966 | 4.8091 | 1289167.1603 | 0 | 280463.0124 | 268068.3882 | 6.5128 | 6.9479 | 197942.8921 | 185548.2679 | 1008704.1479 | 1021098.7721 | 1271654.2407 | 0 | 1539722.6288 | 0.83727 | 1200931.105 | 0 | 0 | 756586.5761 | 0 | 0 | 1334367.8944 | 0 | 0 | 1200931.105 | 0 | 0 | 756586.5761 | 0 | 0 | 24006612.7888 | 0 | 15124165.6563 | 0 | 76.6028 | 0 | 121.5917 | 0 | 1531.2891 | 0 | 2430.6176 | 0 | 104.4527 | 0 | 165.798 | 0 | 2088.01 | 0 | 3314.3018 | 0 | 84.0771 | 52.9686 | 1680.7007 | 1058.8414 | 0.026349 | 82520.1203 | 200155.1842 | 282675.3045 | 10761.4929 | 1019.2888 | 547.2201 | 70192.1185 | 0 | 0 | 0 | 0 | 0 | 0 | 0 | 0 | 200155.1842 | 0 | 205492.6557 | 0 | 3095.7334 | 12076873.9045 | 7608430.3583 | 0 | 0 | 0.16944 | 0 | 0.036862 | 0.026016 | 0.035233 | 0.024387 | 0.20237 | 0.13258 | 0.14342 | 0.13421 | 0.14505 | 0 | 0 | 0 | 0 | -0.032931 | 0
1078 | SCE | SCE-13-SW-002G | New Construction - Above Code Systems Design - Parking Garage Exhaust Fan Controls | New Construction - Above Code Systems Design - Parking Garage Exhaust Fan Controls | 2.1779 | 2.3029 | 2071.0234 | 0 | 950.9218 | 899.2954 | 2.5307 | 2.7011 | 818.3548 | 766.7284 | 1120.1016 | 1171.728 | 3431.4543 | 0 | 4330.7498 | 0.47821 | 4962.5252 | 0 | 0 | 3225.6415 | 0 | 0 | 5513.9169 | 0 | 0 | 4962.5252 | 0 | 0 | 3225.6415 | 0 | 0 | 49625.2523 | 0 | 32256.4152 | 0 | 0.33792 | 0 | 0.51987 | 0 | 3.3792 | 0 | 5.1987 | 0 | 0.3875 | 0 | 0.59616 | 0 | 3.875 | 0 | 5.9616 | 0 | 0.32887 | 0.21376 | 3.2887 | 2.1376 | 4.233e-05 | 132.5671 | 827.0875 | 959.6546 | 17.2881 | 1.6375 | 0.8791 | 112.7624 | 0 | 0 | 0 | 0 | 0 | 0 | 0 | 0 | 827.0875 | 0 | 849.1432 | 0 | 13.2334 | 33761.3696 | 21944.8911 | 0 | 0 | 0.094374 | 0 | 0.043332 | 0.037291 | 0.04098 | 0.034939 | 0.19735 | 0.051042 | 0.057082 | 0.053394 | 0.059435 | 0 | 0 | 0 | 0 | -0.10297 | 0
1079 | SCE | SCE-13-SW-002G | New Construction - Above Code Systems Design - Heat Pumps | New Construction - Above Code Systems Design - Heat Pumps | 4.0583 | 4.2571 | 26919.8018 | 0 | 6633.2761 | 6323.5179 | 5.4825 | 5.8517 | 4910.1285 | 4600.3703 | 20286.5257 | 20596.284 | 27364.2392 | 0 | 33687.7571 | 0.7991 | 29775.1514 | 0 | 0 | 19353.8491 | 0 | 0 | 33083.5015 | 0 | 0 | 29775.1514 | 0 | 0 | 19353.8491 | 0 | 0 | 446627.2705 | 0 | 290307.7364 | 0 | 2.011 | 0 | 3.0938 | 0 | 30.1646 | 0 | 46.4071 | 0 | 2.6676 | 0 | 4.1041 | 0 | 40.0147 | 0 | 61.5611 | 0 | 2.0832 | 1.3541 | 31.2476 | 20.3109 | 0.00055021 | 1723.1476 | 4962.5252 | 6685.6728 | 224.7166 | 21.2843 | 11.4268 | 1465.7199 | 0 | 0 | 0 | 0 | 0 | 0 | 0 | 0 | 4962.5252 | 0 | 5094.8592 | 0 | 79.4004 | 259861.4137 | 168909.9251 | 0 | 0 | 0.15937 | 0 | 0.039271 | 0.02907 | 0.037437 | 0.027236 | 0.19944 | 0.1201 | 0.1303 | 0.12194 | 0.13214 | 0 | 0 | 0 | 0 | -0.040068 | 0
1080 | SCE | SCE-13-SW-002G | New Construction - Above Code Systems Design - Air-Cooled Package A/C | New Construction - Above Code Systems Design - Air-Cooled Package A/C | 4.0583 | 4.2571 | 610182.1749 | 0 | 150354.2591 | 143333.0717 | 5.4825 | 5.8517 | 111296.247 | 104275.0596 | 459827.9158 | 466849.1032 | 620256.0894 | 0 | 763589.1611 | 0.7991 | 674903.4309 | 0 | 0 | 438687.2462 | 0 | 0 | 749892.701 | 0 | 0 | 674903.4309 | 0 | 0 | 438687.2462 | 0 | 0 | 10123551.4636 | 0 | 6580308.6927 | 0 | 45.5821 | 0 | 70.1263 | 0 | 683.731 | 0 | 1051.8938 | 0 | 60.4666 | 0 | 93.0256 | 0 | 906.9995 | 0 | 1395.3838 | 0 | 47.2185 | 30.692 | 708.2778 | 460.3806 | 0.012471 | 39058.0121 | 112483.9052 | 151541.9172 | 5093.5762 | 482.4447 | 259.0075 | 33222.9837 | 0 | 0 | 0 | 0 | 0 | 0 | 0 | 0 | 112483.9052 | 0 | 115483.476 | 0 | 1799.7426 | 5890192.0446 | 3828624.9694 | 0 | 0 | 0.15937 | 0 | 0.039271 | 0.02907 | 0.037437 | 0.027236 | 0.19944 | 0.1201 | 0.1303 | 0.12194 | 0.13214 | 0 | 0 | 0 | 0 | -0.040068 | 0
1081 | SCE | SCE-13-SW-002G | New Construction - Above Code Design - Premium Efficiency Motors | New Construction - Above Code Design - Premium Efficiency Motors | 4.0583 | 4.2571 | 8973.2673 | 0 | 2211.092 | 2107.8393 | 5.4825 | 5.8517 | 1636.7095 | 1533.4568 | 6762.1752 | 6865.428 | 9121.4131 | 0 | 11229.2524 | 0.7991 | 9925.0505 | 0 | 0 | 6451.283 | 0 | 0 | 11027.8338 | 0 | 0 | 9925.0505 | 0 | 0 | 6451.283 | 0 | 0 | 148875.7568 | 0 | 96769.2455 | 0 | 0.67032 | 0 | 1.0313 | 0 | 10.0549 | 0 | 15.469 | 0 | 0.88922 | 0 | 1.368 | 0 | 13.3382 | 0 | 20.5204 | 0 | 0.69439 | 0.45135 | 10.4159 | 6.7703 | 0.0001834 | 574.3825 | 1654.1751 | 2228.5576 | 74.9055 | 7.0948 | 3.8089 | 488.5733 | 0 | 0 | 0 | 0 | 0 | 0 | 0 | 0 | 1654.1751 | 0 | 1698.2864 | 0 | 26.4668 | 86620.4712 | 56303.3084 | 0 | 0 | 0.15937 | 0 | 0.039271 | 0.02907 | 0.037437 | 0.027236 | 0.19944 | 0.1201 | 0.1303 | 0.12194 | 0.13214 | 0 | 0 | 0 | 0 | -0.040068 | 0
1082 | SCE | SCE-13-SW-002G | New Construction - Above Code Systems Design - Low SHGC Glass | New Construction - Above Code Systems Design - Low SHGC Glass | 3.5701 | 3.7527 | 136333.4091 | 0 | 38187.5289 | 36328.9793 | 4.6276 | 4.9392 | 29460.7713 | 27602.2217 | 98145.8803 | 100004.4299 | 195177.1685 | 0 | 231506.1478 | 0.5889 | 178650.9082 | 0 | 0 | 116123.0946 | 0 | 0 | 198501.0091 | 0 | 0 | 178650.9082 | 0 | 0 | 116123.0946 | 0 | 0 | 3571231.6545 | 0 | 2321300.6606 | 0 | 8.9005 | 0 | 13.6931 | 0 | 177.9209 | 0 | 273.7244 | 0 | 15.7005 | 0 | 24.1547 | 0 | 313.8539 | 0 | 482.8521 | 0 | 12.4747 | 8.1085 | 249.3684 | 162.0894 | 0.0027865 | 8726.7576 | 29775.1514 | 38501.909 | 1138.0611 | 107.7929 | 57.8702 | 7423.0333 | 0 | 0 | 0 | 0 | 0 | 0 | 0 | 0 | 29775.1514 | 0 | 30569.1554 | 0 | 476.4024 | 1796559.7544 | 1167763.8832 | 0 | 0 | 0.11675 | 0 | 0.032701 | 0.025228 | 0.03111 | 0.023637 | 0.19825 | 0.084046 | 0.091519 | 0.085638 | 0.093111 | 0 | 0 | 0 | 0 | -0.0815 | 0
1083 | SCE | SCE-13-SW-002G | New Construction - Above Code Systems Design - Improved Insulation | New Construction - Above Code Systems Design - Improved Insulation | 3.5701 | 3.7527 | 7574.0783 | 0 | 2121.5294 | 2018.2766 | 4.6276 | 4.9392 | 1636.7095 | 1533.4568 | 5452.5489 | 5555.8017 | 10843.176 | 0 | 12861.4527 | 0.5889 | 9925.0505 | 0 | 0 | 6451.283 | 0 | 0 | 11027.8338 | 0 | 0 | 9925.0505 | 0 | 0 | 6451.283 | 0 | 0 | 198401.7586 | 0 | 128961.1478 | 0 | 0.49447 | 0 | 0.76073 | 0 | 9.8845 | 0 | 15.2069 | 0 | 0.87225 | 0 | 1.3419 | 0 | 17.4363 | 0 | 26.8251 | 0 | 0.69304 | 0.45047 | 13.8538 | 9.005 | 0.00015481 | 484.8199 | 1654.1751 | 2138.9949 | 63.2256 | 5.9885 | 3.215 | 412.3907 | 0 | 0 | 0 | 0 | 0 | 0 | 0 | 0 | 1654.1751 | 0 | 1698.2864 | 0 | 26.4668 | 99808.8752 | 64875.7713 | 0 | 0 | 0.11675 | 0 | 0.032701 | 0.025228 | 0.03111 | 0.023637 | 0.19825 | 0.084046 | 0.091519 | 0.085638 | 0.093111 | 0 | 0 | 0 | 0 | -0.0815 | 0
1084 | SCE | SCE-13-SW-002G | New Construction - Above Code Systems Design - Commercial Kitchen Appliances | New Construction - Above Code Systems Design - Commercial Kitchen Appliances | 2.7967 | 3.874 | 5037.0213 | 0 | 1801.0635 | 1300.2157 | 3.4065 | 5.1514 | 1478.6417 | 977.7939 | 3235.9578 | 3736.8056 | 8331.7451 | 0 | 9631.9608 | 0.52295 | 10547.6877 | 0 | 0 | 6855.9973 | 0 | 0 | 11719.653 | 0 | 0 | 10547.6877 | 0 | 0 | 6855.9973 | 0 | 0 | 126572.2526 | 0 | 82271.9672 | 0 | 0.74793 | 0 | 1.1507 | 0 | 8.9752 | 0 | 13.808 | 0 | 0.88573 | 0 | 1.3627 | 0 | 10.6287 | 0 | 16.3519 | 0 | 0.71893 | 0.4673 | 8.6272 | 5.6077 | 0.00010295 | 322.4218 | 1054.7688 | 1377.1906 | 42.0472 | 3.9826 | 2.1381 | 274.254 | 0 | 0 | 0 | 0 | 0 | 0 | 0 | 0 | 1054.7688 | 0 | 1804.8266 | 0 | 450.0347 | 80783.2506 | 52509.1148 | 0 | 0 | 0.095927 | 0 | 0.0343 | 0.02816 | 0.024762 | 0.018621 | 0.18343 | 0.061627 | 0.067767 | 0.071165 | 0.077305 | 0 | 0 | 0 | 0 | -0.087507 | 0
1085 | SCE | SCE-13-SW-002G | New Construction - Above Code Systems Design - Lighting Controls | New Construction - Above Code Systems Design - Lighting Controls | 2.3353 | 4.6374 | 2002.7947 | 0 | 857.6295 | 431.8757 | 2.7457 | 6.5952 | 729.4298 | 303.676 | 1145.1653 | 1570.919 | 3430.7341 | 0 | 3862.6098 | 0.51851 | 5896.4811 | 0 | 0 | 3832.7129 | 0 | 0 | 6551.6457 | 0 | 0 | 5896.4811 | 0 | 0 | 3832.7129 | 0 | 0 | 47171.8489 | 0 | 30661.7029 | 0 | 0.41567 | 0 | 0.6395 | 0 | 3.3254 | 0 | 5.116 | 0 | 0.48186 | 0 | 0.74133 | 0 | 3.8549 | 0 | 5.9306 | 0 | 0.39685 | 0.25795 | 3.1748 | 2.0636 | 4.0935e-05 | 128.1997 | 327.5823 | 455.782 | 16.7186 | 1.5835 | 0.85014 | 109.0475 | 0 | 0 | 0 | 0 | 0 | 0 | 0 | 0 | 327.5823 | 0 | 1008.9534 | 0 | 408.8227 | 34268.9306 | 22274.8057 | 0 | 0 | 0.089913 | 0 | 0.038502 | 0.032747 | 0.019389 | 0.013633 | 0.17341 | 0.051411 | 0.057166 | 0.070524 | 0.07628 | 0 | 0 | 0 | 0 | -0.083494 | 0
1086 | SCE | SCE-13-SW-002G | New Construction - Above Code Systems Design - Parking Lot Lighting (Lighting Zone 3) | New Construction - Above Code Systems Design - Parking Lot Lighting (Lighting Zone 3) | 3.4306 | 3.6082 | 50363.1655 | 0 | 14680.7336 | 13957.9643 | 4.3959 | 4.6918 | 11456.9666 | 10734.1973 | 35682.432 | 36405.2012 | 63849.8916 | 0 | 77807.8558 | 0.64728 | 69475.3532 | 0 | 0 | 45158.9812 | 0 | 0 | 77194.8369 | 0 | 0 | 69475.3532 | 0 | 0 | 45158.9812 | 0 | 0 | 1042130.2977 | 0 | 677384.7184 | 0 | 5.6589 | 0 | 8.706 | 0 | 84.8832 | 0 | 130.5895 | 0 | 5.8644 | 0 | 9.0221 | 0 | 87.9656 | 0 | 135.3317 | 0 | 4.7452 | 3.0844 | 71.1774 | 46.2653 | 0.0010294 | 3223.7669 | 11579.2255 | 14802.9925 | 420.4132 | 39.82 | 21.3779 | 2742.1559 | 0 | 0 | 0 | 0 | 0 | 0 | 0 | 0 | 11579.2255 | 0 | 11888.0049 | 0 | 185.2676 | 606343.2987 | 394123.1586 | 0 | 0 | 0.12779 | 0 | 0.037249 | 0.02907 | 0.035415 | 0.027236 | 0.19742 | 0.090536 | 0.098716 | 0.09237 | 0.10055 | 0 | 0 | 0 | 0 | -0.069635 | 0
1087 | SCE | SCE-13-SW-002G | New Construction - Above Code Systems Design - Lighting | New Construction - Above Code Systems Design - Lighting | 3.7746 | 6.7724 | 14158706.9954 | 0 | 3751080.7378 | 2090641.0543 | 4.9771 | 11.955 | 2844776.0778 | 1184336.3943 | 10407626.2576 | 12068065.9411 | 18165034.6948 | 0 | 20255675.7491 | 0.699 | 22996276.3484 | 0 | 0 | 14947580.1747 | 0 | 0 | 25551418.1649 | 0 | 0 | 22996276.3484 | 0 | 0 | 14947580.1747 | 0 | 0 | 275955316.1807 | 0 | 179370962.0967 | 0 | 1873.083 | 0 | 2881.666 | 0 | 22476.9958 | 0 | 34579.9923 | 0 | 1941.1019 | 0 | 2986.3104 | 0 | 23293.2223 | 0 | 35835.7253 | 0 | 1570.6426 | 1020.9177 | 18847.7114 | 12251.0128 | 0.28939 | 906304.66 | 1277570.9082 | 2183875.5682 | 118191.6742 | 11194.6783 | 6010.0268 | 770908.2807 | 0 | 0 | 0 | 0 | 0 | 0 | 0 | 0 | 1277570.9082 | 0 | 3934918.3974 | 0 | 1594408.5568 | 176125232.8838 | 114481405.5737 | 0 | 0 | 0.12368 | 0 | 0.032766 | 0.024849 | 0.018262 | 0.010345 | 0.17693 | 0.090911 | 0.098828 | 0.10542 | 0.11333 | 0 | 0 | 0 | 0 | -0.053257 | 0
1088 | SCE | SCE-13-SW-002G | New Construction - Above Code Systems Design - Sign Lighting | New Construction - Above Code Systems Design - Sign Lighting | 3.6936 | 6.6634 | 7057.0182 | 0 | 1910.5822 | 1059.0746 | 4.8374 | 11.6193 | 1458.8595 | 607.352 | 5146.436 | 5997.9436 | 11293.3164 | 0 | 12352.391 | 0.57131 | 11792.9622 | 0 | 0 | 7665.4257 | 0 | 0 | 13103.2914 | 0 | 0 | 11792.9622 | 0 | 0 | 7665.4257 | 0 | 0 | 188687.3957 | 0 | 122646.8117 | 0 | 0.84734 | 0 | 1.3036 | 0 | 13.5574 | 0 | 20.8576 | 0 | 0.93536 | 0 | 1.439 | 0 | 14.9658 | 0 | 23.0243 | 0 | 0.78675 | 0.51139 | 12.588 | 8.1822 | 0.00014424 | 451.7226 | 655.1646 | 1106.8872 | 58.9094 | 5.5797 | 2.9955 | 384.238 | 0 | 0 | 0 | 0 | 0 | 0 | 0 | 0 | 655.1646 | 0 | 2017.9069 | 0 | 817.6454 | 106540.8807 | 69251.575 | 0 | 0 | 0.1019 | 0 | 0.027589 | 0.021066 | 0.015293 | 0.0087702 | 0.17837 | 0.074315 | 0.080838 | 0.086611 | 0.093134 | 0 | 0 | 0 | 0 | -0.076466 | 0
1089 | SCE | SCE-13-SW-002G | New Construction - Above Code Systems Design - Daylighting Controls | New Construction - Above Code Systems Design - Daylighting Controls | 2.3353 | 4.6374 | 524732.2225 | 0 | 224698.9235 | 113151.4371 | 2.7457 | 6.5952 | 191110.598 | 79563.1116 | 300033.299 | 411580.7854 | 898852.3401 | 0 | 1012003.7771 | 0.51851 | 1544878.0521 | 0 | 0 | 1004170.7707 | 0 | 0 | 1716531.169 | 0 | 0 | 1544878.0521 | 0 | 0 | 1004170.7707 | 0 | 0 | 12359024.417 | 0 | 8033366.1657 | 0 | 108.9067 | 0 | 167.5487 | 0 | 871.2534 | 0 | 1340.3899 | 0 | 126.2478 | 0 | 194.2274 | 0 | 1009.9824 | 0 | 1553.819 | 0 | 103.9756 | 67.5842 | 831.805 | 540.6732 | 0.010725 | 33588.3254 | 85826.5585 | 119414.8839 | 4380.2714 | 414.8831 | 222.7361 | 28570.4348 | 0 | 0 | 0 | 0 | 0 | 0 | 0 | 0 | 85826.5585 | 0 | 264345.8 | 0 | 107111.5492 | 8978459.8045 | 5835999.087 | 0 | 0 | 0.089913 | 0 | 0.038502 | 0.032747 | 0.019389 | 0.013633 | 0.17341 | 0.051411 | 0.057166 | 0.070524 | 0.07628 | 0 | 0 | 0 | 0 | -0.083494 | 0
1090 | SCE | SCE-13-SW-002G | New Construction - Above Code Systems Design - Water Distribution Pumping | New Construction - Above Code Systems Design - Water Distribution Pumping | 3.3069 | 4.5116 | 2220579.4627 | 0 | 671493.9278 | 492190.4219 | 4.1949 | 6.3436 | 529353.7228 | 350050.2169 | 1549085.5348 | 1728389.0408 | 3470321.3373 | 0 | 3962511.7592 | 0.5604 | 3776072.2012 | 0 | 0 | 2454447.0208 | 0 | 0 | 4195635.7792 | 0 | 0 | 3776072.2012 | 0 | 0 | 2454447.0208 | 0 | 0 | 56641083.0186 | 0 | 36816705.3125 | 0 | 242.9026 | 0 | 373.6963 | 0 | 3643.5394 | 0 | 5605.445 | 0 | 290.1145 | 0 | 446.33 | 0 | 4351.7179 | 0 | 6694.9504 | 0 | 248.7195 | 161.6677 | 3730.793 | 2425.0155 | 0.045386 | 142140.205 | 377607.2201 | 519747.4251 | 18536.58 | 1755.7163 | 942.582 | 120905.3268 | 0 | 0 | 0 | 0 | 0 | 0 | 0 | 0 | 377607.2201 | 0 | 646127.91 | 0 | 161112.4203 | 32955515.4428 | 21421085.8235 | 0 | 0 | 0.10366 | 0 | 0.031347 | 0.024712 | 0.022977 | 0.016341 | 0.18498 | 0.072316 | 0.078951 | 0.080686 | 0.087322 | 0 | 0 | 0 | 0 | -0.081319 | 0
1091 | SCE | SCE-13-SW-002G | New Construction - Above Code Systems Design - Wastewater Treatment Pumping and Aeration | New Construction - Above Code Systems Design - Wastewater Treatment Pumping and Aeration | 3.3069 | 4.5116 | 7021497.0719 | 0 | 2123271.3025 | 1556311.6134 | 4.1949 | 6.3436 | 1673822.3861 | 1106862.697 | 4898225.7694 | 5465185.4585 | 10973194.843 | 0 | 12529506.4564 | 0.5604 | 11939982.4911 | 0 | 0 | 7760988.9039 | 0 | 0 | 13266647.2123 | 0 | 0 | 11939982.4911 | 0 | 0 | 7760988.9039 | 0 | 0 | 179099737.3661 | 0 | 116414833.558 | 0 | 768.0608 | 0 | 1181.632 | 0 | 11520.9123 | 0 | 17724.4797 | 0 | 917.3454 | 0 | 1411.3005 | 0 | 13760.1807 | 0 | 21169.508 | 0 | 786.4539 | 511.1951 | 11796.8091 | 7667.9262 | 0.14351 | 449448.9164 | 1193998.2491 | 1643447.1655 | 58612.8729 | 5551.5946 | 2980.4548 | 382303.9941 | 0 | 0 | 0 | 0 | 0 | 0 | 0 | 0 | 1193998.2491 | 0 | 2043063.6707 | 0 | 509439.2732 | 104205708.0481 | 67733712.7157 | 0 | 0 | 0.10366 | 0 | 0.031347 | 0.024712 | 0.022977 | 0.016341 | 0.18498 | 0.072316 | 0.078951 | 0.080686 | 0.087322 | 0 | 0 | 0 | 0 | -0.081319 | 0
1092 | SCE | SCE-13-SW-002G | New Construction - Above Code Systems Design - Dairy Process Systems | New Construction - Above Code Systems Design - Dairy Process Systems | 3.208 | 4.3895 | 11938.5022 | 0 | 3721.4718 | 2719.7762 | 4.037 | 6.1048 | 2957.2834 | 1955.5878 | 8217.0304 | 9218.726 | 19387.27 | 0 | 22107.0463 | 0.54003 | 21095.3754 | 0 | 0 | 13711.9945 | 0 | 0 | 23439.306 | 0 | 0 | 21095.3754 | 0 | 0 | 13711.9945 | 0 | 0 | 316430.6314 | 0 | 205679.9179 | 0 | 1.5281 | 0 | 2.3509 | 0 | 22.9208 | 0 | 35.2628 | 0 | 1.616 | 0 | 2.4861 | 0 | 24.2396 | 0 | 37.2917 | 0 | 1.388 | 0.90217 | 20.8194 | 13.5326 | 0.00024401 | 764.1884 | 2109.5375 | 2873.726 | 99.6582 | 9.4393 | 5.0676 | 650.0234 | 0 | 0 | 0 | 0 | 0 | 0 | 0 | 0 | 2109.5375 | 0 | 3609.6531 | 0 | 900.0694 | 184109.0248 | 119670.8705 | 0 | 0 | 0.099761 | 0 | 0.031098 | 0.024712 | 0.022727 | 0.016341 | 0.18473 | 0.068664 | 0.075049 | 0.077034 | 0.08342 | 0 | 0 | 0 | 0 | -0.084971 | 0
1093 | SCE | SCE-13-SW-002G | New Construction - Above Code Systems Design - Data Center UPS Efficiency | New Construction - Above Code Systems Design - Data Center UPS Efficiency | 1.1278 | 1.6447 | 1797.4217 | 0 | 1593.6954 | 1092.8476 | 1.2156 | 1.8382 | 1478.6417 | 977.7939 | 203.7263 | 704.5741 | 3413.902 | 0 | 4506.7496 | 0.39883 | 10547.6877 | 0 | 0 | 6855.9973 | 0 | 0 | 11719.653 | 0 | 0 | 10547.6877 | 0 | 0 | 6855.9973 | 0 | 0 | 42190.7509 | 0 | 27423.9891 | 0 | 0.75787 | 0 | 1.1659 | 0 | 3.0315 | 0 | 4.6638 | 0 | 0.83659 | 0 | 1.2871 | 0 | 3.3464 | 0 | 5.1483 | 0 | 0.70367 | 0.45739 | 2.8147 | 1.8295 | 3.6737e-05 | 115.0537 | 1054.7688 | 1169.8225 | 15.0042 | 1.4211 | 0.76296 | 97.8654 | 0 | 0 | 0 | 0 | 0 | 0 | 0 | 0 | 1054.7688 | 0 | 1804.8266 | 0 | 450.0347 | 35136.5911 | 22838.785 | 0 | 0 | 0.0787 | 0 | 0.06978 | 0.064743 | 0.047851 | 0.042813 | 0.19733 | 0.0089202 | 0.013958 | 0.03085 | 0.035888 | 0 | 0 | 0 | 0 | -0.11863 | 0
1094 | SCE | SCE-13-SW-002G | New Construction - Above Code Systems Design - Data Center Cooling | New Construction - Above Code Systems Design - Data Center Cooling | 1.1278 | 1.6447 | 740537.745 | 0 | 656602.4995 | 450253.2133 | 1.2156 | 1.8382 | 609200.3738 | 402851.0876 | 83935.2455 | 290284.5317 | 1406527.6135 | 0 | 1856780.8268 | 0.39883 | 4345647.3377 | 0 | 0 | 2824670.8731 | 0 | 0 | 4828497.0419 | 0 | 0 | 4345647.3377 | 0 | 0 | 2824670.8731 | 0 | 0 | 17382589.351 | 0 | 11298683.4926 | 0 | 312.2408 | 0 | 480.3704 | 0 | 1248.963 | 0 | 1921.4815 | 0 | 344.6769 | 0 | 530.2721 | 0 | 1378.7075 | 0 | 2121.0883 | 0 | 289.9133 | 188.4436 | 1159.6531 | 753.7745 | 0.015136 | 47402.1257 | 434564.7338 | 481966.8595 | 6181.7365 | 585.5112 | 314.3403 | 40320.5377 | 0 | 0 | 0 | 0 | 0 | 0 | 0 | 0 | 434564.7338 | 0 | 743588.5445 | 0 | 185414.2938 | 14476275.5175 | 9409579.4315 | 0 | 0 | 0.0787 | 0 | 0.06978 | 0.064743 | 0.047851 | 0.042813 | 0.19733 | 0.0089202 | 0.013958 | 0.03085 | 0.035888 | 0 | 0 | 0 | 0 | -0.11863 | 0
1095 | SCE | SCE-13-SW-002G | New Construction - Above Code Systems Design - Manufacturing & Industrial Process Efficiency | New Construction - Above Code Systems Design - Manufacturing & Industrial Process Efficiency | 3.208 | 4.3895 | 1581851.5443 | 0 | 493095.0144 | 360370.3522 | 4.037 | 6.1048 | 391840.0462 | 259115.384 | 1088756.5299 | 1221481.1921 | 2568813.2804 | 0 | 2929183.6326 | 0.54003 | 2795137.2439 | 0 | 0 | 1816839.2752 | 0 | 0 | 3105708.0488 | 0 | 0 | 2795137.2439 | 0 | 0 | 1816839.2752 | 0 | 0 | 41927058.659 | 0 | 27252589.128 | 0 | 202.467 | 0 | 311.4877 | 0 | 3037.005 | 0 | 4672.3153 | 0 | 214.1165 | 0 | 329.41 | 0 | 3211.7472 | 0 | 4941.1494 | 0 | 183.9049 | 119.5382 | 2758.5728 | 1793.0724 | 0.032331 | 101254.9682 | 279513.7244 | 380768.6926 | 13204.7144 | 1250.7017 | 671.4575 | 86128.0945 | 0 | 0 | 0 | 0 | 0 | 0 | 0 | 0 | 279513.7244 | 0 | 478279.0395 | 0 | 119259.1938 | 24394445.7886 | 15856390.3442 | 0 | 0 | 0.099761 | 0 | 0.031098 | 0.024712 | 0.022727 | 0.016341 | 0.18473 | 0.068664 | 0.075049 | 0.077034 | 0.08342 | 0 | 0 | 0 | 0 | -0.084971 | 0
1096 | SCE | SCE-13-SW-002G | New Construction - Above Code Systems Design - Air Compressors | New Construction - Above Code Systems Design - Air Compressors | 2.9612 | 4.0817 | 129662.7137 | 0 | 43787.1641 | 31766.8173 | 3.6538 | 5.5253 | 35487.4004 | 23467.0536 | 85875.5497 | 97895.8964 | 211449.3745 | 0 | 243216.1918 | 0.53312 | 253144.5051 | 0 | 0 | 164543.9344 | 0 | 0 | 281271.6723 | 0 | 0 | 253144.5051 | 0 | 0 | 164543.9344 | 0 | 0 | 3290878.5664 | 0 | 2139071.1466 | 0 | 18.1888 | 0 | 27.9827 | 0 | 236.4542 | 0 | 363.7756 | 0 | 20.0783 | 0 | 30.8896 | 0 | 261.0174 | 0 | 401.5653 | 0 | 16.8882 | 10.9773 | 219.546 | 142.7049 | 0.0026502 | 8299.7637 | 25314.4505 | 33614.2142 | 1082.3766 | 102.5187 | 55.0387 | 7059.8297 | 0 | 0 | 0 | 0 | 0 | 0 | 0 | 0 | 25314.4505 | 0 | 43315.8375 | 0 | 10800.8326 | 2035690.6101 | 1323198.9451 | 0 | 0 | 0.097992 | 0 | 0.033092 | 0.026819 | 0.024008 | 0.017735 | 0.18381 | 0.0649 | 0.071172 | 0.073984 | 0.080257 | 0 | 0 | 0 | 0 | -0.085817 | 0
1097 | SCE | SCE-13-SW-002G | New Construction - Above Code Systems Design - Plastic Molding | New Construction - Above Code Systems Design - Plastic Molding | 3.208 | 4.3895 | 1934037.3598 | 0 | 602878.4327 | 440603.7513 | 4.037 | 6.1048 | 479079.9056 | 316805.2242 | 1331158.9271 | 1493433.6085 | 3140737.7466 | 0 | 3581341.4979 | 0.54003 | 3417450.819 | 0 | 0 | 2221343.1138 | 0 | 0 | 3797167.5767 | 0 | 0 | 3417450.819 | 0 | 0 | 2221343.1138 | 0 | 0 | 51261762.285 | 0 | 33320146.7074 | 0 | 247.5446 | 0 | 380.8378 | 0 | 3713.1684 | 0 | 5712.5666 | 0 | 261.7877 | 0 | 402.7503 | 0 | 3926.8155 | 0 | 6041.2544 | 0 | 224.8497 | 146.1523 | 3372.7456 | 2192.2847 | 0.03953 | 123798.5271 | 341745.0819 | 465543.609 | 16144.632 | 1529.1598 | 820.9518 | 105303.7835 | 0 | 0 | 0 | 0 | 0 | 0 | 0 | 0 | 341745.0819 | 0 | 584763.8068 | 0 | 145811.2407 | 29825662.0208 | 19386681.0246 | 0 | 0 | 0.099761 | 0 | 0.031098 | 0.024712 | 0.022727 | 0.016341 | 0.18473 | 0.068664 | 0.075049 | 0.077034 | 0.08342 | 0 | 0 | 0 | 0 | -0.084971 | 0
1098 | SCE | SCE-13-SW-002G | New Construction - Above Code Systems Design - Clean Rooms | New Construction - Above Code Systems Design - Clean Rooms | 2.8137 | 2.9672 | 5616.8821 | 0 | 1996.2485 | 1892.9957 | 3.4318 | 3.6629 | 1636.7095 | 1533.4568 | 3620.6337 | 3723.8864 | 9121.4131 | 0 | 11014.4088 | 0.50996 | 9925.0505 | 0 | 0 | 6451.283 | 0 | 0 | 11027.8338 | 0 | 0 | 9925.0505 | 0 | 0 | 6451.283 | 0 | 0 | 148875.7568 | 0 | 96769.2455 | 0 | 0.71893 | 0 | 1.106 | 0 | 10.7839 | 0 | 16.5906 | 0 | 0.76029 | 0 | 1.1697 | 0 | 11.4044 | 0 | 17.5452 | 0 | 0.65301 | 0.42446 | 9.7952 | 6.3669 | 0.0001148 | 359.5389 | 1654.1751 | 2013.714 | 46.8877 | 4.441 | 2.3842 | 305.826 | 0 | 0 | 0 | 0 | 0 | 0 | 0 | 0 | 1654.1751 | 0 | 1698.2864 | 0 | 26.4668 | 86620.4712 | 56303.3084 | 0 | 0 | 0.099761 | 0 | 0.035455 | 0.02907 | 0.033621 | 0.027236 | 0.19563 | 0.064306 | 0.070692 | 0.06614 | 0.072525 | 0 | 0 | 0 | 0 | -0.095865 | 0
1099 | SCE | SCE-13-SW-002G | New Construction - Above Code Systems Design - Food Processing Refrigeration | New Construction - Above Code Systems Design - Food Processing Refrigeration | 3.2308 | 4.4177 | 6022.7622 | 0 | 1864.1612 | 1363.3134 | 4.0732 | 6.1595 | 1478.6417 | 977.7939 | 4158.601 | 4659.4488 | 9693.635 | 0 | 11056.9484 | 0.5447 | 10547.6877 | 0 | 0 | 6855.9973 | 0 | 0 | 11719.653 | 0 | 0 | 10547.6877 | 0 | 0 | 6855.9973 | 0 | 0 | 158215.3157 | 0 | 102839.959 | 0 | 0.75787 | 0 | 1.1659 | 0 | 11.368 | 0 | 17.4892 | 0 | 0.83659 | 0 | 1.2871 | 0 | 12.5489 | 0 | 19.306 | 0 | 0.70367 | 0.45739 | 10.5551 | 6.8608 | 0.0001231 | 385.5195 | 1054.7688 | 1440.2883 | 50.2758 | 4.7619 | 2.5565 | 327.9252 | 0 | 0 | 0 | 0 | 0 | 0 | 0 | 0 | 1054.7688 | 0 | 1804.8266 | 0 | 450.0347 | 92054.5124 | 59835.4353 | 0 | 0 | 0.10066 | 0 | 0.031155 | 0.024712 | 0.022784 | 0.016341 | 0.18479 | 0.069501 | 0.075944 | 0.077871 | 0.084314 | 0 | 0 | 0 | 0 | -0.084134 | 0
1100 | SCE | SCE-13-SW-002G | New Construction - Above Code Design - Supermarket Refrigeration Systems | New Construction - Above Code Design - Supermarket Refrigeration Systems | 3.2308 | 4.4177 | 421593.3518 | 0 | 130491.2818 | 95431.937 | 4.0732 | 6.1595 | 103504.9179 | 68445.5731 | 291102.07 | 326161.4147 | 678554.4514 | 0 | 773986.3885 | 0.5447 | 738338.1399 | 0 | 0 | 479919.8085 | 0 | 0 | 820375.711 | 0 | 0 | 738338.1399 | 0 | 0 | 479919.8085 | 0 | 0 | 11075072.0986 | 0 | 7198797.1281 | 0 | 53.0506 | 0 | 81.6163 | 0 | 795.7592 | 0 | 1224.2449 | 0 | 58.5616 | 0 | 90.0948 | 0 | 878.4241 | 0 | 1351.4216 | 0 | 49.2571 | 32.0171 | 738.8566 | 480.2568 | 0.0086169 | 26986.3639 | 73833.814 | 100820.1779 | 3519.3061 | 333.3357 | 178.9561 | 22954.766 | 0 | 0 | 0 | 0 | 0 | 0 | 0 | 0 | 73833.814 | 0 | 126337.8595 | 0 | 31502.4286 | 6443815.8687 | 4188480.4683 | 0 | 0 | 0.10066 | 0 | 0.031155 | 0.024712 | 0.022784 | 0.016341 | 0.18479 | 0.069501 | 0.075944 | 0.077871 | 0.084314 | 0 | 0 | 0 | 0 | -0.084134 | 0
1101 | SCE | SCE-13-SW-002G | New Construction - Above Code Comprehensive Design - Overall Refrigeration Systems | New Construction - Above Code Comprehensive Design - Overall Refrigeration Systems | 3.0402 | 3.5886 | 7570697.6544 | 0 | 2490196.8427 | 2109662.2374 | 3.7748 | 4.6587 | 2005593.371 | 1625058.7658 | 5080500.8118 | 5461035.417 | 12082858.052 | 0 | 14192520.2893 | 0.53343 | 13147412.0023 | 0 | 0 | 8545818.1149 | 0 | 0 | 14608235.5581 | 0 | 0 | 13147412.0023 | 0 | 0 | 8545818.1149 | 0 | 0 | 197211180.034 | 0 | 128187271.724 | 0 | 895.2536 | 0 | 1377.3132 | 0 | 13428.8039 | 0 | 20659.6976 | 0 | 1026.6254 | 0 | 1579.4237 | 0 | 15399.3813 | 0 | 23691.355 | 0 | 871.2837 | 566.3344 | 13069.2556 | 8495.0165 | 0.15474 | 484603.4716 | 1752988.267 | 2237591.7386 | 63197.3972 | 5985.8238 | 3213.5771 | 412206.6735 | 0 | 0 | 0 | 0 | 0 | 0 | 0 | 0 | 1752988.267 | 0 | 2249668.2759 | 0 | 298008.0172 | 114743499.6425 | 74583277.5033 | 0 | 0 | 0.10151 | 0 | 0.033388 | 0.026891 | 0.028286 | 0.021789 | 0.19029 | 0.068118 | 0.074616 | 0.073221 | 0.079718 | 0 | 0 | 0 | 0 | -0.088784 | 0
1102 | SCE | SCE-13-SW-002G | New Construction - Above Code Comprehensive Design - Overall Building Performance | New Construction - Above Code Comprehensive Design - Overall Building Performance | 2.4078 | 2.5088 | 3702414.8274 | 0 | 1537703.7272 | 1475765.1257 | 2.8465 | 2.9888 | 1300710.6309 | 1238772.0294 | 2164711.1002 | 2226649.7017 | 5876061.7968 | 0 | 7351826.9226 | 0.5036 | 6136034.1422 | 0 | 0 | 3988422.3387 | 0 | 0 | 6817815.7135 | 0 | 0 | 6136034.1422 | 0 | 0 | 3988422.3387 | 0 | 0 | 98176546.2747 | 0 | 63814757.4193 | 0 | 417.8242 | 0 | 642.8064 | 0 | 6685.1869 | 0 | 10284.9025 | 0 | 479.1368 | 0 | 737.1335 | 0 | 7666.1884 | 0 | 11794.1356 | 0 | 406.6372 | 264.3142 | 6506.1949 | 4229.0269 | 0.075673 | 236993.0964 | 1336291.8799 | 1573284.9762 | 30906.3961 | 2927.3396 | 1571.5851 | 201587.7756 | 0 | 0 | 0 | 0 | 0 | 0 | 0 | 0 | 1336291.8799 | 0 | 1336291.8799 | 0 | 0 | 55434628.6323 | 36032509.9326 | 0 | 0 | 0.10275 | 0 | 0.042675 | 0.036098 | 0.040956 | 0.034379 | 0.20403 | 0.060077 | 0.066654 | 0.061796 | 0.068373 | 0 | 0 | 0 | 0 | -0.10128 | 0
1103 | SCE | SCE-13-SW-002G | New Construction - Above Code Design - Design Team Overall Building Performance | New Construction - Above Code Design - Design Team Overall Building Performance | 2.8221 | 4.0625 | 3930763.0145 | 0 | 1392858.6171 | 967574.3143 | 3.4443 | 5.4902 | 1141248.8593 | 715964.5565 | 2537904.3974 | 2963188.7003 | 6238470.6898 | 0 | 7206045.004 | 0.54548 | 6514476.9526 | 0 | 0 | 4234410.1745 | 0 | 0 | 7238307.7251 | 0 | 0 | 6514476.9526 | 0 | 0 | 4234410.1745 | 0 | 0 | 104231631.2413 | 0 | 67750562.7919 | 0 | 443.5937 | 0 | 682.4518 | 0 | 7097.4989 | 0 | 10919.2287 | 0 | 508.6878 | 0 | 782.5965 | 0 | 8139.0043 | 0 | 12521.5445 | 0 | 431.7167 | 280.6159 | 6907.4676 | 4489.8541 | 0.080341 | 251609.7578 | 772327.4343 | 1023937.192 | 32812.5627 | 3107.8846 | 1668.5133 | 214020.7971 | 0 | 0 | 0 | 0 | 0 | 0 | 0 | 0 | 772327.4343 | 0 | 1418708.3141 | 0 | 387828.5433 | 58853585.595 | 38254832.0399 | 0 | 0 | 0.10275 | 0 | 0.03641 | 0.029833 | 0.025293 | 0.018716 | 0.18837 | 0.066342 | 0.072919 | 0.077459 | 0.084036 | 0 | 0 | 0 | 0 | -0.085617 | 0
1104 | SCE | SCE-13-SW-002G | New Construction - Above Code Systems Design - Variable Speed Drives | New Construction - Above Code Systems Design - Variable Speed Drives | 0.0037459 | 0.0091536 | 19.53 | 0 | 5213.6414 | 2133.5813 | 0.0037468 | 0.009159 | 5212.3913 | 2132.3312 | -5194.1114 | -2114.0513 | 0 | 0 | 2133.5813 | 0.0091536 | 0 | 20.7018 | 0 | 0 | 13.4561 | 0 | 0 | 23.0019 | 0 | 0 | 20.7018 | 0 | 0 | 13.4561 | 0 | 0 | 0 | 0 | 0 | 0 | 0 | 0 | 0 | 0 | 0 | 0 | 0 | 0 | 0 | 0 | 0 | 0 | 0 | 0 | 0 | 0 | 0 | 0 | 0 | 3.9917e-07 | 1.2501 | 2300.1947 | 2301.4448 | 0.16303 | 0.015442 | 0.00829 | 1.0634 | 0 | 0 | 0 | 0 | 0 | 0 | 0 | 0 | 2300.1947 | 0 | 7234.8437 | 0 | 2960.7895 | 0 | 0 | 0 | 0 | 0 | 0 | 0 | 0 | 0 | 0 | 0 | 0 | 0 | 0 | 0 | 0 | 0 | 0 | 0 | 0 | 0
1105 | SCE | SCE-13-SW-002G | New Construction - Above Code Systems Design - HVAC Energy Reduction | New Construction - Above Code Systems Design - HVAC Energy Reduction | 0 | 0 | 0 | 0 | 30445.1038 | 12454.7525 | 0 | 0 | 30445.1038 | 12454.7525 | -30445.1038 | -12454.7525 | 0 | 0 | 12454.7525 | 0 | 0 | 120.9171 | 0 | 0 | 78.5961 | 0 | 0 | 134.3523 | 0 | 0 | 120.9171 | 0 | 0 | 78.5961 | 0 | 0 | 0 | 0 | 0 | 0 | 0 | 0 | 0 | 0 | 0 | 0 | 0 | 0 | 0 | 0 | 0 | 0 | 0 | 0 | 0 | 0 | 0 | 0 | 0 | 0 | 0 | 13435.228 | 13435.228 | 0 | 0 | 0 | 0 | 0 | 0 | 0 | 0 | 0 | 0 | 0 | 0 | 13435.228 | 0 | 42258.0644 | 0 | 17293.7025 | 0 | 0 | 0 | 0 | 0 | 0 | 0 | 0 | 0 | 0 | 0 | 0 | 0 | 0 | 0 | 0 | 0 | 0 | 0 | 0 | 0
1106 | SCE | SCE-13-SW-002G | New Construction - Above Code Systems Design - Chillers | New Construction - Above Code Systems Design - Chillers | 0 | 0 | 0 | 0 | 14082.4766 | 5863.9107 | 0 | 0 | 14082.4766 | 5863.9107 | -14082.4766 | -5863.9107 | 0 | 0 | 5863.9107 | 0 | 0 | 56.9298 | 0 | 0 | 35.8658 | 0 | 0 | 63.2554 | 0 | 0 | 56.9298 | 0 | 0 | 35.8658 | 0 | 0 | 0 | 0 | 0 | 0 | 0 | 0 | 0 | 0 | 0 | 0 | 0 | 0 | 0 | 0 | 0 | 0 | 0 | 0 | 0 | 0 | 0 | 0 | 0 | 0 | 0 | 6325.5354 | 6325.5354 | 0 | 0 | 0 | 0 | 0 | 0 | 0 | 0 | 0 | 0 | 0 | 0 | 6325.5354 | 0 | 19895.8202 | 0 | 7870.765 | 0 | 0 | 0 | 0 | 0 | 0 | 0 | 0 | 0 | 0 | 0 | 0 | 0 | 0 | 0 | 0 | 0 | 0 | 0 | 0 | 0
1107 | SCE | SCE-13-SW-002G | New Construction - Above Code Systems Design - Parking Garage Exhaust Fan Controls | New Construction - Above Code Systems Design - Parking Garage Exhaust Fan Controls | 0.0026396 | 0.0064507 | 0.15637 | 0 | 59.2417 | 24.241 | 0.00264 | 0.0064534 | 59.2317 | 24.231 | -59.0854 | -24.0847 | 0 | 0 | 24.241 | 0.0064507 | 0 | 0.23525 | 0 | 0 | 0.15291 | 0 | 0 | 0.26139 | 0 | 0 | 0.23525 | 0 | 0 | 0.15291 | 0 | 0 | 0 | 0 | 0 | 0 | 0 | 0 | 0 | 0 | 0 | 0 | 0 | 0 | 0 | 0 | 0 | 0 | 0 | 0 | 0 | 0 | 0 | 0 | 0 | 3.1961e-09 | 0.010009 | 26.1386 | 26.1486 | 0.0013053 | 0.00012364 | 6.6376e-05 | 0.0085141 | 0 | 0 | 0 | 0 | 0 | 0 | 0 | 0 | 26.1386 | 0 | 82.2141 | 0 | 33.6453 | 0 | 0 | 0 | 0 | 0 | 0 | 0 | 0 | 0 | 0 | 0 | 0 | 0 | 0 | 0 | 0 | 0 | 0 | 0 | 0 | 0
1108 | SCE | SCE-13-SW-002G | New Construction - Above Code Systems Design - Heat Pumps | New Construction - Above Code Systems Design - Heat Pumps | 0 | 0 | 0 | 0 | 355.3903 | 145.3862 | 0 | 0 | 355.3903 | 145.3862 | -355.3903 | -145.3862 | 0 | 0 | 145.3862 | 0 | 0 | 1.4115 | 0 | 0 | 0.91746 | 0 | 0 | 1.5683 | 0 | 0 | 1.4115 | 0 | 0 | 0.91746 | 0 | 0 | 0 | 0 | 0 | 0 | 0 | 0 | 0 | 0 | 0 | 0 | 0 | 0 | 0 | 0 | 0 | 0 | 0 | 0 | 0 | 0 | 0 | 0 | 0 | 0 | 0 | 156.8315 | 156.8315 | 0 | 0 | 0 | 0 | 0 | 0 | 0 | 0 | 0 | 0 | 0 | 0 | 156.8315 | 0 | 493.2848 | 0 | 201.872 | 0 | 0 | 0 | 0 | 0 | 0 | 0 | 0 | 0 | 0 | 0 | 0 | 0 | 0 | 0 | 0 | 0 | 0 | 0 | 0 | 0
1109 | SCE | SCE-13-SW-002G | New Construction - Above Code Systems Design - Air-Cooled Package A/C | New Construction - Above Code Systems Design - Air-Cooled Package A/C | 0 | 0 | 0 | 0 | 8055.5139 | 3295.4209 | 0 | 0 | 8055.5139 | 3295.4209 | -8055.5139 | -3295.4209 | 0 | 0 | 3295.4209 | 0 | 0 | 31.9936 | 0 | 0 | 20.7959 | 0 | 0 | 35.5485 | 0 | 0 | 31.9936 | 0 | 0 | 20.7959 | 0 | 0 | 0 | 0 | 0 | 0 | 0 | 0 | 0 | 0 | 0 | 0 | 0 | 0 | 0 | 0 | 0 | 0 | 0 | 0 | 0 | 0 | 0 | 0 | 0 | 0 | 0 | 3554.8463 | 3554.8463 | 0 | 0 | 0 | 0 | 0 | 0 | 0 | 0 | 0 | 0 | 0 | 0 | 3554.8463 | 0 | 11181.1221 | 0 | 4575.7657 | 0 | 0 | 0 | 0 | 0 | 0 | 0 | 0 | 0 | 0 | 0 | 0 | 0 | 0 | 0 | 0 | 0 | 0 | 0 | 0 | 0
1110 | SCE | SCE-13-SW-002G | New Construction - Above Code Design - Premium Efficiency Motors | New Construction - Above Code Design - Premium Efficiency Motors | 0 | 0 | 0 | 0 | 118.4634 | 48.4621 | 0 | 0 | 118.4634 | 48.4621 | -118.4634 | -48.4621 | 0 | 0 | 48.4621 | 0 | 0 | 0.47049 | 0 | 0 | 0.30582 | 0 | 0 | 0.52277 | 0 | 0 | 0.47049 | 0 | 0 | 0.30582 | 0 | 0 | 0 | 0 | 0 | 0 | 0 | 0 | 0 | 0 | 0 | 0 | 0 | 0 | 0 | 0 | 0 | 0 | 0 | 0 | 0 | 0 | 0 | 0 | 0 | 0 | 0 | 52.2772 | 52.2772 | 0 | 0 | 0 | 0 | 0 | 0 | 0 | 0 | 0 | 0 | 0 | 0 | 52.2772 | 0 | 164.4283 | 0 | 67.2907 | 0 | 0 | 0 | 0 | 0 | 0 | 0 | 0 | 0 | 0 | 0 | 0 | 0 | 0 | 0 | 0 | 0 | 0 | 0 | 0 | 0
1111 | SCE | SCE-13-SW-002G | New Construction - Above Code Systems Design - Low SHGC Glass | New Construction - Above Code Systems Design - Low SHGC Glass | 0.0036255 | 0.0088595 | 3.8663 | 0 | 1066.4184 | 436.4061 | 0.0036264 | 0.0088645 | 1066.171 | 436.1586 | -1062.5521 | -432.5398 | 0 | 0 | 436.4061 | 0.0088595 | 0 | 4.2344 | 0 | 0 | 2.7524 | 0 | 0 | 4.7049 | 0 | 0 | 4.2344 | 0 | 0 | 2.7524 | 0 | 0 | 0 | 0 | 0 | 0 | 0 | 0 | 0 | 0 | 0 | 0 | 0 | 0 | 0 | 0 | 0 | 0 | 0 | 0 | 0 | 0 | 0 | 0 | 0 | 7.9023e-08 | 0.24748 | 470.4944 | 470.7418 | 0.032275 | 0.0030569 | 0.0016412 | 0.21051 | 0 | 0 | 0 | 0 | 0 | 0 | 0 | 0 | 470.4944 | 0 | 1479.8544 | 0 | 605.616 | 0 | 0 | 0 | 0 | 0 | 0 | 0 | 0 | 0 | 0 | 0 | 0 | 0 | 0 | 0 | 0 | 0 | 0 | 0 | 0 | 0
1112 | SCE | SCE-13-SW-002G | New Construction - Above Code Systems Design - Improved Insulation | New Construction - Above Code Systems Design - Improved Insulation | 0.0036255 | 0.0088595 | 0.2148 | 0 | 59.2455 | 24.2448 | 0.0036264 | 0.0088645 | 59.2317 | 24.231 | -59.0307 | -24.03 | 0 | 0 | 24.2448 | 0.0088595 | 0 | 0.23525 | 0 | 0 | 0.15291 | 0 | 0 | 0.26139 | 0 | 0 | 0.23525 | 0 | 0 | 0.15291 | 0 | 0 | 0 | 0 | 0 | 0 | 0 | 0 | 0 | 0 | 0 | 0 | 0 | 0 | 0 | 0 | 0 | 0 | 0 | 0 | 0 | 0 | 0 | 0 | 0 | 4.3902e-09 | 0.013749 | 26.1386 | 26.1523 | 0.001793 | 0.00016983 | 9.1175e-05 | 0.011695 | 0 | 0 | 0 | 0 | 0 | 0 | 0 | 0 | 26.1386 | 0 | 82.2141 | 0 | 33.6453 | 0 | 0 | 0 | 0 | 0 | 0 | 0 | 0 | 0 | 0 | 0 | 0 | 0 | 0 | 0 | 0 | 0 | 0 | 0 | 0 | 0
1113 | SCE | SCE-13-SW-002G | New Construction - Above Code Systems Design - Commercial Kitchen Appliances | New Construction - Above Code Systems Design - Commercial Kitchen Appliances | 0.0027856 | 0.0068074 | 0.16502 | 0 | 59.2423 | 24.2416 | 0.0027861 | 0.0068104 | 59.2317 | 24.231 | -59.0773 | -24.0766 | 0 | 0 | 24.2416 | 0.0068074 | 0 | 0.23525 | 0 | 0 | 0.15291 | 0 | 0 | 0.26139 | 0 | 0 | 0.23525 | 0 | 0 | 0.15291 | 0 | 0 | 0 | 0 | 0 | 0 | 0 | 0 | 0 | 0 | 0 | 0 | 0 | 0 | 0 | 0 | 0 | 0 | 0 | 0 | 0 | 0 | 0 | 0 | 0 | 3.3729e-09 | 0.010563 | 26.1386 | 26.1491 | 0.0013775 | 0.00013048 | 7.0048e-05 | 0.0089851 | 0 | 0 | 0 | 0 | 0 | 0 | 0 | 0 | 26.1386 | 0 | 82.2141 | 0 | 33.6453 | 0 | 0 | 0 | 0 | 0 | 0 | 0 | 0 | 0 | 0 | 0 | 0 | 0 | 0 | 0 | 0 | 0 | 0 | 0 | 0 | 0
1114 | SCE | SCE-13-SW-002G | New Construction - Above Code Systems Design - Lighting Controls | New Construction - Above Code Systems Design - Lighting Controls | 0.0021483 | 0.0052504 | 0.12726 | 0 | 59.2399 | 24.2392 | 0.0021486 | 0.0052521 | 59.2317 | 24.231 | -59.1126 | -24.1119 | 0 | 0 | 24.2392 | 0.0052504 | 0 | 0.23525 | 0 | 0 | 0.15291 | 0 | 0 | 0.26139 | 0 | 0 | 0.23525 | 0 | 0 | 0.15291 | 0 | 0 | 0 | 0 | 0 | 0 | 0 | 0 | 0 | 0 | 0 | 0 | 0 | 0 | 0 | 0 | 0 | 0 | 0 | 0 | 0 | 0 | 0 | 0 | 0 | 2.6012e-09 | 0.0081463 | 26.1386 | 26.1467 | 0.0010624 | 0.00010062 | 5.4021e-05 | 0.0069293 | 0 | 0 | 0 | 0 | 0 | 0 | 0 | 0 | 26.1386 | 0 | 82.2141 | 0 | 33.6453 | 0 | 0 | 0 | 0 | 0 | 0 | 0 | 0 | 0 | 0 | 0 | 0 | 0 | 0 | 0 | 0 | 0 | 0 | 0 | 0 | 0
1115 | SCE | SCE-13-SW-002G | New Construction - Above Code Systems Design - Parking Lot Lighting (Lighting Zone 3) | New Construction - Above Code Systems Design - Parking Lot Lighting (Lighting Zone 3) | 0 | 0 | 0 | 0 | 829.2441 | 339.2345 | 0 | 0 | 829.2441 | 339.2345 | -829.2441 | -339.2345 | 0 | 0 | 339.2345 | 0 | 0 | 3.2935 | 0 | 0 | 2.1407 | 0 | 0 | 3.6594 | 0 | 0 | 3.2935 | 0 | 0 | 2.1407 | 0 | 0 | 0 | 0 | 0 | 0 | 0 | 0 | 0 | 0 | 0 | 0 | 0 | 0 | 0 | 0 | 0 | 0 | 0 | 0 | 0 | 0 | 0 | 0 | 0 | 0 | 0 | 365.9401 | 365.9401 | 0 | 0 | 0 | 0 | 0 | 0 | 0 | 0 | 0 | 0 | 0 | 0 | 365.9401 | 0 | 1150.9979 | 0 | 471.0347 | 0 | 0 | 0 | 0 | 0 | 0 | 0 | 0 | 0 | 0 | 0 | 0 | 0 | 0 | 0 | 0 | 0 | 0 | 0 | 0 | 0
1116 | SCE | SCE-13-SW-002G | New Construction - Above Code Systems Design - Lighting | New Construction - Above Code Systems Design - Lighting | 0 | 0 | 0 | 0 | 231003.7062 | 94501.0404 | 0 | 0 | 231003.7062 | 94501.0404 | -231003.7062 | -94501.0404 | 0 | 0 | 94501.0404 | 0 | 0 | 917.464 | 0 | 0 | 596.3516 | 0 | 0 | 1019.4045 | 0 | 0 | 917.464 | 0 | 0 | 596.3516 | 0 | 0 | 0 | 0 | 0 | 0 | 0 | 0 | 0 | 0 | 0 | 0 | 0 | 0 | 0 | 0 | 0 | 0 | 0 | 0 | 0 | 0 | 0 | 0 | 0 | 0 | 0 | 101940.4458 | 101940.4458 | 0 | 0 | 0 | 0 | 0 | 0 | 0 | 0 | 0 | 0 | 0 | 0 | 101940.4458 | 0 | 320635.1191 | 0 | 131216.8092 | 0 | 0 | 0 | 0 | 0 | 0 | 0 | 0 | 0 | 0 | 0 | 0 | 0 | 0 | 0 | 0 | 0 | 0 | 0 | 0 | 0
1117 | SCE | SCE-13-SW-002G | New Construction - Above Code Systems Design - Sign Lighting | New Construction - Above Code Systems Design - Sign Lighting | 0.0034234 | 0.0083656 | 0.20282 | 0 | 59.2447 | 24.244 | 0.0034241 | 0.0083701 | 59.2317 | 24.231 | -59.0419 | -24.0412 | 0 | 0 | 24.244 | 0.0083656 | 0 | 0.23525 | 0 | 0 | 0.15291 | 0 | 0 | 0.26139 | 0 | 0 | 0.23525 | 0 | 0 | 0.15291 | 0 | 0 | 0 | 0 | 0 | 0 | 0 | 0 | 0 | 0 | 0 | 0 | 0 | 0 | 0 | 0 | 0 | 0 | 0 | 0 | 0 | 0 | 0 | 0 | 0 | 4.1453e-09 | 0.012982 | 26.1386 | 26.1516 | 0.001693 | 0.00016036 | 8.609e-05 | 0.011043 | 0 | 0 | 0 | 0 | 0 | 0 | 0 | 0 | 26.1386 | 0 | 82.2141 | 0 | 33.6453 | 0 | 0 | 0 | 0 | 0 | 0 | 0 | 0 | 0 | 0 | 0 | 0 | 0 | 0 | 0 | 0 | 0 | 0 | 0 | 0 | 0
1118 | SCE | SCE-13-SW-002G | New Construction - Above Code Systems Design - Daylighting Controls | New Construction - Above Code Systems Design - Daylighting Controls | 0.0021483 | 0.0052504 | 33.3434 | 0 | 15520.8448 | 6350.6658 | 0.0021486 | 0.0052521 | 15518.7105 | 6348.5314 | -15487.5014 | -6317.3223 | 0 | 0 | 6350.6658 | 0.0052504 | 0 | 61.6348 | 0 | 0 | 40.0626 | 0 | 0 | 68.4831 | 0 | 0 | 61.6348 | 0 | 0 | 40.0626 | 0 | 0 | 0 | 0 | 0 | 0 | 0 | 0 | 0 | 0 | 0 | 0 | 0 | 0 | 0 | 0 | 0 | 0 | 0 | 0 | 0 | 0 | 0 | 0 | 0 | 6.815e-07 | 2.1343 | 6848.3069 | 6850.4412 | 0.27834 | 0.026363 | 0.014153 | 1.8155 | 0 | 0 | 0 | 0 | 0 | 0 | 0 | 0 | 6848.3069 | 0 | 21540.1029 | 0 | 8815.078 | 0 | 0 | 0 | 0 | 0 | 0 | 0 | 0 | 0 | 0 | 0 | 0 | 0 | 0 | 0 | 0 | 0 | 0 | 0 | 0 | 0
1119 | SCE | SCE-13-SW-002G | New Construction - Above Code Systems Design - Water Distribution Pumping | New Construction - Above Code Systems Design - Water Distribution Pumping | 0.0035274 | 0.0086197 | 74.8144 | 0 | 21209.7445 | 8679.4998 | 0.0035282 | 0.0086244 | 21204.9556 | 8674.7109 | -21134.9301 | -8604.6854 | 0 | 0 | 8679.4998 | 0.0086197 | 0 | 84.2185 | 0 | 0 | 54.742 | 0 | 0 | 93.5761 | 0 | 0 | 84.2185 | 0 | 0 | 54.742 | 0 | 0 | 0 | 0 | 0 | 0 | 0 | 0 | 0 | 0 | 0 | 0 | 0 | 0 | 0 | 0 | 0 | 0 | 0 | 0 | 0 | 0 | 0 | 0 | 0 | 1.5291e-06 | 4.7889 | 9357.6102 | 9362.3991 | 0.62452 | 0.059152 | 0.031757 | 4.0735 | 0 | 0 | 0 | 0 | 0 | 0 | 0 | 0 | 9357.6102 | 0 | 29432.6596 | 0 | 12045.0302 | 0 | 0 | 0 | 0 | 0 | 0 | 0 | 0 | 0 | 0 | 0 | 0 | 0 | 0 | 0 | 0 | 0 | 0 | 0 | 0 | 0
1120 | SCE | SCE-13-SW-002G | New Construction - Above Code Systems Design - Wastewater Treatment Pumping and Aeration | New Construction - Above Code Systems Design - Wastewater Treatment Pumping and Aeration | 0.0035274 | 0.0086197 | 236.5638 | 0 | 67065.4491 | 27444.6753 | 0.0035282 | 0.0086244 | 67050.3065 | 27429.5327 | -66828.8852 | -27208.1115 | 0 | 0 | 27444.6753 | 0.0086197 | 0 | 266.2998 | 0 | 0 | 173.0949 | 0 | 0 | 295.8887 | 0 | 0 | 266.2998 | 0 | 0 | 173.0949 | 0 | 0 | 0 | 0 | 0 | 0 | 0 | 0 | 0 | 0 | 0 | 0 | 0 | 0 | 0 | 0 | 0 | 0 | 0 | 0 | 0 | 0 | 0 | 0 | 0 | 4.8351e-06 | 15.1425 | 29588.8679 | 29604.0104 | 1.9747 | 0.18704 | 0.10042 | 12.8803 | 0 | 0 | 0 | 0 | 0 | 0 | 0 | 0 | 29588.8679 | 0 | 93066.3987 | 0 | 38086.52 | 0 | 0 | 0 | 0 | 0 | 0 | 0 | 0 | 0 | 0 | 0 | 0 | 0 | 0 | 0 | 0 | 0 | 0 | 0 | 0 | 0
1121 | SCE | SCE-13-SW-002G | New Construction - Above Code Systems Design - Dairy Process Systems | New Construction - Above Code Systems Design - Dairy Process Systems | 0.0035124 | 0.0085831 | 0.41619 | 0 | 118.4901 | 48.4887 | 0.0035132 | 0.0085879 | 118.4634 | 48.4621 | -118.0739 | -48.0725 | 0 | 0 | 48.4887 | 0.0085831 | 0 | 0.47049 | 0 | 0 | 0.30582 | 0 | 0 | 0.52277 | 0 | 0 | 0.47049 | 0 | 0 | 0.30582 | 0 | 0 | 0 | 0 | 0 | 0 | 0 | 0 | 0 | 0 | 0 | 0 | 0 | 0 | 0 | 0 | 0 | 0 | 0 | 0 | 0 | 0 | 0 | 0 | 0 | 8.5064e-09 | 0.02664 | 52.2772 | 52.3038 | 0.0034742 | 0.00032906 | 0.00017666 | 0.02266 | 0 | 0 | 0 | 0 | 0 | 0 | 0 | 0 | 52.2772 | 0 | 164.4283 | 0 | 67.2907 | 0 | 0 | 0 | 0 | 0 | 0 | 0 | 0 | 0 | 0 | 0 | 0 | 0 | 0 | 0 | 0 | 0 | 0 | 0 | 0 | 0
1122 | SCE | SCE-13-SW-002G | New Construction - Above Code Systems Design - Data Center UPS Efficiency | New Construction - Above Code Systems Design - Data Center UPS Efficiency | 0.0011562 | 0.002826 | 0.06849 | 0 | 59.2361 | 24.2354 | 0.0011563 | 0.0028266 | 59.2317 | 24.231 | -59.1676 | -24.1669 | 0 | 0 | 24.2354 | 0.002826 | 0 | 0.23525 | 0 | 0 | 0.15291 | 0 | 0 | 0.26139 | 0 | 0 | 0.23525 | 0 | 0 | 0.15291 | 0 | 0 | 0 | 0 | 0 | 0 | 0 | 0 | 0 | 0 | 0 | 0 | 0 | 0 | 0 | 0 | 0 | 0 | 0 | 0 | 0 | 0 | 0 | 0 | 0 | 1.3999e-09 | 0.0043841 | 26.1386 | 26.143 | 0.00057173 | 5.4152e-05 | 2.9073e-05 | 0.0037291 | 0 | 0 | 0 | 0 | 0 | 0 | 0 | 0 | 26.1386 | 0 | 82.2141 | 0 | 33.6453 | 0 | 0 | 0 | 0 | 0 | 0 | 0 | 0 | 0 | 0 | 0 | 0 | 0 | 0 | 0 | 0 | 0 | 0 | 0 | 0 | 0
1123 | SCE | SCE-13-SW-002G | New Construction - Above Code Systems Design - Data Center Cooling | New Construction - Above Code Systems Design - Data Center Cooling | 0.0011562 | 0.002826 | 28.2181 | 0 | 24405.2747 | 9984.9931 | 0.0011563 | 0.0028266 | 24403.4684 | 9983.1868 | -24377.0566 | -9956.775 | 0 | 0 | 9984.9931 | 0.002826 | 0 | 96.9218 | 0 | 0 | 62.9992 | 0 | 0 | 107.6909 | 0 | 0 | 96.9218 | 0 | 0 | 62.9992 | 0 | 0 | 0 | 0 | 0 | 0 | 0 | 0 | 0 | 0 | 0 | 0 | 0 | 0 | 0 | 0 | 0 | 0 | 0 | 0 | 0 | 0 | 0 | 0 | 0 | 5.7675e-07 | 1.8062 | 10769.0932 | 10770.8995 | 0.23555 | 0.022311 | 0.011978 | 1.5364 | 0 | 0 | 0 | 0 | 0 | 0 | 0 | 0 | 10769.0932 | 0 | 33872.2228 | 0 | 13861.8783 | 0 | 0 | 0 | 0 | 0 | 0 | 0 | 0 | 0 | 0 | 0 | 0 | 0 | 0 | 0 | 0 | 0 | 0 | 0 | 0 | 0
1124 | SCE | SCE-13-SW-002G | New Construction - Above Code Systems Design - Manufacturing & Industrial Process Efficiency | New Construction - Above Code Systems Design - Manufacturing & Industrial Process Efficiency | 0.0035124 | 0.0085831 | 55.1445 | 0 | 15699.9355 | 6424.7544 | 0.0035132 | 0.0085879 | 15696.4057 | 6421.2245 | -15644.791 | -6369.6098 | 0 | 0 | 6424.7544 | 0.0085831 | 0 | 62.3405 | 0 | 0 | 40.5213 | 0 | 0 | 69.2672 | 0 | 0 | 62.3405 | 0 | 0 | 40.5213 | 0 | 0 | 0 | 0 | 0 | 0 | 0 | 0 | 0 | 0 | 0 | 0 | 0 | 0 | 0 | 0 | 0 | 0 | 0 | 0 | 0 | 0 | 0 | 0 | 0 | 1.1271e-06 | 3.5298 | 6926.7226 | 6930.2524 | 0.46033 | 0.0436 | 0.023408 | 3.0025 | 0 | 0 | 0 | 0 | 0 | 0 | 0 | 0 | 6926.7226 | 0 | 21786.7453 | 0 | 8916.014 | 0 | 0 | 0 | 0 | 0 | 0 | 0 | 0 | 0 | 0 | 0 | 0 | 0 | 0 | 0 | 0 | 0 | 0 | 0 | 0 | 0
1125 | SCE | SCE-13-SW-002G | New Construction - Above Code Systems Design - Air Compressors | New Construction - Above Code Systems Design - Air Compressors | 0.0029898 | 0.0073064 | 4.251 | 0 | 1421.8334 | 581.817 | 0.0029904 | 0.0073099 | 1421.5613 | 581.5449 | -1417.5824 | -577.566 | 0 | 0 | 581.817 | 0.0073064 | 0 | 5.6459 | 0 | 0 | 3.6699 | 0 | 0 | 6.2733 | 0 | 0 | 5.6459 | 0 | 0 | 3.6699 | 0 | 0 | 0 | 0 | 0 | 0 | 0 | 0 | 0 | 0 | 0 | 0 | 0 | 0 | 0 | 0 | 0 | 0 | 0 | 0 | 0 | 0 | 0 | 0 | 0 | 8.6886e-08 | 0.27211 | 627.3258 | 627.5979 | 0.035486 | 0.0033611 | 0.0018045 | 0.23146 | 0 | 0 | 0 | 0 | 0 | 0 | 0 | 0 | 627.3258 | 0 | 1973.1392 | 0 | 807.4881 | 0 | 0 | 0 | 0 | 0 | 0 | 0 | 0 | 0 | 0 | 0 | 0 | 0 | 0 | 0 | 0 | 0 | 0 | 0 | 0 | 0
1126 | SCE | SCE-13-SW-002G | New Construction - Above Code Systems Design - Plastic Molding | New Construction - Above Code Systems Design - Plastic Molding | 0.0035124 | 0.0085831 | 67.422 | 0 | 19195.3928 | 7855.1714 | 0.0035132 | 0.0085879 | 19191.0771 | 7850.8557 | -19127.9708 | -7787.7494 | 0 | 0 | 7855.1714 | 0.0085831 | 0 | 76.2201 | 0 | 0 | 49.5431 | 0 | 0 | 84.689 | 0 | 0 | 76.2201 | 0 | 0 | 49.5431 | 0 | 0 | 0 | 0 | 0 | 0 | 0 | 0 | 0 | 0 | 0 | 0 | 0 | 0 | 0 | 0 | 0 | 0 | 0 | 0 | 0 | 0 | 0 | 0 | 0 | 1.378e-06 | 4.3157 | 8468.8986 | 8473.2143 | 0.56281 | 0.053308 | 0.028619 | 3.671 | 0 | 0 | 0 | 0 | 0 | 0 | 0 | 0 | 8468.8986 | 0 | 26637.3791 | 0 | 10901.0888 | 0 | 0 | 0 | 0 | 0 | 0 | 0 | 0 | 0 | 0 | 0 | 0 | 0 | 0 | 0 | 0 | 0 | 0 | 0 | 0 | 0
1127 | SCE | SCE-13-SW-002G | New Construction - Above Code Systems Design - Clean Rooms | New Construction - Above Code Systems Design - Clean Rooms | 0.0035124 | 0.0085831 | 0.20809 | 0 | 59.245 | 24.2444 | 0.0035132 | 0.0085879 | 59.2317 | 24.231 | -59.0369 | -24.0363 | 0 | 0 | 24.2444 | 0.0085831 | 0 | 0.23525 | 0 | 0 | 0.15291 | 0 | 0 | 0.26139 | 0 | 0 | 0.23525 | 0 | 0 | 0.15291 | 0 | 0 | 0 | 0 | 0 | 0 | 0 | 0 | 0 | 0 | 0 | 0 | 0 | 0 | 0 | 0 | 0 | 0 | 0 | 0 | 0 | 0 | 0 | 0 | 0 | 4.2532e-09 | 0.01332 | 26.1386 | 26.1519 | 0.0017371 | 0.00016453 | 8.833e-05 | 0.01133 | 0 | 0 | 0 | 0 | 0 | 0 | 0 | 0 | 26.1386 | 0 | 82.2141 | 0 | 33.6453 | 0 | 0 | 0 | 0 | 0 | 0 | 0 | 0 | 0 | 0 | 0 | 0 | 0 | 0 | 0 | 0 | 0 | 0 | 0 | 0 | 0
1128 | SCE | SCE-13-SW-002G | New Construction - Above Code Systems Design - Food Processing Refrigeration | New Construction - Above Code Systems Design - Food Processing Refrigeration | 0.0032868 | 0.0080321 | 0.19473 | 0 | 59.2442 | 24.2435 | 0.0032875 | 0.0080363 | 59.2317 | 24.231 | -59.0495 | -24.0488 | 0 | 0 | 24.2435 | 0.0080321 | 0 | 0.23525 | 0 | 0 | 0.15291 | 0 | 0 | 0.26139 | 0 | 0 | 0.23525 | 0 | 0 | 0.15291 | 0 | 0 | 0 | 0 | 0 | 0 | 0 | 0 | 0 | 0 | 0 | 0 | 0 | 0 | 0 | 0 | 0 | 0 | 0 | 0 | 0 | 0 | 0 | 0 | 0 | 3.98e-09 | 0.012465 | 26.1386 | 26.151 | 0.0016255 | 0.00015396 | 8.2657e-05 | 0.010602 | 0 | 0 | 0 | 0 | 0 | 0 | 0 | 0 | 26.1386 | 0 | 82.2141 | 0 | 33.6453 | 0 | 0 | 0 | 0 | 0 | 0 | 0 | 0 | 0 | 0 | 0 | 0 | 0 | 0 | 0 | 0 | 0 | 0 | 0 | 0 | 0
1129 | SCE | SCE-13-SW-002G | New Construction - Above Code Design - Supermarket Refrigeration Systems | New Construction - Above Code Design - Supermarket Refrigeration Systems | 0.0032868 | 0.0080321 | 13.6309 | 0 | 4147.0929 | 1697.045 | 0.0032875 | 0.0080363 | 4146.2204 | 1696.1725 | -4133.462 | -1683.4142 | 0 | 0 | 1697.045 | 0.0080321 | 0 | 16.4673 | 0 | 0 | 10.7037 | 0 | 0 | 18.297 | 0 | 0 | 16.4673 | 0 | 0 | 10.7037 | 0 | 0 | 0 | 0 | 0 | 0 | 0 | 0 | 0 | 0 | 0 | 0 | 0 | 0 | 0 | 0 | 0 | 0 | 0 | 0 | 0 | 0 | 0 | 0 | 0 | 2.786e-07 | 0.87252 | 1829.7003 | 1830.5728 | 0.11379 | 0.010777 | 0.005786 | 0.74217 | 0 | 0 | 0 | 0 | 0 | 0 | 0 | 0 | 1829.7003 | 0 | 5754.9893 | 0 | 2355.1735 | 0 | 0 | 0 | 0 | 0 | 0 | 0 | 0 | 0 | 0 | 0 | 0 | 0 | 0 | 0 | 0 | 0 | 0 | 0 | 0 | 0
1130 | SCE | SCE-13-SW-002G | New Construction - Above Code Comprehensive Design - Overall Refrigeration Systems | New Construction - Above Code Comprehensive Design - Overall Refrigeration Systems | 0.0034927 | 0.0085349 | 903.6452 | 0 | 258727.5372 | 105876.7304 | 0.0034934 | 0.0085395 | 258669.6945 | 105818.8877 | -257823.892 | -104973.0852 | 0 | 0 | 105876.7304 | 0.0085349 | 0 | 1027.3434 | 0 | 0 | 667.7732 | 0 | 0 | 1141.4927 | 0 | 0 | 1027.3434 | 0 | 0 | 667.7732 | 0 | 0 | 0 | 0 | 0 | 0 | 0 | 0 | 0 | 0 | 0 | 0 | 0 | 0 | 0 | 0 | 0 | 0 | 0 | 0 | 0 | 0 | 0 | 0 | 0 | 1.847e-05 | 57.8427 | 114149.268 | 114207.1107 | 7.5433 | 0.71447 | 0.38358 | 49.2014 | 0 | 0 | 0 | 0 | 0 | 0 | 0 | 0 | 114149.268 | 0 | 359035.7474 | 0 | 146931.8935 | 0 | 0 | 0 | 0 | 0 | 0 | 0 | 0 | 0 | 0 | 0 | 0 | 0 | 0 | 0 | 0 | 0 | 0 | 0 | 0 | 0
1131 | SCE | SCE-13-SW-002G | New Construction - Above Code Comprehensive Design - Overall Building Performance | New Construction - Above Code Comprehensive Design - Overall Building Performance | 0.0029612 | 0.0088861 | 919.1736 | 0 | 310410.4122 | 103439.2055 | 0.0029617 | 0.0088912 | 310351.5755 | 103380.3688 | -309491.2386 | -102520.0319 | 0 | 0 | 103439.2055 | 0.0088861 | 0 | 1003.669 | 0 | 0 | 652.3849 | 0 | 0 | 1115.1878 | 0 | 0 | 1003.669 | 0 | 0 | 652.3849 | 0 | 0 | 0 | 0 | 0 | 0 | 0 | 0 | 0 | 0 | 0 | 0 | 0 | 0 | 0 | 0 | 0 | 0 | 0 | 0 | 0 | 0 | 0 | 0 | 0 | 1.8787e-05 | 58.8367 | 111518.7815 | 111577.6182 | 7.6729 | 0.72675 | 0.39017 | 50.0468 | 0 | 0 | 0 | 0 | 0 | 0 | 0 | 0 | 111518.7815 | 0 | 446424.403 | 0 | 200943.3809 | 0 | 0 | 0 | 0 | 0 | 0 | 0 | 0 | 0 | 0 | 0 | 0 | 0 | 0 | 0 | 0 | 0 | 0 | 0 | 0 | 0
1132 | SCE | SCE-13-SW-002G | New Construction - Above Code Design - Design Team Overall Building Performance | New Construction - Above Code Design - Design Team Overall Building Performance | 0.0032498 | 0.026628 | 459.73 | 0 | 141465.2146 | 17264.8402 | 0.0032505 | 0.026674 | 141435.7871 | 17235.4127 | -141005.4846 | -16805.1103 | 0 | 0 | 17264.8402 | 0.026628 | 0 | 501.9909 | 0 | 0 | 326.2941 | 0 | 0 | 557.7676 | 0 | 0 | 501.9909 | 0 | 0 | 326.2941 | 0 | 0 | 0 | 0 | 0 | 0 | 0 | 0 | 0 | 0 | 0 | 0 | 0 | 0 | 0 | 0 | 0 | 0 | 0 | 0 | 0 | 0 | 0 | 0 | 0 | 9.3964e-06 | 29.4275 | 18592.2361 | 18621.6636 | 3.8377 | 0.36349 | 0.19514 | 25.0312 | 0 | 0 | 0 | 0 | 0 | 0 | 0 | 0 | 18592.2361 | 0 | 223281.7496 | 0 | 122813.713 | 0 | 0 | 0 | 0 | 0 | 0 | 0 | 0 | 0 | 0 | 0 | 0 | 0 | 0 | 0 | 0 | 0 | 0 | 0 | 0 | 0
1133 | SCE | SCE-13-SW-002H | ≤ 15 Watt Down Light (Non Res) LED replacing PAR30 Basecase, Total Watts = 3.42 x Msr Watts | ≤ 15 Watt Down Light (Non Res) LED replacing PAR30 Basecase, Total Watts = 3.42 x Msr Watts | 0.91047 | 1.4554 | 624089.69 | -7828.5969 | 676861.0789 | 423440.9744 | 1.0546 | 1.8622 | 584357.4051 | 330937.3005 | -60599.9858 | 192820.1188 | 860202.1752 | -9324.0903 | 1274319.0593 | 0.4836 | 1574954.46 | 390.5887 | -2351.932 | 1023720.399 | 253.8827 | -1528.7558 | 1574954.46 | 390.5887 | -2351.932 | 1574954.46 | 390.5887 | -2351.932 | 1023720.399 | 253.8827 | -1528.7558 | 11654663.004 | -17404.2968 | 7575530.9526 | -11312.7929 | 127.9626 | -8.9432 | 196.8655 | -13.7588 | 946.9232 | -66.1798 | 1456.8049 | -101.8151 | 129.7094 | 0 | 199.553 | 0 | 959.8497 | 0 | 1476.6919 | 0 | 106.5321 | 69.2459 | 788.3377 | 512.4195 | 0.055815 | 92503.6739 | 356989.6776 | 449493.3515 | 24864.3699 | 4909.5844 | 3824.6923 | 49607.1623 | 0 | 0 | 9297.865 | 0 | 0 | 0 | 0 | 0 | 0 | 356989.6776 | 750098.3108 | 0 | 235865.1799 | 8638093.7381 | 5614760.9297 | -12899.5533 | -8384.7097 | 0.11115 | 0.93368 | 0.12055 | 0.10408 | 0.075416 | 0.058941 | 0.22696 | -0.0093987 | 0.0070764 | 0.035736 | 0.052211 | 0.93368 | 0.93368 | 0.93368 | 0.93368 | -0.11581 | 0.93368
1134 | SCE | SCE-13-SW-002H | 41 to 80 Watt Wall Pack LED replacing 176 to 250 Watt High Pressure Sodium | 41 to 80 Watt Wall Pack LED replacing 176 to 250 Watt High Pressure Sodium | 1.7563 | 4.2492 | 1289008.499 | 0 | 733936.8605 | 303353.1668 | 2.3744 | 11.4789 | 542877.7488 | 112294.0551 | 555071.6385 | 985655.3322 | 1685975.6759 | 0 | 1989328.8427 | 0.64796 | 2134384.2516 | 0 | 0 | 1387349.7635 | 0 | 0 | 2134384.2516 | 0 | 0 | 2134384.2516 | 0 | 0 | 1387349.7635 | 0 | 0 | 25612611.0192 | 0 | 16648197.1625 | 0 | 173.4154 | 0 | 266.7929 | 0 | 2080.9846 | 0 | 3201.5148 | 0 | 175.7827 | 0 | 270.4349 | 0 | 2109.3924 | 0 | 3245.2191 | 0 | 144.3727 | 93.8423 | 1732.4728 | 1126.1073 | 0.11528 | 191059.1117 | 121134.18 | 312193.2917 | 51355.4135 | 10140.363 | 7899.6031 | 102459.7182 | 0 | 0 | 19204.0138 | 0 | 0 | 0 | 0 | 0 | 0 | 121134.18 | 826401.6028 | 0 | 423160.4537 | 16346947.5528 | 10625515.9093 | 0 | 0 | 0.12131 | 0 | 0.069073 | 0.051092 | 0.02855 | 0.010568 | 0.18722 | 0.05224 | 0.070221 | 0.092763 | 0.11074 | 0 | 0 | 0 | 0 | -0.065909 | 0
1135 | SCE | SCE-13-SW-002H | 26 Watt to < 27 Watt PAR38 LED replacing PAR38 Basecase, Total Watts = 3.81 x Msr Watts | 26 Watt to < 27 Watt PAR38 LED replacing PAR38 Basecase, Total Watts = 3.81 x Msr Watts | 1.2467 | 3.0676 | 112221.1579 | -1460.7151 | 88841.4795 | 36106.3614 | 1.5339 | 5.688 | 72207.8617 | 19472.7436 | 21918.9633 | 74654.0813 | 146781.1443 | -1596.5434 | 181290.9623 | 0.61095 | 185819.622 | 61.0781 | -277.9215 | 120782.7543 | 39.7008 | -180.649 | 185819.622 | 61.0781 | -277.9215 | 185819.622 | 61.0781 | -277.9215 | 120782.7543 | 39.7008 | -180.649 | 2229835.464 | -3335.0583 | 1449393.0516 | -2167.7879 | 15.0976 | -1.0568 | 23.227 | -1.6258 | 181.1706 | -12.6816 | 278.7241 | -19.5101 | 15.3037 | 0 | 23.5441 | 0 | 183.6438 | 0 | 282.529 | 0 | 12.5691 | 8.1699 | 150.8292 | 98.039 | 0.010036 | 16633.6178 | 21005.6964 | 37639.3142 | 4471.0054 | 882.8206 | 687.7399 | 8920.1493 | 0 | 0 | 1671.9026 | 0 | 0 | 0 | 0 | 0 | 0 | 21005.6964 | 106907.6963 | 0 | 51541.1999 | 1423166.2424 | 925058.0575 | -2128.5617 | -1383.5651 | 0.12131 | 1.0558 | 0.096039 | 0.078058 | 0.039031 | 0.02105 | 0.19598 | 0.025274 | 0.043255 | 0.082281 | 0.10026 | 1.0558 | 1.0558 | 1.0558 | 1.0558 | -0.074665 | 1.0558
1136 | SCE | SCE-13-SW-002H | 10 Watt to < 11 Watt PAR30 LED replacing PAR30 Basecase, Total Watts = 3.42 x Msr Watts | 10 Watt to < 11 Watt PAR30 LED replacing PAR30 Basecase, Total Watts = 3.42 x Msr Watts | 0.96101 | 1.9285 | 129737.9879 | -1690.6589 | 133242.4833 | 66396.4182 | 1.1231 | 2.7148 | 114012.4901 | 47166.4249 | -5195.1543 | 61650.9108 | 169692.5133 | -1847.8691 | 234241.0623 | 0.54665 | 214824.5868 | 70.666 | -321.6716 | 139635.9814 | 45.9329 | -209.0865 | 214824.5868 | 70.666 | -321.6716 | 214824.5868 | 70.666 | -321.6716 | 139635.9814 | 45.9329 | -209.0865 | 2577895.0416 | -3860.0586 | 1675631.777 | -2509.0381 | 17.4542 | -1.2232 | 26.8526 | -1.8818 | 209.4499 | -14.6779 | 322.2307 | -22.5813 | 17.6924 | 0 | 27.2191 | 0 | 212.3092 | 0 | 326.6295 | 0 | 14.531 | 9.4452 | 174.3724 | 113.3421 | 0.011603 | 19229.9932 | 50879.5074 | 70109.5006 | 5168.8938 | 1020.6219 | 795.0907 | 10312.5136 | 0 | 0 | 1932.8733 | 0 | 0 | 0 | 0 | 0 | 0 | 50879.5074 | 157901.6806 | 0 | 64213.3039 | 1645311.1715 | 1069452.2615 | -2463.637 | -1601.364 | 0.12131 | 1.0558 | 0.12459 | 0.10661 | 0.062085 | 0.044103 | 0.21903 | -0.0032769 | 0.014704 | 0.059228 | 0.077209 | 1.0558 | 1.0558 | 1.0558 | 1.0558 | -0.097716 | 1.0558
1137 | SCE | SCE-13-SW-002H | 16 Watt to < 17 Watt PAR38 LED replacing PAR38 Basecase, Total Watts = 3.81 x Msr Watts | 16 Watt to < 17 Watt PAR38 LED replacing PAR38 Basecase, Total Watts = 3.81 x Msr Watts | 1.5383 | 2.2906 | 68894.0326 | -900.2081 | 44199.4763 | 29684.3385 | 2.0005 | 3.4917 | 33987.8814 | 19472.7436 | 23794.3481 | 38309.4859 | 90110.859 | -983.9163 | 118811.2813 | 0.57228 | 114077.0897 | 37.6487 | -171.2772 | 74150.1083 | 24.4716 | -111.3302 | 114077.0897 | 37.6487 | -171.2772 | 114077.0897 | 37.6487 | -171.2772 | 74150.1083 | 24.4716 | -111.3302 | 1368925.0762 | -2055.3266 | 889801.2995 | -1335.9623 | 9.2686 | -0.65128 | 14.2594 | -1.002 | 111.223 | -7.8154 | 171.1123 | -12.0237 | 9.3951 | 0 | 14.454 | 0 | 112.7413 | 0 | 173.4482 | 0 | 7.7163 | 5.0156 | 92.596 | 60.1874 | 0.0061615 | 10211.5949 | 21005.6964 | 31217.2913 | 2744.8085 | 541.9751 | 422.2125 | 5476.196 | 0 | 0 | 1026.4028 | 0 | 0 | 0 | 0 | 0 | 0 | 21005.6964 | 43478.8166 | 0 | 13483.8721 | 873700.3192 | 567905.2075 | -1311.788 | -852.6622 | 0.12131 | 1.0558 | 0.077829 | 0.059848 | 0.05227 | 0.034289 | 0.20921 | 0.043484 | 0.061465 | 0.069043 | 0.087024 | 1.0558 | 1.0558 | 1.0558 | 1.0558 | -0.087897 | 1.0558
1138 | SCE | SCE-13-SW-002H | 19 Watt to < 20 Watt PAR38 LED replacing PAR38 Basecase, Total Watts = 3.81 x Msr Watts | 19 Watt to < 20 Watt PAR38 LED replacing PAR38 Basecase, Total Watts = 3.81 x Msr Watts | 1.7927 | 2.5547 | 122609.435 | -1591.6591 | 67504.191 | 47369.8409 | 2.4532 | 4.1449 | 49330.8045 | 29196.4543 | 53513.5849 | 73647.935 | 160368.6284 | -1739.6636 | 205998.8057 | 0.58747 | 203020.8857 | 67.1083 | -302.8354 | 131963.5757 | 43.6204 | -196.843 | 203020.8857 | 67.1083 | -302.8354 | 203020.8857 | 67.1083 | -302.8354 | 131963.5757 | 43.6204 | -196.843 | 2436250.6282 | -3634.0254 | 1583562.9083 | -2362.1165 | 16.4951 | -1.1515 | 25.3771 | -1.7716 | 197.9416 | -13.8184 | 304.5255 | -21.259 | 16.7203 | 0 | 25.7235 | 0 | 200.6437 | 0 | 308.6826 | 0 | 13.7326 | 8.9262 | 164.7914 | 107.1144 | 0.010965 | 18173.3866 | 31494.8868 | 49668.2734 | 4884.885 | 964.543 | 751.4038 | 9745.8847 | 0 | 0 | 1826.6701 | 0 | 0 | 0 | 0 | 0 | 0 | 31494.8868 | 62486.6441 | 0 | 18595.0544 | 1554908.2916 | 1010690.3896 | -2319.3739 | -1507.5931 | 0.12131 | 1.0558 | 0.06679 | 0.048809 | 0.046869 | 0.028888 | 0.20382 | 0.054522 | 0.072504 | 0.074444 | 0.092425 | 1.0558 | 1.0558 | 1.0558 | 1.0558 | -0.082507 | 1.0558
1139 | SCE | SCE-13-SW-002H | 12 Watt to < 13 Watt PAR30 LED replacing PAR30 Basecase, Total Watts = 3.42 x Msr Watts | 12 Watt to < 13 Watt PAR30 LED replacing PAR30 Basecase, Total Watts = 3.42 x Msr Watts | 1.1943 | 2.1876 | 133436.5211 | -1736.8184 | 110271.6605 | 60204.0562 | 1.4554 | 3.2578 | 90493.4642 | 40425.8598 | 21428.0422 | 71495.6465 | 174530.0586 | -1898.3209 | 232835.7939 | 0.56563 | 220948.7443 | 72.6805 | -330.454 | 143616.6838 | 47.2423 | -214.7951 | 220948.7443 | 72.6805 | -330.454 | 220948.7443 | 72.6805 | -330.454 | 143616.6838 | 47.2423 | -214.7951 | 2651384.9318 | -3965.4485 | 1723400.2057 | -2577.5415 | 17.9517 | -1.2566 | 27.6181 | -1.9332 | 215.4209 | -15.0786 | 331.4167 | -23.1979 | 18.1968 | 0 | 27.9951 | 0 | 218.3616 | 0 | 335.941 | 0 | 14.9453 | 9.7144 | 179.3434 | 116.5732 | 0.011934 | 19778.1964 | 43608.3048 | 63386.5012 | 5316.2471 | 1049.7175 | 817.7569 | 10606.4998 | 0 | 0 | 1987.9751 | 0 | 0 | 0 | 0 | 0 | 0 | 43608.3048 | 123344.7065 | 0 | 47841.841 | 1692215.2291 | 1099939.8989 | -2530.9008 | -1645.0856 | 0.12131 | 1.0558 | 0.10025 | 0.082271 | 0.054734 | 0.036753 | 0.21168 | 0.02106 | 0.039041 | 0.066579 | 0.08456 | 1.0558 | 1.0558 | 1.0558 | 1.0558 | -0.090368 | 1.0558
1140 | SCE | SCE-13-SW-002H | 14 Watt to < 15 Watt PAR30 LED replacing PAR30 Basecase, Total Watts = 3.42 x Msr Watts | 14 Watt to < 15 Watt PAR30 LED replacing PAR30 Basecase, Total Watts = 3.42 x Msr Watts | 1.3542 | 2.4197 | 155675.9413 | -2027.137 | 113461.7839 | 63500.4222 | 1.6999 | 3.8008 | 90387.2215 | 40425.8598 | 40187.0204 | 90148.382 | 203618.4017 | -2215.6355 | 264903.1885 | 0.58002 | 257773.535 | 84.7939 | -385.6912 | 167552.7978 | 55.1161 | -250.6993 | 257773.535 | 84.7939 | -385.6912 | 257773.535 | 84.7939 | -385.6912 | 167552.7978 | 55.1161 | -250.6993 | 3093282.4205 | -4628.2947 | 2010633.5733 | -3008.3916 | 20.9437 | -1.4666 | 32.2211 | -2.2563 | 251.3244 | -17.5991 | 386.6529 | -27.0755 | 21.2296 | 0 | 32.6609 | 0 | 254.7552 | 0 | 391.9311 | 0 | 17.4362 | 11.3335 | 209.2339 | 136.0021 | 0.013923 | 23074.5624 | 43608.3048 | 66682.8672 | 6202.2883 | 1224.6704 | 954.0497 | 12374.2497 | 0 | 0 | 2319.3043 | 0 | 0 | 0 | 0 | 0 | 0 | 43608.3048 | 123168.389 | 0 | 47736.0505 | 1974251.1006 | 1283263.2154 | -2953.9547 | -1920.0705 | 0.12131 | 1.0558 | 0.088417 | 0.070435 | 0.049484 | 0.031502 | 0.20643 | 0.032896 | 0.050877 | 0.071829 | 0.08981 | 1.0558 | 1.0558 | 1.0558 | 1.0558 | -0.085117 | 1.0558
1141 | SCE | SCE-13-SW-002H | 13 Watt to < 14 Watt PAR30 LED replacing PAR30 Basecase, Total Watts = 3.42 x Msr Watts | 13 Watt to < 14 Watt PAR30 LED replacing PAR30 Basecase, Total Watts = 3.42 x Msr Watts | 1.3352 | 2.3067 | 144556.2312 | -1881.9777 | 106857.5028 | 61852.2392 | 1.6701 | 3.5293 | 85431.1234 | 40425.8598 | 35816.7507 | 80822.0143 | 189074.2302 | -2056.9782 | 248869.4912 | 0.57329 | 239361.1397 | 78.9795 | -358.0726 | 155584.7408 | 51.3367 | -232.7472 | 239361.1397 | 78.9795 | -358.0726 | 239361.1397 | 78.9795 | -358.0726 | 155584.7408 | 51.3367 | -232.7472 | 2872333.6762 | -4296.8716 | 1867016.8895 | -2792.9666 | 19.4477 | -1.3616 | 29.9196 | -2.0947 | 233.3726 | -16.3389 | 359.0348 | -25.1367 | 19.7132 | 0 | 30.328 | 0 | 236.5584 | 0 | 363.936 | 0 | 16.1907 | 10.524 | 194.2887 | 126.2876 | 0.012928 | 21426.3794 | 43608.3048 | 65034.6842 | 5759.2677 | 1137.1939 | 885.9033 | 11490.3748 | 0 | 0 | 2153.6397 | 0 | 0 | 0 | 0 | 0 | 0 | 43608.3048 | 114943.3781 | 0 | 42801.044 | 1833233.1648 | 1191601.5571 | -2742.4278 | -1782.578 | 0.12131 | 1.0558 | 0.089676 | 0.071694 | 0.051907 | 0.033926 | 0.20885 | 0.031637 | 0.049618 | 0.069406 | 0.087387 | 1.0558 | 1.0558 | 1.0558 | 1.0558 | -0.08754 | 1.0558
1142 | SCE | SCE-13-SW-002H | 11 Watt to < 12 Watt PAR30 LED replacing PAR30 Basecase, Total Watts = 3.42 x Msr Watts | 11 Watt to < 12 Watt PAR30 LED replacing PAR30 Basecase, Total Watts = 3.42 x Msr Watts | 1.192 | 2.0617 | 326213.5246 | -4251.6762 | 270099.9835 | 156165.9237 | 1.4519 | 2.9863 | 221748.0399 | 107813.98 | 51861.8649 | 165795.9248 | 426675.2842 | -4647.0291 | 578194.1787 | 0.55684 | 540155.484 | 178.3288 | -808.941 | 351101.0646 | 115.9137 | -525.8116 | 540155.484 | 178.3288 | -808.941 | 540155.484 | 178.3288 | -808.941 | 351101.0646 | 115.9137 | -525.8116 | 6481865.808 | -9707.2919 | 4213212.7752 | -6309.7397 | 43.8868 | -3.076 | 67.5181 | -4.7323 | 526.6415 | -36.912 | 810.2176 | -56.7877 | 44.4859 | 0 | 68.4398 | 0 | 533.8307 | 0 | 821.278 | 0 | 36.5369 | 23.749 | 438.4424 | 284.9876 | 0.029175 | 48351.9436 | 116301.42 | 164653.3636 | 12996.6796 | 2566.2543 | 1999.178 | 25929.8103 | 0 | 0 | 4860.0215 | 0 | 0 | 0 | 0 | 0 | 0 | 116301.42 | 296437.1429 | 0 | 108081.4337 | 4136974.568 | 2689033.4692 | -6195.5648 | -4027.1171 | 0.12131 | 1.0558 | 0.10045 | 0.082464 | 0.058075 | 0.040094 | 0.21502 | 0.020868 | 0.038849 | 0.063237 | 0.081219 | 1.0558 | 1.0558 | 1.0558 | 1.0558 | -0.093707 | 1.0558
1143 | SCE | SCE-13-SW-002H | 18 Watt to < 19 Watt PAR38 LED replacing PAR38 Basecase, Total Watts = 3.81 x Msr Watts | 18 Watt to < 19 Watt PAR38 LED replacing PAR38 Basecase, Total Watts = 3.81 x Msr Watts | 1.8398 | 2.4702 | 58085.854 | -757.6297 | 31160.68 | 23207.8148 | 2.5421 | 3.9271 | 22551.0923 | 14598.2272 | 26167.5443 | 34120.4095 | 75974.1593 | -828.0799 | 98353.8943 | 0.58288 | 96180.5389 | 31.7372 | -144.1497 | 62517.3503 | 20.6292 | -93.6973 | 96180.5389 | 31.7372 | -144.1497 | 96180.5389 | 31.7372 | -144.1497 | 62517.3503 | 20.6292 | -93.6973 | 1154166.467 | -1729.7961 | 750208.2036 | -1124.3675 | 7.8145 | -0.54813 | 12.0223 | -0.84328 | 93.7742 | -6.5775 | 144.268 | -10.1193 | 7.9212 | 0 | 12.1865 | 0 | 95.0543 | 0 | 146.2375 | 0 | 6.5058 | 4.2288 | 78.0694 | 50.7451 | 0.0051949 | 8609.5877 | 15747.4434 | 24357.0311 | 2314.1997 | 456.9494 | 355.9753 | 4617.0838 | 0 | 0 | 865.3795 | 0 | 0 | 0 | 0 | 0 | 0 | 15747.4434 | 27734.4686 | 0 | 7192.2151 | 736633.1644 | 478811.5569 | -1104.022 | -717.6143 | 0.12131 | 1.0558 | 0.065079 | 0.047098 | 0.04847 | 0.030488 | 0.20541 | 0.056233 | 0.074215 | 0.072843 | 0.090824 | 1.0558 | 1.0558 | 1.0558 | 1.0558 | -0.0841 | 1.0558
1144 | SCE | SCE-13-SW-002H | 17 Watt to < 18 Watt PAR38 LED replacing PAR38 Basecase, Total Watts = 3.81 x Msr Watts | 17 Watt to < 18 Watt PAR38 LED replacing PAR38 Basecase, Total Watts = 3.81 x Msr Watts | 1.766 | 2.3824 | 54866.9906 | -713.0633 | 30665.0225 | 22730.7092 | 2.4034 | 3.7096 | 22532.5404 | 14598.2272 | 23488.9048 | 31423.2181 | 71764.0044 | -779.3693 | 93715.3443 | 0.57786 | 90850.635 | 29.9201 | -135.6703 | 59052.9128 | 19.4481 | -88.1857 | 90850.635 | 29.9201 | -135.6703 | 90850.635 | 29.9201 | -135.6703 | 59052.9128 | 19.4481 | -88.1857 | 1090207.62 | -1628.0434 | 708634.953 | -1058.2282 | 7.3815 | -0.51589 | 11.3561 | -0.79367 | 88.5777 | -6.1906 | 136.2733 | -9.5241 | 7.4822 | 0 | 11.5111 | 0 | 89.7869 | 0 | 138.1336 | 0 | 6.1453 | 3.9944 | 73.7432 | 47.9331 | 0.004907 | 8132.4821 | 15747.4434 | 23879.9255 | 2185.9569 | 431.6273 | 336.2487 | 4361.2252 | 0 | 0 | 817.424 | 0 | 0 | 0 | 0 | 0 | 0 | 15747.4434 | 27703.6804 | 0 | 7173.7422 | 695812.183 | 452277.919 | -1039.0795 | -675.4017 | 0.12131 | 1.0558 | 0.067801 | 0.04982 | 0.050258 | 0.032277 | 0.20721 | 0.053511 | 0.071492 | 0.071054 | 0.089035 | 1.0558 | 1.0558 | 1.0558 | 1.0558 | -0.085895 | 1.0558
1145 | SCE | SCE-13-SW-002H | 14 Watt to < 15 Watt PAR38 LED replacing PAR38 Basecase, Total Watts = 3.81 x Msr Watts | 14 Watt to < 15 Watt PAR38 LED replacing PAR38 Basecase, Total Watts = 3.81 x Msr Watts | 1.5754 | 2.095 | 150727.4749 | -1961.2641 | 94427.8612 | 71010.2899 | 2.0637 | 3.0567 | 72086.7692 | 48669.1979 | 54338.3496 | 77755.9208 | 197145.9898 | -2143.6373 | 266012.6424 | 0.55924 | 249579.6955 | 82.3855 | -373.158 | 162226.8021 | 53.5506 | -242.5527 | 249579.6955 | 82.3855 | -373.158 | 249579.6955 | 82.3855 | -373.158 | 162226.8021 | 53.5506 | -242.5527 | 2994956.3462 | -4477.8959 | 1946721.6251 | -2910.6323 | 20.278 | -1.4189 | 31.1969 | -2.183 | 243.3355 | -17.0272 | 374.3623 | -26.1957 | 20.5548 | 0 | 31.6227 | 0 | 246.6573 | 0 | 379.4728 | 0 | 16.8819 | 10.9732 | 202.583 | 131.679 | 0.01348 | 22341.092 | 52500.5832 | 74841.6752 | 6005.1364 | 1185.7418 | 923.7233 | 11980.9098 | 0 | 0 | 2245.5806 | 0 | 0 | 0 | 0 | 0 | 0 | 52500.5832 | 87325.2655 | 0 | 20894.8094 | 1911495.6409 | 1242472.1666 | -2857.9644 | -1857.6768 | 0.12131 | 1.0558 | 0.076 | 0.058019 | 0.057152 | 0.039171 | 0.2141 | 0.045313 | 0.063294 | 0.06416 | 0.082141 | 1.0558 | 1.0558 | 1.0558 | 1.0558 | -0.092787 | 1.0558
1146 | SCE | SCE-13-SW-002H | < 10 Watt PAR30 LED replacing PAR30 Basecase, Total Watts = 3.42 x Msr Watts | < 10 Watt PAR30 LED replacing PAR30 Basecase, Total Watts = 3.42 x Msr Watts | 1.0096 | 1.6377 | 23724.62 | -309.0276 | 23191.9189 | 14297.903 | 1.1901 | 2.1719 | 19675.4139 | 10781.398 | 223.6735 | 9117.6894 | 31030.9298 | -337.7633 | 44991.0695 | 0.52045 | 39284.0352 | 12.9224 | -58.7968 | 25534.6229 | 8.3995 | -38.2179 | 39284.0352 | 12.9224 | -58.7968 | 39284.0352 | 12.9224 | -58.7968 | 25534.6229 | 8.3995 | -38.2179 | 471408.4224 | -705.5619 | 306415.4746 | -458.6153 | 3.1918 | -0.22357 | 4.9104 | -0.34396 | 38.3012 | -2.6829 | 58.9249 | -4.1275 | 3.2353 | 0 | 4.9774 | 0 | 38.8241 | 0 | 59.7293 | 0 | 2.6572 | 1.7272 | 31.8867 | 20.7264 | 0.0021218 | 3516.505 | 11630.142 | 15146.647 | 945.2131 | 186.6367 | 145.3948 | 1885.8044 | 0 | 0 | 353.4561 | 0 | 0 | 0 | 0 | 0 | 0 | 11630.142 | 25495.7918 | 0 | 8319.3899 | 300870.8777 | 195566.0705 | -450.3166 | -292.7058 | 0.12131 | 1.0558 | 0.11859 | 0.10061 | 0.07311 | 0.055129 | 0.23006 | 0.0027239 | 0.020705 | 0.048202 | 0.066183 | 1.0558 | 1.0558 | 1.0558 | 1.0558 | -0.10874 | 1.0558
1147 | SCE | SCE-13-SW-002H | 19 Watt to < 20 Watt A-Lamp LED replacing A19 Basecase, Total Watts = 2.96 x Msr Watts | 19 Watt to < 20 Watt A-Lamp LED replacing A19 Basecase, Total Watts = 2.96 x Msr Watts | 0 | 0 | 0 | 0 | 0 | 0 | 0 | 0 | 0 | 0 | 0 | 0 | 0 | 0 | 0 | 0 | 0 | 0 | 0 | 0 | 0 | 0 | 0 | 0 | 0 | 0 | 0 | 0 | 0 | 0 | 0 | 0 | 0 | 0 | 0 | 0 | 0 | 0 | 0 | 0 | 0 | 0 | 0 | 0 | 0 | 0 | 0 | 0 | 0 | 0 | 0 | 0 | 0 | 0 | 0 | 0 | 0 | 0 | 0 | 0 | 0 | 0 | 0 | 0 | 0 | 0 | 0 | 0 | 0 | 0 | 0 | 0 | 0 | 0 | 0 | 0 | 0 | 0 | 0 | 0 | 0 | 0 | 0 | 0 | 0 | 0 | 0 | 0 | 0 | 0 | 0 | 0 | 0 | 0 | 0 | 0 | 0
1148 | SCE | SCE-13-SW-002H | 20 Watt to < 21 Watt A-Lamp LED replacing A19 Basecase, Total Watts = 2.96 x Msr Watts | 20 Watt to < 21 Watt A-Lamp LED replacing A19 Basecase, Total Watts = 2.96 x Msr Watts | 0 | 0 | 0 | 0 | 0 | 0 | 0 | 0 | 0 | 0 | 0 | 0 | 0 | 0 | 0 | 0 | 0 | 0 | 0 | 0 | 0 | 0 | 0 | 0 | 0 | 0 | 0 | 0 | 0 | 0 | 0 | 0 | 0 | 0 | 0 | 0 | 0 | 0 | 0 | 0 | 0 | 0 | 0 | 0 | 0 | 0 | 0 | 0 | 0 | 0 | 0 | 0 | 0 | 0 | 0 | 0 | 0 | 0 | 0 | 0 | 0 | 0 | 0 | 0 | 0 | 0 | 0 | 0 | 0 | 0 | 0 | 0 | 0 | 0 | 0 | 0 | 0 | 0 | 0 | 0 | 0 | 0 | 0 | 0 | 0 | 0 | 0 | 0 | 0 | 0 | 0 | 0 | 0 | 0 | 0 | 0 | 0
1149 | SCE | SCE-13-SW-002H | 14 Watt to < 15 Watt A-Lamp LED replacing A19 Basecase, Total Watts = 2.96 x Msr Watts | 14 Watt to < 15 Watt A-Lamp LED replacing A19 Basecase, Total Watts = 2.96 x Msr Watts | 0 | 0 | 0 | 0 | 0 | 0 | 0 | 0 | 0 | 0 | 0 | 0 | 0 | 0 | 0 | 0 | 0 | 0 | 0 | 0 | 0 | 0 | 0 | 0 | 0 | 0 | 0 | 0 | 0 | 0 | 0 | 0 | 0 | 0 | 0 | 0 | 0 | 0 | 0 | 0 | 0 | 0 | 0 | 0 | 0 | 0 | 0 | 0 | 0 | 0 | 0 | 0 | 0 | 0 | 0 | 0 | 0 | 0 | 0 | 0 | 0 | 0 | 0 | 0 | 0 | 0 | 0 | 0 | 0 | 0 | 0 | 0 | 0 | 0 | 0 | 0 | 0 | 0 | 0 | 0 | 0 | 0 | 0 | 0 | 0 | 0 | 0 | 0 | 0 | 0 | 0 | 0 | 0 | 0 | 0 | 0 | 0
1150 | SCE | SCE-13-SW-002H | 17 Watt to < 18 Watt A-Lamp LED replacing A19 Basecase, Total Watts = 2.96 x Msr Watts | 17 Watt to < 18 Watt A-Lamp LED replacing A19 Basecase, Total Watts = 2.96 x Msr Watts | 0 | 0 | 0 | 0 | 0 | 0 | 0 | 0 | 0 | 0 | 0 | 0 | 0 | 0 | 0 | 0 | 0 | 0 | 0 | 0 | 0 | 0 | 0 | 0 | 0 | 0 | 0 | 0 | 0 | 0 | 0 | 0 | 0 | 0 | 0 | 0 | 0 | 0 | 0 | 0 | 0 | 0 | 0 | 0 | 0 | 0 | 0 | 0 | 0 | 0 | 0 | 0 | 0 | 0 | 0 | 0 | 0 | 0 | 0 | 0 | 0 | 0 | 0 | 0 | 0 | 0 | 0 | 0 | 0 | 0 | 0 | 0 | 0 | 0 | 0 | 0 | 0 | 0 | 0 | 0 | 0 | 0 | 0 | 0 | 0 | 0 | 0 | 0 | 0 | 0 | 0 | 0 | 0 | 0 | 0 | 0 | 0
1151 | SCE | SCE-13-SW-002H | 16 Watt to < 17 Watt A-Lamp LED replacing A19 Basecase, Total Watts = 2.96 x Msr Watts | 16 Watt to < 17 Watt A-Lamp LED replacing A19 Basecase, Total Watts = 2.96 x Msr Watts | 0 | 0 | 0 | 0 | 0 | 0 | 0 | 0 | 0 | 0 | 0 | 0 | 0 | 0 | 0 | 0 | 0 | 0 | 0 | 0 | 0 | 0 | 0 | 0 | 0 | 0 | 0 | 0 | 0 | 0 | 0 | 0 | 0 | 0 | 0 | 0 | 0 | 0 | 0 | 0 | 0 | 0 | 0 | 0 | 0 | 0 | 0 | 0 | 0 | 0 | 0 | 0 | 0 | 0 | 0 | 0 | 0 | 0 | 0 | 0 | 0 | 0 | 0 | 0 | 0 | 0 | 0 | 0 | 0 | 0 | 0 | 0 | 0 | 0 | 0 | 0 | 0 | 0 | 0 | 0 | 0 | 0 | 0 | 0 | 0 | 0 | 0 | 0 | 0 | 0 | 0 | 0 | 0 | 0 | 0 | 0 | 0
1152 | SCE | SCE-13-SW-002H | 8 Watt to < 9 Watt MR16 LED replacing MR16 Basecase, Total Watts = 4.24 x Msr Watts | 8 Watt to < 9 Watt MR16 LED replacing MR16 Basecase, Total Watts = 4.24 x Msr Watts | 0 | 0 | 0 | 0 | 0 | 0 | 0 | 0 | 0 | 0 | 0 | 0 | 0 | 0 | 0 | 0 | 0 | 0 | 0 | 0 | 0 | 0 | 0 | 0 | 0 | 0 | 0 | 0 | 0 | 0 | 0 | 0 | 0 | 0 | 0 | 0 | 0 | 0 | 0 | 0 | 0 | 0 | 0 | 0 | 0 | 0 | 0 | 0 | 0 | 0 | 0 | 0 | 0 | 0 | 0 | 0 | 0 | 0 | 0 | 0 | 0 | 0 | 0 | 0 | 0 | 0 | 0 | 0 | 0 | 0 | 0 | 0 | 0 | 0 | 0 | 0 | 0 | 0 | 0 | 0 | 0 | 0 | 0 | 0 | 0 | 0 | 0 | 0 | 0 | 0 | 0 | 0 | 0 | 0 | 0 | 0 | 0
1153 | SCE | SCE-13-SW-002H | 15 Watt to < 16 Watt A-Lamp LED replacing A19 Basecase, Total Watts = 2.96 x Msr Watts | 15 Watt to < 16 Watt A-Lamp LED replacing A19 Basecase, Total Watts = 2.96 x Msr Watts | 0 | 0 | 0 | 0 | 0 | 0 | 0 | 0 | 0 | 0 | 0 | 0 | 0 | 0 | 0 | 0 | 0 | 0 | 0 | 0 | 0 | 0 | 0 | 0 | 0 | 0 | 0 | 0 | 0 | 0 | 0 | 0 | 0 | 0 | 0 | 0 | 0 | 0 | 0 | 0 | 0 | 0 | 0 | 0 | 0 | 0 | 0 | 0 | 0 | 0 | 0 | 0 | 0 | 0 | 0 | 0 | 0 | 0 | 0 | 0 | 0 | 0 | 0 | 0 | 0 | 0 | 0 | 0 | 0 | 0 | 0 | 0 | 0 | 0 | 0 | 0 | 0 | 0 | 0 | 0 | 0 | 0 | 0 | 0 | 0 | 0 | 0 | 0 | 0 | 0 | 0 | 0 | 0 | 0 | 0 | 0 | 0
1154 | SCE | SCE-13-SW-002H | 13 Watt to < 14 Watt A-Lamp LED replacing A19 Basecase, Total Watts = 2.96 x Msr Watts | 13 Watt to < 14 Watt A-Lamp LED replacing A19 Basecase, Total Watts = 2.96 x Msr Watts | 0 | 0 | 0 | 0 | 0 | 0 | 0 | 0 | 0 | 0 | 0 | 0 | 0 | 0 | 0 | 0 | 0 | 0 | 0 | 0 | 0 | 0 | 0 | 0 | 0 | 0 | 0 | 0 | 0 | 0 | 0 | 0 | 0 | 0 | 0 | 0 | 0 | 0 | 0 | 0 | 0 | 0 | 0 | 0 | 0 | 0 | 0 | 0 | 0 | 0 | 0 | 0 | 0 | 0 | 0 | 0 | 0 | 0 | 0 | 0 | 0 | 0 | 0 | 0 | 0 | 0 | 0 | 0 | 0 | 0 | 0 | 0 | 0 | 0 | 0 | 0 | 0 | 0 | 0 | 0 | 0 | 0 | 0 | 0 | 0 | 0 | 0 | 0 | 0 | 0 | 0 | 0 | 0 | 0 | 0 | 0 | 0
1155 | SCE | SCE-13-SW-002H | >= 10 Watt PAR20 LED replacing PAR20 Basecase, Total Watts = 4.7 x Msr Watts | >= 10 Watt PAR20 LED replacing PAR20 Basecase, Total Watts = 4.7 x Msr Watts | 2.2503 | 2.7767 | 57801.0761 | -738.0008 | 25357.4367 | 20550.6042 | 3.3986 | 4.7619 | 16790.0593 | 11983.2268 | 31705.6386 | 36512.4711 | 74156.3868 | -806.6257 | 93900.3653 | 0.6077 | 93879.3047 | 31.0238 | -140.415 | 61021.548 | 20.1655 | -91.2698 | 93879.3047 | 31.0238 | -140.415 | 93879.3047 | 31.0238 | -140.415 | 61021.548 | 20.1655 | -91.2698 | 1126551.6562 | -1684.98 | 732258.5765 | -1095.237 | 7.6466 | -0.53393 | 11.764 | -0.82143 | 91.7594 | -6.4071 | 141.1683 | -9.8571 | 7.9243 | 0 | 12.1912 | 0 | 95.0915 | 0 | 146.2947 | 0 | 6.4119 | 4.1678 | 76.9433 | 50.0132 | 0.0051694 | 8567.3774 | 12926.5824 | 21493.9598 | 2302.8538 | 454.7091 | 354.2301 | 4594.4476 | 0 | 0 | 861.1368 | 0 | 0 | 0 | 0 | 0 | 0 | 12926.5824 | 19909.5234 | 0 | 4189.7646 | 719008.3364 | 467355.4186 | -1075.4187 | -699.0221 | 0.12368 | 1.0558 | 0.054257 | 0.035926 | 0.043972 | 0.025641 | 0.20092 | 0.06942 | 0.087751 | 0.079705 | 0.098036 | 1.0558 | 1.0558 | 1.0558 | 1.0558 | -0.077242 | 1.0558
1156 | SCE | SCE-13-SW-002H | 7 Watt to < 8 Watt PAR20 LED replacing PAR20 Basecase, Total Watts = 4.7 x Msr Watts | 7 Watt to < 8 Watt PAR20 LED replacing PAR20 Basecase, Total Watts = 4.7 x Msr Watts | 1.7803 | 2.2226 | 20245.2995 | -258.5975 | 11226.6542 | 8992.4074 | 2.4297 | 3.3358 | 8225.8602 | 5991.6134 | 8760.0478 | 10994.2945 | 25973.8808 | -282.6439 | 34683.6443 | 0.57626 | 32881.994 | 10.826 | -49.2018 | 21373.2961 | 7.0369 | -31.9812 | 32881.994 | 10.826 | -49.2018 | 32881.994 | 10.826 | -49.2018 | 21373.2961 | 7.0369 | -31.9812 | 394583.9278 | -590.4217 | 256479.553 | -383.7741 | 2.6783 | -0.18709 | 4.1204 | -0.28783 | 32.1395 | -2.2451 | 49.4454 | -3.454 | 2.7755 | 0 | 4.2701 | 0 | 33.3066 | 0 | 51.2409 | 0 | 2.2458 | 1.4598 | 26.95 | 17.5175 | 0.0018106 | 3000.794 | 6463.2912 | 9464.0852 | 806.5934 | 159.2656 | 124.072 | 1609.2428 | 0 | 0 | 301.6202 | 0 | 0 | 0 | 0 | 0 | 0 | 6463.2912 | 9674.0125 | 0 | 1926.4328 | 251838.5481 | 163695.0563 | -376.8297 | -244.9393 | 0.12368 | 1.0558 | 0.068583 | 0.050251 | 0.054934 | 0.036602 | 0.21188 | 0.055094 | 0.073426 | 0.068743 | 0.087075 | 1.0558 | 1.0558 | 1.0558 | 1.0558 | -0.088203 | 1.0558
1157 | SCE | SCE-13-SW-002H | 8 Watt to < 9 Watt PAR20 LED replacing PAR20 Basecase, Total Watts = 4.7 x Msr Watts | 8 Watt to < 9 Watt PAR20 LED replacing PAR20 Basecase, Total Watts = 4.7 x Msr Watts | 2.0455 | 2.4241 | 23130.379 | -295.54 | 11163.4103 | 9420.039 | 2.9522 | 3.8111 | 7734.9848 | 5991.6134 | 11671.4286 | 13414.8 | 29675.3183 | -323.0216 | 38772.3357 | 0.58895 | 37567.8801 | 12.361 | -56.2306 | 24419.1221 | 8.0347 | -36.5499 | 37567.8801 | 12.361 | -56.2306 | 37567.8801 | 12.361 | -56.2306 | 24419.1221 | 8.0347 | -36.5499 | 450814.5612 | -674.7676 | 293029.4648 | -438.5989 | 3.06 | -0.21382 | 4.7076 | -0.32895 | 36.7196 | -2.5658 | 56.4916 | -3.9474 | 3.1711 | 0 | 4.8786 | 0 | 38.053 | 0 | 58.5431 | 0 | 2.5659 | 1.6678 | 30.7906 | 20.0139 | 0.0020686 | 3428.4255 | 6463.2912 | 9891.7167 | 921.5379 | 181.9619 | 141.753 | 1838.5698 | 0 | 0 | 344.6029 | 0 | 0 | 0 | 0 | 0 | 0 | 6463.2912 | 8859.3685 | 0 | 1437.6464 | 287727.0881 | 187022.6073 | -430.6625 | -279.9306 | 0.12368 | 1.0558 | 0.05969 | 0.041359 | 0.050368 | 0.032037 | 0.20731 | 0.063987 | 0.082318 | 0.073308 | 0.09164 | 1.0558 | 1.0558 | 1.0558 | 1.0558 | -0.083637 | 1.0558
1158 | SCE | SCE-13-SW-002H | 12 Watt to < 13 Watt A-Lamp LED replacing A19 Basecase, Total Watts = 2.96 x Msr Watts | 12 Watt to < 13 Watt A-Lamp LED replacing A19 Basecase, Total Watts = 2.96 x Msr Watts | 0 | 0 | 0 | 0 | 0 | 0 | 0 | 0 | 0 | 0 | 0 | 0 | 0 | 0 | 0 | 0 | 0 | 0 | 0 | 0 | 0 | 0 | 0 | 0 | 0 | 0 | 0 | 0 | 0 | 0 | 0 | 0 | 0 | 0 | 0 | 0 | 0 | 0 | 0 | 0 | 0 | 0 | 0 | 0 | 0 | 0 | 0 | 0 | 0 | 0 | 0 | 0 | 0 | 0 | 0 | 0 | 0 | 0 | 0 | 0 | 0 | 0 | 0 | 0 | 0 | 0 | 0 | 0 | 0 | 0 | 0 | 0 | 0 | 0 | 0 | 0 | 0 | 0 | 0 | 0 | 0 | 0 | 0 | 0 | 0 | 0 | 0 | 0 | 0 | 0 | 0 | 0 | 0 | 0 | 0 | 0 | 0
1159 | SCE | SCE-13-SW-002H | 11 Watt to < 12 Watt A-Lamp LED replacing A19 Basecase, Total Watts = 2.96 x Msr Watts | 11 Watt to < 12 Watt A-Lamp LED replacing A19 Basecase, Total Watts = 2.96 x Msr Watts | 0 | 0 | 0 | 0 | 0 | 0 | 0 | 0 | 0 | 0 | 0 | 0 | 0 | 0 | 0 | 0 | 0 | 0 | 0 | 0 | 0 | 0 | 0 | 0 | 0 | 0 | 0 | 0 | 0 | 0 | 0 | 0 | 0 | 0 | 0 | 0 | 0 | 0 | 0 | 0 | 0 | 0 | 0 | 0 | 0 | 0 | 0 | 0 | 0 | 0 | 0 | 0 | 0 | 0 | 0 | 0 | 0 | 0 | 0 | 0 | 0 | 0 | 0 | 0 | 0 | 0 | 0 | 0 | 0 | 0 | 0 | 0 | 0 | 0 | 0 | 0 | 0 | 0 | 0 | 0 | 0 | 0 | 0 | 0 | 0 | 0 | 0 | 0 | 0 | 0 | 0 | 0 | 0 | 0 | 0 | 0 | 0
1160 | SCE | SCE-13-SW-002H | 7 Watt to < 8 Watt MR16 LED replacing MR16 Basecase, Total Watts = 4.24 x Msr Watts | 7 Watt to < 8 Watt MR16 LED replacing MR16 Basecase, Total Watts = 4.24 x Msr Watts | 0 | 0 | 0 | 0 | 0 | 0 | 0 | 0 | 0 | 0 | 0 | 0 | 0 | 0 | 0 | 0 | 0 | 0 | 0 | 0 | 0 | 0 | 0 | 0 | 0 | 0 | 0 | 0 | 0 | 0 | 0 | 0 | 0 | 0 | 0 | 0 | 0 | 0 | 0 | 0 | 0 | 0 | 0 | 0 | 0 | 0 | 0 | 0 | 0 | 0 | 0 | 0 | 0 | 0 | 0 | 0 | 0 | 0 | 0 | 0 | 0 | 0 | 0 | 0 | 0 | 0 | 0 | 0 | 0 | 0 | 0 | 0 | 0 | 0 | 0 | 0 | 0 | 0 | 0 | 0 | 0 | 0 | 0 | 0 | 0 | 0 | 0 | 0 | 0 | 0 | 0 | 0 | 0 | 0 | 0 | 0 | 0
1161 | SCE | SCE-13-SW-002H | >= 4 Watt Candelabra LED replacing Candelabra Basecase, Total Watts = 7.35 x Msr Watts | >= 4 Watt Candelabra LED replacing Candelabra Basecase, Total Watts = 7.35 x Msr Watts | 2.7004 | 3.2644 | 485840.0162 | -6333.7794 | 177566.5243 | 146887.7527 | 4.5427 | 6.404 | 105554.4608 | 74875.6891 | 301939.7125 | 332618.4841 | 635460.8603 | -6922.7421 | 775425.8709 | 0.61838 | 804470.4749 | 264.926 | -1205.0903 | 522905.8087 | 172.2019 | -783.3087 | 804470.4749 | 264.926 | -1205.0903 | 804470.4749 | 264.926 | -1205.0903 | 522905.8087 | 172.2019 | -783.3087 | 9653645.6986 | -14461.0837 | 6274869.7041 | -9399.7044 | 65.362 | -4.5824 | 100.5569 | -7.0498 | 784.3436 | -54.9883 | 1206.6825 | -84.5973 | 66.2542 | 0 | 101.9296 | 0 | 795.0508 | 0 | 1223.1551 | 0 | 54.4155 | 35.3701 | 652.9861 | 424.4409 | 0.043451 | 72012.0635 | 80770.128 | 152782.1915 | 19356.3618 | 3822.0028 | 2977.4383 | 38618.0783 | 0 | 0 | 7238.1822 | 0 | 0 | 0 | 0 | 0 | 0 | 80770.128 | 125470.7283 | 0 | 26820.3602 | 6161325.7551 | 4004861.7408 | -9229.6165 | -5999.2507 | 0.12131 | 1.0558 | 0.044338 | 0.026357 | 0.036677 | 0.018696 | 0.19362 | 0.076975 | 0.094956 | 0.084635 | 0.10262 | 1.0558 | 1.0558 | 1.0558 | 1.0558 | -0.072309 | 1.0558
1162 | SCE | SCE-13-SW-002H | 8 Watt to < 9 Watt A-Lamp LED replacing A19 Basecase, Total Watts = 2.96 x Msr Watts | 8 Watt to < 9 Watt A-Lamp LED replacing A19 Basecase, Total Watts = 2.96 x Msr Watts | 0 | 0 | 0 | 0 | 0 | 0 | 0 | 0 | 0 | 0 | 0 | 0 | 0 | 0 | 0 | 0 | 0 | 0 | 0 | 0 | 0 | 0 | 0 | 0 | 0 | 0 | 0 | 0 | 0 | 0 | 0 | 0 | 0 | 0 | 0 | 0 | 0 | 0 | 0 | 0 | 0 | 0 | 0 | 0 | 0 | 0 | 0 | 0 | 0 | 0 | 0 | 0 | 0 | 0 | 0 | 0 | 0 | 0 | 0 | 0 | 0 | 0 | 0 | 0 | 0 | 0 | 0 | 0 | 0 | 0 | 0 | 0 | 0 | 0 | 0 | 0 | 0 | 0 | 0 | 0 | 0 | 0 | 0 | 0 | 0 | 0 | 0 | 0 | 0 | 0 | 0 | 0 | 0 | 0 | 0 | 0 | 0
1163 | SCE | SCE-13-SW-002H | 9 Watt to < 10 Watt A-Lamp LED replacing A19 Basecase, Total Watts = 2.96 x Msr Watts | 9 Watt to < 10 Watt A-Lamp LED replacing A19 Basecase, Total Watts = 2.96 x Msr Watts | 0 | 0 | 0 | 0 | 0 | 0 | 0 | 0 | 0 | 0 | 0 | 0 | 0 | 0 | 0 | 0 | 0 | 0 | 0 | 0 | 0 | 0 | 0 | 0 | 0 | 0 | 0 | 0 | 0 | 0 | 0 | 0 | 0 | 0 | 0 | 0 | 0 | 0 | 0 | 0 | 0 | 0 | 0 | 0 | 0 | 0 | 0 | 0 | 0 | 0 | 0 | 0 | 0 | 0 | 0 | 0 | 0 | 0 | 0 | 0 | 0 | 0 | 0 | 0 | 0 | 0 | 0 | 0 | 0 | 0 | 0 | 0 | 0 | 0 | 0 | 0 | 0 | 0 | 0 | 0 | 0 | 0 | 0 | 0 | 0 | 0 | 0 | 0 | 0 | 0 | 0 | 0 | 0 | 0 | 0 | 0 | 0
1164 | SCE | SCE-13-SW-002H | 10 Watt to < 11 Watt A-Lamp LED replacing A19 Basecase, Total Watts = 2.96 x Msr Watts | 10 Watt to < 11 Watt A-Lamp LED replacing A19 Basecase, Total Watts = 2.96 x Msr Watts | 0 | 0 | 0 | 0 | 0 | 0 | 0 | 0 | 0 | 0 | 0 | 0 | 0 | 0 | 0 | 0 | 0 | 0 | 0 | 0 | 0 | 0 | 0 | 0 | 0 | 0 | 0 | 0 | 0 | 0 | 0 | 0 | 0 | 0 | 0 | 0 | 0 | 0 | 0 | 0 | 0 | 0 | 0 | 0 | 0 | 0 | 0 | 0 | 0 | 0 | 0 | 0 | 0 | 0 | 0 | 0 | 0 | 0 | 0 | 0 | 0 | 0 | 0 | 0 | 0 | 0 | 0 | 0 | 0 | 0 | 0 | 0 | 0 | 0 | 0 | 0 | 0 | 0 | 0 | 0 | 0 | 0 | 0 | 0 | 0 | 0 | 0 | 0 | 0 | 0 | 0 | 0 | 0 | 0 | 0 | 0 | 0
1165 | SCE | SCE-13-SW-002H | < 8 Watt A-Lamp LED replacing A19 Basecase, Total Watts = 2.96 x Msr Watts | < 8 Watt A-Lamp LED replacing A19 Basecase, Total Watts = 2.96 x Msr Watts | 0 | 0 | 0 | 0 | 0 | 0 | 0 | 0 | 0 | 0 | 0 | 0 | 0 | 0 | 0 | 0 | 0 | 0 | 0 | 0 | 0 | 0 | 0 | 0 | 0 | 0 | 0 | 0 | 0 | 0 | 0 | 0 | 0 | 0 | 0 | 0 | 0 | 0 | 0 | 0 | 0 | 0 | 0 | 0 | 0 | 0 | 0 | 0 | 0 | 0 | 0 | 0 | 0 | 0 | 0 | 0 | 0 | 0 | 0 | 0 | 0 | 0 | 0 | 0 | 0 | 0 | 0 | 0 | 0 | 0 | 0 | 0 | 0 | 0 | 0 | 0 | 0 | 0 | 0 | 0 | 0 | 0 | 0 | 0 | 0 | 0 | 0 | 0 | 0 | 0 | 0 | 0 | 0 | 0 | 0 | 0 | 0
1166 | SCE | SCE-13-SW-002H | 6 Watt to < 7 Watt MR16 LED replacing MR16 Basecase, Total Watts = 4.24 x Msr Watts | 6 Watt to < 7 Watt MR16 LED replacing MR16 Basecase, Total Watts = 4.24 x Msr Watts | 0 | 0 | 0 | 0 | 0 | 0 | 0 | 0 | 0 | 0 | 0 | 0 | 0 | 0 | 0 | 0 | 0 | 0 | 0 | 0 | 0 | 0 | 0 | 0 | 0 | 0 | 0 | 0 | 0 | 0 | 0 | 0 | 0 | 0 | 0 | 0 | 0 | 0 | 0 | 0 | 0 | 0 | 0 | 0 | 0 | 0 | 0 | 0 | 0 | 0 | 0 | 0 | 0 | 0 | 0 | 0 | 0 | 0 | 0 | 0 | 0 | 0 | 0 | 0 | 0 | 0 | 0 | 0 | 0 | 0 | 0 | 0 | 0 | 0 | 0 | 0 | 0 | 0 | 0 | 0 | 0 | 0 | 0 | 0 | 0 | 0 | 0 | 0 | 0 | 0 | 0 | 0 | 0 | 0 | 0 | 0 | 0
1167 | SCE | SCE-13-SW-002H | >500 to 750 Watt High/Low Bay LED replacing 1000 Watt Pulse Start Metal Halide | >500 to 750 Watt High/Low Bay LED replacing 1000 Watt Pulse Start Metal Halide | 0.47615 | 1.1726 | 266167.2887 | -3378.5491 | 551901.9189 | 224108.7911 | 0.51281 | 1.4231 | 512450.1342 | 184657.0065 | -289113.1793 | 38679.9484 | 341481.6081 | -3692.7121 | 561897.6872 | 0.46768 | 432303.37 | 162.9688 | -642.8163 | 280997.1905 | 105.9297 | -417.8306 | 432303.37 | 162.9688 | -642.8163 | 432303.37 | 162.9688 | -642.8163 | 280997.1905 | 105.9297 | -417.8306 | 5187640.4405 | -7713.7958 | 3371966.2863 | -5013.9673 | 35.2118 | -2.4443 | 54.172 | -3.7605 | 422.5415 | -29.3317 | 650.0638 | -45.1257 | 36.4905 | 0 | 56.1392 | 0 | 437.8856 | 0 | 673.6701 | 0 | 29.5263 | 19.1921 | 354.3152 | 230.3048 | 0.023804 | 39451.7847 | 199193.76 | 238645.5447 | 10604.3763 | 2093.883 | 1631.1886 | 21156.9011 | 0 | 0 | 3965.4357 | 0 | 0 | 0 | 0 | 0 | 0 | 199193.76 | 727868.0648 | 0 | 317204.5829 | 3310950.4587 | 2152117.7982 | -4923.2394 | -3200.1056 | 0.12368 | 1.0558 | 0.25645 | 0.23811 | 0.10413 | 0.085802 | 0.26109 | -0.13277 | -0.11444 | 0.019543 | 0.037874 | 1.0558 | 1.0558 | 1.0558 | 1.0558 | -0.13741 | 1.0558
1168 | SCE | SCE-13-SW-002H | >320 to 500 Watt High/Low Bay LED replacing 750 Watt Pulse Start Metal Halide | >320 to 500 Watt High/Low Bay LED replacing 750 Watt Pulse Start Metal Halide | 0.65913 | 1.1372 | 615572.3476 | -7813.6626 | 922056.0208 | 534418.0339 | 0.73152 | 1.3714 | 830814.8025 | 443176.8155 | -314297.3358 | 73340.6511 | 789753.8282 | -8540.2359 | 1315631.6261 | 0.46195 | 999799.794 | 376.9024 | -1486.6588 | 649869.8661 | 244.9866 | -966.3282 | 999799.794 | 376.9024 | -1486.6588 | 999799.794 | 376.9024 | -1486.6588 | 649869.8661 | 244.9866 | -966.3282 | 11997597.5279 | -17839.9059 | 7798438.3931 | -11595.9388 | 81.4353 | -5.653 | 125.285 | -8.697 | 977.2232 | -67.8362 | 1503.4203 | -104.3634 | 84.3925 | 0 | 129.8346 | 0 | 1012.71 | 0 | 1558.0153 | 0 | 68.2862 | 44.386 | 819.4343 | 532.6323 | 0.055053 | 91241.2184 | 478065.024 | 569306.2424 | 24525.0303 | 4842.5802 | 3772.4943 | 48930.1423 | 0 | 0 | 9170.9712 | 0 | 0 | 0 | 0 | 0 | 0 | 478065.024 | 1084604.6563 | 0 | 363923.7794 | 7657325.4246 | 4977261.526 | -11386.11 | -7400.9715 | 0.12368 | 1.0558 | 0.18525 | 0.16692 | 0.10737 | 0.08904 | 0.26433 | -0.061577 | -0.043245 | 0.016305 | 0.034637 | 1.0558 | 1.0558 | 1.0558 | 1.0558 | -0.14065 | 1.0558
1169 | SCE | SCE-13-SW-002H | >280 to 320 Watt High/Low Bay LED replacing 450 Watt Pulse Start Metal Halide | >280 to 320 Watt High/Low Bay LED replacing 450 Watt Pulse Start Metal Halide | 0.46061 | 1.0761 | 224969.0438 | -2855.6062 | 482220.8029 | 206412.5553 | 0.49482 | 1.2834 | 448875.4947 | 173067.2471 | -260107.3652 | 15700.8823 | 288625.9662 | -3121.142 | 491917.3795 | 0.45153 | 365390.0383 | 137.744 | -543.3191 | 237503.5249 | 89.5336 | -353.1574 | 365390.0383 | 137.744 | -543.3191 | 365390.0383 | 137.744 | -543.3191 | 237503.5249 | 89.5336 | -353.1574 | 4384680.4595 | -6519.8292 | 2850042.2987 | -4237.889 | 29.7616 | -2.066 | 45.7871 | -3.1784 | 357.1391 | -24.7917 | 549.4448 | -38.141 | 30.8424 | 0 | 47.4498 | 0 | 370.1082 | 0 | 569.3973 | 0 | 24.9561 | 16.2215 | 299.4731 | 194.6575 | 0.02012 | 33345.3082 | 186691.62 | 220036.9282 | 8962.9962 | 1769.7849 | 1378.7079 | 17882.1667 | 0 | 0 | 3351.6526 | 0 | 0 | 0 | 0 | 0 | 0 | 186691.62 | 630054.8804 | 0 | 266017.9562 | 2798470.7007 | 1819005.9555 | -4161.2043 | -2704.7828 | 0.12368 | 1.0558 | 0.2651 | 0.24677 | 0.11348 | 0.095144 | 0.27043 | -0.14142 | -0.12309 | 0.010201 | 0.028533 | 1.0558 | 1.0558 | 1.0558 | 1.0558 | -0.14676 | 1.0558
1170 | SCE | SCE-13-SW-002H | >220 to 262 Watt High/Low Bay LED replacing 350 Watt Pulse Start Metal Halide | >220 to 262 Watt High/Low Bay LED replacing 350 Watt Pulse Start Metal Halide | 0.61746 | 0.91298 | 1357655.3246 | -17233.1662 | 2170859.192 | 1468179.8112 | 0.68055 | 1.058 | 1969625.1268 | 1266945.746 | -830437.0337 | -127757.6529 | 1741815.5544 | -18835.6362 | 3191159.7294 | 0.42004 | 2205075.5189 | 831.2647 | -3278.8514 | 1433299.0873 | 540.3221 | -2131.2534 | 2205075.5189 | 831.2647 | -3278.8514 | 2205075.5189 | 831.2647 | -3278.8514 | 1433299.0873 | 540.3221 | -2131.2534 | 26460906.2267 | -39346.2171 | 17199589.0473 | -25575.0411 | 179.6069 | -12.4678 | 276.3183 | -19.1813 | 2155.2825 | -149.614 | 3315.8192 | -230.1754 | 186.1291 | 0 | 286.3524 | 0 | 2233.5491 | 0 | 3436.2294 | 0 | 150.6064 | 97.8941 | 1807.2764 | 1174.7296 | 0.12142 | 201234.0652 | 1366683.516 | 1567917.5812 | 54090.3731 | 10680.3934 | 8320.3007 | 107916.2644 | 0 | 0 | 20226.7337 | 0 | 0 | 0 | 0 | 0 | 0 | 1366683.516 | 2427702.3374 | 0 | 636611.2928 | 16888361.9855 | 10977435.2906 | -25112.26 | -16322.969 | 0.12368 | 1.0558 | 0.19776 | 0.17942 | 0.13375 | 0.11541 | 0.2907 | -0.07408 | -0.055748 | -0.010068 | 0.0082633 | 1.0558 | 1.0558 | 1.0558 | 1.0558 | -0.16702 | 1.0558
1171 | SCE | SCE-13-SW-002H | >262 to 280 Watt High/Low Bay LED replacing 400 Watt Pulse Start Metal Halide | >262 to 280 Watt High/Low Bay LED replacing 400 Watt Pulse Start Metal Halide | 0.94887 | 1.0271 | 1385297.7895 | -17584.0412 | 1441412.5332 | 1331583.1909 | 1.1065 | 1.2144 | 1236081.2531 | 1126251.9108 | -73698.7848 | 36130.5575 | 1777279.6921 | -19219.1381 | 3089643.7449 | 0.44268 | 2249971.8351 | 848.1897 | -3345.6103 | 1462481.6928 | 551.3233 | -2174.6467 | 2249971.8351 | 848.1897 | -3345.6103 | 2249971.8351 | 848.1897 | -3345.6103 | 1462481.6928 | 551.3233 | -2174.6467 | 26999662.0215 | -40147.3235 | 17549780.314 | -26095.7603 | 183.2637 | -12.7217 | 281.9442 | -19.5718 | 2199.165 | -152.6602 | 3383.3307 | -234.8618 | 189.9188 | 0 | 292.1827 | 0 | 2279.0251 | 0 | 3506.1925 | 0 | 153.6728 | 99.8873 | 1844.0733 | 1198.6477 | 0.12389 | 205331.2801 | 1214913.84 | 1420245.1201 | 55191.6771 | 10897.851 | 8489.7057 | 110113.4874 | 0 | 0 | 20638.559 | 0 | 0 | 0 | 0 | 0 | 0 | 1214913.84 | 1303728.8333 | 0 | 53288.996 | 17232216.5311 | 11200940.7452 | -25623.5568 | -16655.3119 | 0.12368 | 1.0558 | 0.12869 | 0.11036 | 0.11888 | 0.10055 | 0.27584 | -0.0050098 | 0.013322 | 0.0047955 | 0.023127 | 1.0558 | 1.0558 | 1.0558 | 1.0558 | -0.15216 | 1.0558
1172 | SCE | SCE-13-SW-002H | >160 to 220 Watt High/Low Bay LED replacing (8) 48in T8 VHLO | >160 to 220 Watt High/Low Bay LED replacing (8) 48in T8 VHLO | 0.64557 | 0.69246 | 1227648.8885 | -15582.9517 | 1877517.8866 | 1750380.1219 | 0.71485 | 0.7728 | 1695553.6045 | 1568415.8398 | -665451.9498 | -538314.1851 | 1575022.6812 | -17031.9723 | 3308370.8308 | 0.36636 | 1993921.7716 | 751.6645 | -2964.875 | 1296049.1515 | 488.5819 | -1927.1687 | 1993921.7716 | 751.6645 | -2964.875 | 1993921.7716 | 751.6645 | -2964.875 | 1296049.1515 | 488.5819 | -1927.1687 | 23927061.2588 | -35578.4998 | 15552589.8182 | -23126.0249 | 162.4081 | -11.2739 | 249.8586 | -17.3445 | 1948.8968 | -135.2872 | 2998.3028 | -208.1342 | 168.3057 | 0 | 258.9319 | 0 | 2019.6688 | 0 | 3107.1827 | 0 | 136.1846 | 88.52 | 1634.2151 | 1062.2398 | 0.10979 | 181964.2821 | 1691886.24 | 1873850.5221 | 48910.784 | 9657.6597 | 7523.5648 | 97582.4126 | 0 | 0 | 18289.861 | 0 | 0 | 0 | 0 | 0 | 0 | 1691886.24 | 1772735.6537 | 0 | 48509.6482 | 15271165.2551 | 9926257.4158 | -22707.5588 | -14759.9132 | 0.12368 | 1.0558 | 0.18915 | 0.17081 | 0.17634 | 0.15801 | 0.33329 | -0.06547 | -0.047138 | -0.052661 | -0.03433 | 1.0558 | 1.0558 | 1.0558 | 1.0558 | -0.20962 | 1.0558
1173 | SCE | SCE-13-SW-002H | >131 to 160 Watt High/Low Bay LED replacing (6) 48in T8 VHLO | >131 to 160 Watt High/Low Bay LED replacing (6) 48in T8 VHLO | 2.0065 | 2.0855 | 185530.954 | -2355.0055 | 91291.1195 | 87834.6488 | 2.8715 | 3.036 | 63791.3945 | 60334.9238 | 91884.8289 | 95341.2996 | 238028.5302 | -2573.9917 | 323289.1873 | 0.5666 | 301335.5136 | 113.5968 | -448.0728 | 195868.0839 | 73.8379 | -291.2473 | 301335.5136 | 113.5968 | -448.0728 | 301335.5136 | 113.5968 | -448.0728 | 195868.0839 | 73.8379 | -291.2473 | 3616026.1636 | -5376.8737 | 2350417.0063 | -3494.9679 | 24.5443 | -1.7038 | 37.7604 | -2.6212 | 294.531 | -20.4456 | 453.1247 | -31.4547 | 25.4355 | 0 | 39.1316 | 0 | 305.2266 | 0 | 469.5794 | 0 | 20.5812 | 13.3778 | 246.9741 | 160.5332 | 0.016593 | 27499.725 | 65084.67 | 92584.395 | 7391.7425 | 1459.5336 | 1137.0142 | 14747.3421 | 0 | 0 | 2764.0927 | 0 | 0 | 0 | 0 | 0 | 0 | 65084.67 | 65814.4253 | 0 | 437.8532 | 2307886.1426 | 1500125.9927 | -3431.7264 | -2230.6221 | 0.12368 | 1.0558 | 0.060856 | 0.042524 | 0.058552 | 0.04022 | 0.21551 | 0.062821 | 0.081153 | 0.065125 | 0.083457 | 1.0558 | 1.0558 | 1.0558 | 1.0558 | -0.091831 | 1.0558
1174 | SCE | SCE-13-SW-002H | 40 to 131 Watt High/Low Bay LED replacing (4) 48in T8 VHLO | 40 to 131 Watt High/Low Bay LED replacing (4) 48in T8 VHLO | 0.9437 | 0.98737 | 35934.1154 | -456.1236 | 37594.5364 | 35931.948 | 1.0995 | 1.1592 | 32268.3185 | 30605.7301 | -2116.5445 | -453.9562 | 46101.9819 | -498.5374 | 81535.3925 | 0.43512 | 58363.4423 | 22.0017 | -86.7839 | 37936.2375 | 14.3011 | -56.4095 | 58363.4423 | 22.0017 | -86.7839 | 58363.4423 | 22.0017 | -86.7839 | 37936.2375 | 14.3011 | -56.4095 | 700361.3078 | -1041.4068 | 455234.8501 | -676.9144 | 4.7538 | -0.33 | 7.3135 | -0.50769 | 57.0455 | -3.9599 | 87.7624 | -6.0922 | 4.9264 | 0 | 7.5791 | 0 | 59.1171 | 0 | 90.9493 | 0 | 3.9862 | 2.591 | 47.8346 | 31.0925 | 0.0032137 | 5326.2179 | 33015.105 | 38341.3229 | 1431.6518 | 282.6862 | 220.2198 | 2856.3034 | 0 | 0 | 535.3566 | 0 | 0 | 0 | 0 | 0 | 0 | 33015.105 | 33234.6697 | 0 | 131.7388 | 446997.3623 | 290548.2855 | -664.6656 | -432.0327 | 0.12368 | 1.0558 | 0.12939 | 0.11106 | 0.12367 | 0.10534 | 0.28063 | -0.0057148 | 0.012617 | 7.4597e-06 | 0.018339 | 1.0558 | 1.0558 | 1.0558 | 1.0558 | -0.15695 | 1.0558
1175 | SCE | SCE-13-SW-002H | LED T8 Lamp UL Type A 4 foot | LED T8 Lamp UL Type A 4 foot | 0.78922 | 1.2979 | 1901773.6107 | -19033.0853 | 2385571.6522 | 1450599.4675 | 0.89497 | 1.6109 | 2103687.4156 | 1168715.2309 | -502831.1268 | 432141.0579 | 2603435.699 | -24949.836 | 4029085.3305 | 0.46729 | 5733754.56 | 1824.7409 | -7588.5258 | 4300315.92 | 1368.5557 | -5691.3944 | 5733754.56 | 1824.7409 | -7588.5258 | 5733754.56 | 1824.7409 | -7588.5258 | 4300315.92 | 1368.5557 | -5691.3944 | 28668772.8 | -37942.6291 | 21501579.6 | -28456.9718 | 538.8731 | -33.2947 | 718.4974 | -44.3929 | 2694.3654 | -166.4733 | 3592.4872 | -221.9644 | 558.4416 | 0 | 744.5889 | 0 | 2792.2082 | 0 | 3722.9443 | 0 | 391.6147 | 293.711 | 1958.0734 | 1468.555 | 0.17008 | 281884.2366 | 1260720 | 1542604.2366 | 75768.6006 | 14960.8593 | 11654.8935 | 151166.7211 | 0 | 0 | 28333.1621 | 0 | 0 | 0 | 0 | 0 | 0 | 1260720 | 2521440 | 0 | 882504 | 23058368.4719 | 17293776.3539 | -30517.3552 | -22888.0164 | 0.10997 | 0.83157 | 0.13794 | 0.12164 | 0.08388 | 0.06758 | 0.23298 | -0.027975 | -0.011676 | 0.026089 | 0.042389 | 0.83157 | 0.83157 | 0.83157 | 0.83157 | -0.12301 | 0.83157
1176 | SCE | SCE-13-SW-003A | Non-Resource | Non-Resource | 0 | 0 | 0 | 0 | 804204.4073 | 804204.4073 | 0 | 0 | 0 | 0 | -804204.4073 | -804204.4073 | 0 | 0 | 804204.4073 | 0 | 0 | 0 | 0 | 0 | 0 | 0 | 0 | 0 | 0 | 0 | 0 | 0 | 0 | 0 | 0 | 0 | 0 | 0 | 0 | 0 | 0 | 0 | 0 | 0 | 0 | 0 | 0 | 0 | 0 | 0 | 0 | 0 | 0 | 0 | 0 | 0 | 0 | 0 | 0 | 1 | 804204.4073 | 0 | 804204.4073 | 37490.1621 | 26235.0459 | 0 | 740479.1993 | 0 | 0 | 0 | 0 | 0 | 0 | 0 | 0 | 0 | 0 | 0 | 0 | 0 | 0 | 0 | 0 | 0 | 0 | 0 | 0 | 0 | 0 | 0 | 0 | 0 | 0 | 0 | 0 | 0 | 0 | 0 | 0 | 0 | 0
1177 | SCE | SCE-13-SW-003B | Data center HVAC flow management retrofit [RET ONLY] | Data center HVAC flow management retrofit [RET ONLY] | 0.30271 | 2.2798 | 2652.3089 | 0 | 8761.8621 | 1163.4056 | 0.32676 | 5.115 | 8116.9943 | 518.5378 | -6109.5532 | 1488.9033 | 4306.4421 | 0 | 5469.8477 | 0.4849 | 3583.3041 | 0.39105 | 0 | 3045.8085 | 0.33239 | 0 | 3981.449 | 0.4345 | 0 | 3583.3041 | 0.39105 | 0 | 3045.8085 | 0.33239 | 0 | 53749.5611 | 0 | 45687.1269 | 0 | 0.33942 | 0 | 0.39932 | 0 | 5.0913 | 0 | 5.9898 | 0 | 0.35895 | 0 | 0.4223 | 0 | 5.3843 | 0 | 6.3344 | 0 | 0.23576 | 0.2004 | 3.5364 | 3.006 | 0.00032117 | 644.8678 | 559.3586 | 1204.2264 | 52.0623 | 6.8703 | 13.3586 | 531.5408 | 0 | 0 | 41.0357 | 0 | 0 | 0 | 0 | 0 | 559.3586 | 0 | 10169.5491 | 0 | 7688.1523 | 31273.1395 | 26582.1686 | 0 | 0 | 0.099778 | 0 | 0.32961 | 0.30535 | 0.043766 | 0.019507 | 0.20577 | -0.22984 | -0.20558 | 0.056011 | 0.080271 | 0 | 0 | 0 | 0 | -0.10599 | 0
1178 | SCE | SCE-13-SW-003B | Hot water pump motor - VFD | Hot water pump motor - VFD | 0.011041 | 1.4154 | 155.8979 | 0 | 14120.0533 | 110.1414 | 0.011071 | 2.1581 | 14082.1491 | 72.2372 | -13964.1553 | 45.7566 | 279.172 | 0 | 389.3133 | 0.40044 | 542.5083 | 0.050306 | 0 | 461.1321 | 0.04276 | 0 | 602.787 | 0.055895 | 0 | 542.5083 | 0.050306 | 0 | 461.1321 | 0.04276 | 0 | 2712.5415 | 0 | 2305.6603 | 0 | 0.049341 | 0 | 0.058048 | 0 | 0.2467 | 0 | 0.29024 | 0 | 0.059464 | 0 | 0.069957 | 0 | 0.29732 | 0 | 0.34979 | 0 | 0.03695 | 0.031408 | 0.18475 | 0.15704 | 1.8878e-05 | 37.9042 | 77.9239 | 115.8281 | 3.0601 | 0.40382 | 0.7852 | 31.243 | 0 | 0 | 2.412 | 0 | 0 | 0 | 0 | 0 | 77.9239 | 0 | 17853.1216 | 0 | 14220.1581 | 2181.7042 | 1854.4486 | 0 | 0 | 0.084067 | 0 | 7.6142 | 7.5937 | 0.059393 | 0.038953 | 0.20993 | -7.5301 | -7.5096 | 0.024674 | 0.045114 | 0 | 0 | 0 | 0 | -0.12587 | 0
1179 | SCE | SCE-13-SW-003B | HVAC - energy management system (EMS) | HVAC - energy management system (EMS) | 0.50914 | 1.7519 | 3538.5102 | 0 | 6949.9715 | 2019.793 | 0.58107 | 3.0519 | 6089.6376 | 1159.4591 | -3411.4613 | 1518.7172 | 3690.1017 | 0 | 5709.8947 | 0.61972 | 7170.8876 | 0.75464 | 0 | 6095.2545 | 0.64144 | 0 | 7967.6529 | 0.83849 | 0 | 7170.8876 | 0.75464 | 0 | 6095.2545 | 0.64144 | 0 | 35854.438 | 0 | 30476.2723 | 0 | 0.63333 | 0 | 0.7451 | 0 | 3.1667 | 0 | 3.7255 | 0 | 0.84014 | 0 | 0.9884 | 0 | 4.2007 | 0 | 4.942 | 0 | 0.5017 | 0.42644 | 2.5085 | 2.1322 | 0.00042849 | 860.3339 | 1250.7352 | 2111.0691 | 69.4577 | 9.1658 | 17.8221 | 709.1416 | 0 | 0 | 54.7467 | 0 | 0 | 0 | 0 | 0 | 1250.7352 | 0 | 7433.9825 | 0 | 4946.5978 | 28837.8177 | 24512.145 | 0 | 0 | 0.14436 | 0 | 0.28353 | 0.24843 | 0.0824 | 0.047301 | 0.23294 | -0.13917 | -0.10408 | 0.061958 | 0.097056 | 0 | 0 | 0 | 0 | -0.088584 | 0
1180 | SCE | SCE-13-SW-003B | Ventilation fan - VFD | Ventilation fan - VFD | 0.093929 | 1.3862 | 578.4533 | 0 | 6158.4335 | 417.2982 | 0.096124 | 2.0909 | 6017.7916 | 276.6562 | -5579.9803 | 161.1551 | 1035.5572 | 0 | 1452.8554 | 0.39815 | 2012.3739 | 0.52123 | 0 | 1710.5178 | 0.44304 | 0 | 2235.971 | 0.57914 | 0 | 2012.3739 | 0.52123 | 0 | 1710.5178 | 0.44304 | 0 | 10061.8694 | 0 | 8552.589 | 0 | 0.18302 | 0 | 0.21532 | 0 | 0.91512 | 0 | 1.0766 | 0 | 0.22057 | 0 | 0.2595 | 0 | 1.1029 | 0 | 1.2975 | 0 | 0.13706 | 0.1165 | 0.68532 | 0.58252 | 7.0046e-05 | 140.6419 | 298.4355 | 439.0774 | 11.3545 | 1.4984 | 2.9134 | 115.926 | 0 | 0 | 8.9497 | 0 | 0 | 0 | 0 | 0 | 298.4355 | 0 | 7566.8743 | 0 | 5814.751 | 8092.7877 | 6878.8695 | 0 | 0 | 0.084091 | 0 | 0.89527 | 0.87482 | 0.060664 | 0.040218 | 0.21121 | -0.81118 | -0.79073 | 0.023428 | 0.043873 | 0 | 0 | 0 | 0 | -0.12711 | 0
1181 | SCE | SCE-13-SW-003B | Cooling tower system retrofit | Cooling tower system retrofit | 0.0048534 | 2.6189 | 931.9315 | 0 | 192016.5168 | 355.8437 | 0.0048591 | 7.2098 | 191789.9321 | 129.259 | -191084.5853 | 576.0878 | 934.9793 | 0 | 1290.823 | 0.72197 | 777.9775 | 0.11143 | 0 | 661.2809 | 0.094717 | 0 | 864.4195 | 0.12381 | 0 | 777.9775 | 0.11143 | 0 | 661.2809 | 0.094717 | 0 | 11669.6629 | 0 | 9919.2134 | 0 | 0.068711 | 0 | 0.080836 | 0 | 1.0307 | 0 | 1.2125 | 0 | 0.091148 | 0 | 0.10723 | 0 | 1.3672 | 0 | 1.6085 | 0 | 0.05443 | 0.046265 | 0.81645 | 0.69398 | 0.00011285 | 226.5847 | 139.4346 | 366.0193 | 18.2929 | 2.414 | 4.6938 | 186.7654 | 0 | 0 | 14.4186 | 0 | 0 | 0 | 0 | 0 | 139.4346 | 0 | 243365.087 | 0 | 194580.5219 | 6789.767 | 5771.3019 | 0 | 0 | 0.16148 | 0 | 33.2709 | 33.2317 | 0.061657 | 0.022397 | 0.22366 | -33.1094 | -33.0702 | 0.099819 | 0.13908 | 0 | 0 | 0 | 0 | -0.062186 | 0
1182 | SCE | SCE-13-SW-003B | Interior LED fixture replacement (utilizing approved luminaries) | Interior LED fixture replacement (utilizing approved luminaries) | 3.2876 | 3.3193 | 215116.001 | 0 | 65432.5811 | 64807.3211 | 16.383 | 17.2021 | 13130.4606 | 12505.2006 | 149683.4199 | 150308.6799 | 276063.4688 | 0 | 340870.79 | 0.63108 | 267254.2836 | 48.6492 | 0 | 227166.1411 | 41.3518 | 0 | 296949.204 | 54.0546 | 0 | 267254.2836 | 48.6492 | 0 | 227166.1411 | 41.3518 | 0 | 3207051.4032 | 0 | 2725993.6927 | 0 | 28.4662 | 0 | 33.4897 | 0 | 341.5946 | 0 | 401.876 | 0 | 29.4999 | 0 | 34.7058 | 0 | 353.9992 | 0 | 416.4696 | 0 | 18.2534 | 15.5154 | 219.0412 | 186.185 | 0.026049 | 52302.1206 | 13489.6475 | 65791.768 | 4222.5262 | 557.2141 | 1083.4544 | 43110.7173 | 0 | 0 | 3328.2087 | 0 | 0 | 0 | 0 | 0 | 13489.6475 | 0 | 13489.6475 | 0 | 0 | 2046862.8149 | 1739833.3927 | 0 | 0 | 0.12364 | 0 | 0.037609 | 0.007547 | 0.037249 | 0.0071876 | 0.19592 | 0.086033 | 0.11609 | 0.086393 | 0.11645 | 0 | 0 | 0 | 0 | -0.07228 | 0
1183 | SCE | SCE-13-SW-003B | Exterior Screw-in LED Lamps | Exterior Screw-in LED Lamps | 0 | 0 | 0 | 0 | 0 | 0 | 0 | 0 | 0 | 0 | 0 | 0 | 0 | 0 | 0 | 0 | 0 | 0 | 0 | 0 | 0 | 0 | 0 | 0 | 0 | 0 | 0 | 0 | 0 | 0 | 0 | 0 | 0 | 0 | 0 | 0 | 0 | 0 | 0 | 0 | 0 | 0 | 0 | 0 | 0 | 0 | 0 | 0 | 0 | 0 | 0 | 0 | 0 | 0 | 0 | 0 | 0 | 0 | 0 | 0 | 0 | 0 | 0 | 0 | 0 | 0 | 0 | 0 | 0 | 0 | 0 | 0 | 0 | 0 | 0 | 0 | 0 | 0 | 0 | 0 | 0 | 0 | 0 | 0 | 0 | 0 | 0 | 0 | 0 | 0 | 0 | 0 | 0 | 0 | 0 | 0 | 0
1184 | SCE | SCE-13-SW-003B | Interior LED parking garage luminaires | Interior LED parking garage luminaires | 0.76419 | 2.3135 | 442.8187 | 0 | 579.4624 | 191.4052 | 0.93858 | 5.288 | 471.7979 | 83.7407 | -136.6437 | 251.4135 | 568.2797 | 0 | 759.6849 | 0.5829 | 550.1459 | 0.10188 | 0 | 467.624 | 0.0866 | 0 | 611.2732 | 0.1132 | 0 | 550.1459 | 0.10188 | 0 | 467.624 | 0.0866 | 0 | 6601.7508 | 0 | 5611.4882 | 0 | 0.058598 | 0 | 0.068939 | 0 | 0.70318 | 0 | 0.82727 | 0 | 0.060726 | 0 | 0.071442 | 0 | 0.72871 | 0 | 0.85731 | 0 | 0.037575 | 0.031939 | 0.4509 | 0.38326 | 5.3622e-05 | 107.6645 | 90.333 | 197.9975 | 8.6921 | 1.147 | 2.2303 | 88.7439 | 0 | 0 | 6.8512 | 0 | 0 | 0 | 0 | 0 | 90.333 | 0 | 577.4972 | 0 | 389.7314 | 4213.4898 | 3581.4663 | 0 | 0 | 0.12364 | 0 | 0.16179 | 0.13173 | 0.053443 | 0.023382 | 0.21212 | -0.038153 | -0.0080914 | 0.070198 | 0.10026 | 0 | 0 | 0 | 0 | -0.088474 | 0
1185 | SCE | SCE-13-SW-003B | Lighting controls - energy management system (EMS) | Lighting controls - energy management system (EMS) | 0.83202 | 1.8793 | 9.645 | 0 | 11.5923 | 5.1323 | 1.043 | 3.4604 | 9.2473 | 2.7873 | -1.9473 | 4.5127 | 16.5178 | 0 | 21.6501 | 0.4455 | 21.7096 | 0.003361 | 0 | 18.4532 | 0.0028568 | 0 | 24.1218 | 0.0037344 | 0 | 21.7096 | 0.003361 | 0 | 18.4532 | 0.0028568 | 0 | 173.6768 | 0 | 147.6253 | 0 | 0.0020013 | 0 | 0.0023545 | 0 | 0.016011 | 0 | 0.018836 | 0 | 0.00232 | 0 | 0.0027294 | 0 | 0.01856 | 0 | 0.021835 | 0 | 0.0014611 | 0.001242 | 0.011689 | 0.0099357 | 1.1679e-06 | 2.345 | 3.0067 | 5.3517 | 0.18932 | 0.024984 | 0.048578 | 1.9329 | 0 | 0 | 0.14923 | 0 | 0 | 0 | 0 | 0 | 3.0067 | 0 | 11.0281 | 0 | 6.4171 | 126.171 | 107.2453 | 0 | 0 | 0.089934 | 0 | 0.10809 | 0.086225 | 0.047856 | 0.02599 | 0.20187 | -0.018157 | 0.003709 | 0.042079 | 0.063945 | 0 | 0 | 0 | 0 | -0.11194 | 0
1186 | SCE | SCE-13-SW-003B | Exterior Screw-in PAR/Reflector LED Lamps | Exterior Screw-in PAR/Reflector LED Lamps | 0 | 0 | 0 | 0 | 0 | 0 | 0 | 0 | 0 | 0 | 0 | 0 | 0 | 0 | 0 | 0 | 0 | 0 | 0 | 0 | 0 | 0 | 0 | 0 | 0 | 0 | 0 | 0 | 0 | 0 | 0 | 0 | 0 | 0 | 0 | 0 | 0 | 0 | 0 | 0 | 0 | 0 | 0 | 0 | 0 | 0 | 0 | 0 | 0 | 0 | 0 | 0 | 0 | 0 | 0 | 0 | 0 | 0 | 0 | 0 | 0 | 0 | 0 | 0 | 0 | 0 | 0 | 0 | 0 | 0 | 0 | 0 | 0 | 0 | 0 | 0 | 0 | 0 | 0 | 0 | 0 | 0 | 0 | 0 | 0 | 0 | 0 | 0 | 0 | 0 | 0 | 0 | 0 | 0 | 0 | 0 | 0
1187 | SCE | SCE-13-SW-003B | Interior LED recessed, surface and pendant-mounted downlights | Interior LED recessed, surface and pendant-mounted downlights | 2.6337 | 2.6796 | 320.3482 | 0 | 121.6339 | 119.5508 | 7.3229 | 7.689 | 43.7462 | 41.663 | 198.7143 | 200.7975 | 411.1105 | 0 | 530.6613 | 0.60368 | 397.992 | 0.16968 | 0 | 338.2932 | 0.14423 | 0 | 442.2133 | 0.18853 | 0 | 397.992 | 0.16968 | 0 | 338.2932 | 0.14423 | 0 | 4775.9036 | 0 | 4059.5181 | 0 | 0.042392 | 0 | 0.049872 | 0 | 0.5087 | 0 | 0.59847 | 0 | 0.043931 | 0 | 0.051683 | 0 | 0.52717 | 0 | 0.6202 | 0 | 0.027183 | 0.023105 | 0.32619 | 0.27726 | 3.8792e-05 | 77.8877 | 44.9429 | 122.8306 | 6.2881 | 0.8298 | 1.6135 | 64.2 | 0 | 0 | 4.9563 | 0 | 0 | 0 | 0 | 0 | 44.9429 | 0 | 44.9429 | 0 | 0 | 3048.1643 | 2590.9396 | 0 | 0 | 0.12364 | 0 | 0.046946 | 0.016884 | 0.046142 | 0.01608 | 0.20481 | 0.076696 | 0.10676 | 0.0775 | 0.10756 | 0 | 0 | 0 | 0 | -0.081172 | 0
1188 | SCE | SCE-13-SW-003B | Exterior lighting controls - occupancy sensors | Exterior lighting controls - occupancy sensors | 0 | 0 | 0 | 0 | 0 | 0 | 0 | 0 | 0 | 0 | 0 | 0 | 0 | 0 | 0 | 0 | 0 | 0 | 0 | 0 | 0 | 0 | 0 | 0 | 0 | 0 | 0 | 0 | 0 | 0 | 0 | 0 | 0 | 0 | 0 | 0 | 0 | 0 | 0 | 0 | 0 | 0 | 0 | 0 | 0 | 0 | 0 | 0 | 0 | 0 | 0 | 0 | 0 | 0 | 0 | 0 | 0 | 0 | 0 | 0 | 0 | 0 | 0 | 0 | 0 | 0 | 0 | 0 | 0 | 0 | 0 | 0 | 0 | 0 | 0 | 0 | 0 | 0 | 0 | 0 | 0 | 0 | 0 | 0 | 0 | 0 | 0 | 0 | 0 | 0 | 0 | 0 | 0 | 0 | 0 | 0 | 0
1189 | SCE | SCE-13-SW-003B | Exterior LED wall wash luminaires | Exterior LED wall wash luminaires | 0 | 0 | 0 | 0 | 0 | 0 | 0 | 0 | 0 | 0 | 0 | 0 | 0 | 0 | 0 | 0 | 0 | 0 | 0 | 0 | 0 | 0 | 0 | 0 | 0 | 0 | 0 | 0 | 0 | 0 | 0 | 0 | 0 | 0 | 0 | 0 | 0 | 0 | 0 | 0 | 0 | 0 | 0 | 0 | 0 | 0 | 0 | 0 | 0 | 0 | 0 | 0 | 0 | 0 | 0 | 0 | 0 | 0 | 0 | 0 | 0 | 0 | 0 | 0 | 0 | 0 | 0 | 0 | 0 | 0 | 0 | 0 | 0 | 0 | 0 | 0 | 0 | 0 | 0 | 0 | 0 | 0 | 0 | 0 | 0 | 0 | 0 | 0 | 0 | 0 | 0 | 0 | 0 | 0 | 0 | 0 | 0
1190 | SCE | SCE-13-SW-003B | Interior LED integral lamps - Decorative Lamps | Interior LED integral lamps - Decorative Lamps | 1.3349 | 2.4916 | 45.7559 | 0 | 34.2776 | 18.3639 | 1.9763 | 6.3207 | 23.1528 | 7.2391 | 11.4783 | 27.392 | 58.7196 | 0 | 77.0835 | 0.59359 | 56.8459 | 0.0020414 | 0 | 48.319 | 0.0017352 | 0 | 63.1621 | 0.0022683 | 0 | 56.8459 | 0.0020414 | 0 | 48.319 | 0.0017352 | 0 | 682.1504 | 0 | 579.8278 | 0 | 0.0060549 | 0 | 0.0071234 | 0 | 0.072658 | 0 | 0.08548 | 0 | 0.0062747 | 0 | 0.007382 | 0 | 0.075297 | 0 | 0.088584 | 0 | 0.0038826 | 0.0033002 | 0.046591 | 0.039602 | 5.5407e-06 | 11.1248 | 7.809 | 18.9338 | 0.89815 | 0.11852 | 0.23045 | 9.1698 | 0 | 0 | 0.70792 | 0 | 0 | 0 | 0 | 0 | 7.809 | 0 | 27.5454 | 0 | 15.7892 | 435.3745 | 370.0683 | 0 | 0 | 0.12364 | 0 | 0.092625 | 0.062563 | 0.049623 | 0.019562 | 0.2083 | 0.031017 | 0.061078 | 0.074019 | 0.10408 | 0 | 0 | 0 | 0 | -0.084654 | 0
1191 | SCE | SCE-13-SW-003B | Exterior LED fixture replacements (utilizing approved luminaries) | Exterior LED fixture replacements (utilizing approved luminaries) | 0 | 0 | 0 | 0 | 0 | 0 | 0 | 0 | 0 | 0 | 0 | 0 | 0 | 0 | 0 | 0 | 0 | 0 | 0 | 0 | 0 | 0 | 0 | 0 | 0 | 0 | 0 | 0 | 0 | 0 | 0 | 0 | 0 | 0 | 0 | 0 | 0 | 0 | 0 | 0 | 0 | 0 | 0 | 0 | 0 | 0 | 0 | 0 | 0 | 0 | 0 | 0 | 0 | 0 | 0 | 0 | 0 | 0 | 0 | 0 | 0 | 0 | 0 | 0 | 0 | 0 | 0 | 0 | 0 | 0 | 0 | 0 | 0 | 0 | 0 | 0 | 0 | 0 | 0 | 0 | 0 | 0 | 0 | 0 | 0 | 0 | 0 | 0 | 0 | 0 | 0 | 0 | 0 | 0 | 0 | 0 | 0
1192 | SCE | SCE-13-SW-003B | Exterior LED wall-mounted area luminaires | Exterior LED wall-mounted area luminaires | 0 | 0 | 0 | 0 | 0 | 0 | 0 | 0 | 0 | 0 | 0 | 0 | 0 | 0 | 0 | 0 | 0 | 0 | 0 | 0 | 0 | 0 | 0 | 0 | 0 | 0 | 0 | 0 | 0 | 0 | 0 | 0 | 0 | 0 | 0 | 0 | 0 | 0 | 0 | 0 | 0 | 0 | 0 | 0 | 0 | 0 | 0 | 0 | 0 | 0 | 0 | 0 | 0 | 0 | 0 | 0 | 0 | 0 | 0 | 0 | 0 | 0 | 0 | 0 | 0 | 0 | 0 | 0 | 0 | 0 | 0 | 0 | 0 | 0 | 0 | 0 | 0 | 0 | 0 | 0 | 0 | 0 | 0 | 0 | 0 | 0 | 0 | 0 | 0 | 0 | 0 | 0 | 0 | 0 | 0 | 0 | 0
1193 | SCE | SCE-13-SW-003B | Nonresidential Pool Pump - VFD | Nonresidential Pool Pump - VFD | 0.79706 | 1.0295 | 1253.1741 | 0 | 1572.2431 | 1217.2058 | 0.98866 | 1.3733 | 1267.5533 | 912.516 | -319.0691 | 35.9683 | 2404.6643 | 0 | 3621.8701 | 0.346 | 6759.0278 | 0.49889 | 0 | 5745.1736 | 0.42406 | 0 | 7510.0309 | 0.55432 | 0 | 6759.0278 | 0.49889 | 0 | 5745.1736 | 0.42406 | 0 | 22304.7915 | 0 | 18959.0727 | 0 | 0.56857 | 0 | 0.6689 | 0 | 1.8763 | 0 | 2.2074 | 0 | 0.67908 | 0 | 0.79891 | 0 | 2.241 | 0 | 2.6364 | 0 | 0.4452 | 0.37842 | 1.4692 | 1.2488 | 0.00015175 | 304.6898 | 984.3519 | 1289.0418 | 24.5986 | 3.2461 | 6.3117 | 251.1446 | 0 | 0 | 19.3887 | 0 | 0 | 0 | 0 | 0 | 984.3519 | 0 | 1377.0218 | 0 | 314.1359 | 19038.9865 | 16183.1386 | 0 | 0 | 0.077437 | 0 | 0.097153 | 0.078326 | 0.075214 | 0.056387 | 0.22381 | -0.019716 | -0.00088853 | 0.0022226 | 0.02105 | 0 | 0 | 0 | 0 | -0.14637 | 0
1194 | SCE | SCE-13-SW-003B | Fluid Pump - VFD | Fluid Pump - VFD | 0.12273 | 1.255 | 2674.8233 | 0 | 21794.0224 | 2131.3843 | 0.12651 | 1.806 | 21143.6805 | 1481.0425 | -19119.199 | 543.439 | 4728.5755 | 0 | 6859.9598 | 0.38992 | 9188.9292 | 1.4044 | 0 | 7810.5898 | 1.1937 | 0 | 10209.9214 | 1.5604 | 0 | 9188.9292 | 1.4044 | 0 | 7810.5898 | 1.1937 | 0 | 45944.6461 | 0 | 39052.9492 | 0 | 0.77297 | 0 | 0.90938 | 0 | 3.8648 | 0 | 4.5469 | 0 | 0.92321 | 0 | 1.0861 | 0 | 4.616 | 0 | 5.4306 | 0 | 0.60525 | 0.51446 | 3.0262 | 2.5723 | 0.0003239 | 650.3418 | 1597.6346 | 2247.9765 | 52.5043 | 6.9286 | 13.472 | 536.0529 | 0 | 0 | 41.384 | 0 | 0 | 0 | 0 | 0 | 1597.6346 | 0 | 26457.2324 | 0 | 19887.6782 | 36953.3983 | 31410.3885 | 0 | 0 | 0.085157 | 0 | 0.69385 | 0.67314 | 0.067856 | 0.047151 | 0.2184 | -0.60869 | -0.58799 | 0.017301 | 0.038006 | 0 | 0 | 0 | 0 | -0.13324 | 0
1195 | SCE | SCE-13-SW-003B | Process Motor - VFD | Process Motor - VFD | 0.25819 | 2.267 | 16765.4933 | 0 | 64934.9971 | 7395.4849 | 0.27548 | 5.051 | 60858.7273 | 3319.2151 | -48169.5037 | 9370.0084 | 27804.6113 | 0 | 35200.0963 | 0.47629 | 26917.3662 | 3.2165 | 0 | 22879.7613 | 2.734 | 0 | 29908.1847 | 3.5739 | 0 | 26917.3662 | 3.2165 | 0 | 22879.7613 | 2.734 | 0 | 323008.3944 | 0 | 274557.1352 | 0 | 2.5497 | 0 | 2.9996 | 0 | 30.5964 | 0 | 35.9958 | 0 | 2.6964 | 0 | 3.1722 | 0 | 32.3569 | 0 | 38.0669 | 0 | 1.771 | 1.5054 | 21.2522 | 18.0644 | 0.0020302 | 4076.2698 | 3580.5137 | 7656.7835 | 329.091 | 43.4276 | 84.4412 | 3359.9195 | 0 | 0 | 259.3906 | 0 | 0 | 0 | 0 | 0 | 3580.5137 | 0 | 76392.4778 | 0 | 58249.5712 | 206156.3063 | 175232.8603 | 0 | 0 | 0.095676 | 0 | 0.37056 | 0.3473 | 0.042204 | 0.018942 | 0.20088 | -0.27489 | -0.25163 | 0.053472 | 0.076734 | 0 | 0 | 0 | 0 | -0.1052 | 0
1196 | SCE | SCE-13-SW-003B | All electric injection molder | All electric injection molder | 0.0063991 | 2.2456 | 7793.4497 | 0 | 1217895.5592 | 3470.4867 | 0.0064091 | 4.9462 | 1216000.7028 | 1575.6303 | -1210102.1095 | 4322.963 | 12652.9181 | 0 | 16123.4048 | 0.48336 | 10528.2392 | 1.6823 | 0 | 8949.0033 | 1.43 | 0 | 11698.0435 | 1.8692 | 0 | 10528.2392 | 1.6823 | 0 | 8949.0033 | 1.43 | 0 | 157923.5878 | 0 | 134235.0496 | 0 | 0.99727 | 0 | 1.1733 | 0 | 14.959 | 0 | 17.5989 | 0 | 1.0546 | 0 | 1.2408 | 0 | 15.8197 | 0 | 18.6115 | 0 | 0.6927 | 0.5888 | 10.3905 | 8.8319 | 0.00094373 | 1894.8565 | 1699.6686 | 3594.5251 | 152.9781 | 20.1873 | 39.2525 | 1561.8606 | 0 | 0 | 120.5779 | 0 | 0 | 0 | 0 | 0 | 1699.6686 | 0 | 1542809.4028 | 0 | 1232887.7874 | 91884.7762 | 78102.0598 | 0 | 0 | 0.099785 | 0 | 15.5936 | 15.5694 | 0.044435 | 0.020174 | 0.20644 | -15.4939 | -15.4696 | 0.05535 | 0.079611 | 0 | 0 | 0 | 0 | -0.10665 | 0
1197 | SCE | SCE-13-SW-003B | Air compressor retrofit | Air compressor retrofit | 0.25787 | 2.1493 | 19675.8109 | 0 | 76300.4091 | 9154.5473 | 0.27512 | 4.5018 | 71516.5407 | 4370.679 | -56624.5982 | 10521.2635 | 32630.4243 | 0 | 41784.9716 | 0.47088 | 31589.1875 | 4.26 | 0 | 26850.8093 | 3.621 | 0 | 35099.0972 | 4.7333 | 0 | 31589.1875 | 4.26 | 0 | 26850.8093 | 3.621 | 0 | 379070.2496 | 0 | 322209.7121 | 0 | 2.9922 | 0 | 3.5203 | 0 | 35.9068 | 0 | 42.2433 | 0 | 3.1644 | 0 | 3.7228 | 0 | 37.9728 | 0 | 44.6738 | 0 | 2.0784 | 1.7666 | 24.9408 | 21.1996 | 0.0023826 | 4783.8684 | 4714.7519 | 9498.6203 | 386.2178 | 50.9662 | 99.0993 | 3943.167 | 0 | 0 | 304.4181 | 0 | 0 | 0 | 0 | 0 | 4714.7519 | 0 | 89651.2788 | 0 | 67949.2215 | 241937.1256 | 205646.5567 | 0 | 0 | 0.095678 | 0 | 0.37103 | 0.34776 | 0.044516 | 0.021253 | 0.20319 | -0.27535 | -0.25209 | 0.051162 | 0.074424 | 0 | 0 | 0 | 0 | -0.10751 | 0
1198 | SCE | SCE-13-SW-003B | Blower - VFD | Blower - VFD | 0.25827 | 2.2962 | 444.8106 | 0 | 1722.2897 | 193.7126 | 0.27557 | 5.1986 | 1614.1409 | 85.5638 | -1277.4791 | 251.098 | 737.6831 | 0 | 931.3957 | 0.47757 | 714.1436 | 0.091494 | 0 | 607.0221 | 0.07777 | 0 | 793.4929 | 0.10166 | 0 | 714.1436 | 0.091494 | 0 | 607.0221 | 0.07777 | 0 | 8569.7233 | 0 | 7284.2648 | 0 | 0.067646 | 0 | 0.079584 | 0 | 0.81175 | 0 | 0.955 | 0 | 0.071538 | 0 | 0.084163 | 0 | 0.85846 | 0 | 1.01 | 0 | 0.046987 | 0.039939 | 0.56384 | 0.47927 | 5.3863e-05 | 108.1488 | 92.2997 | 200.4485 | 8.7312 | 1.1522 | 2.2403 | 89.1431 | 0 | 0 | 6.882 | 0 | 0 | 0 | 0 | 0 | 92.2997 | 0 | 2026.7659 | 0 | 1547.573 | 5469.5251 | 4649.0963 | 0 | 0 | 0.095677 | 0 | 0.37046 | 0.34719 | 0.041667 | 0.018404 | 0.20034 | -0.27478 | -0.25152 | 0.05401 | 0.077272 | 0 | 0 | 0 | 0 | -0.10466 | 0
1199 | SCE | SCE-13-SW-003B | Industrial Door Automated Closer | Industrial Door Automated Closer | 0.30071 | 1.7717 | 340.7892 | 0 | 1133.2739 | 192.3519 | 0.32443 | 3.1124 | 1050.4163 | 109.4943 | -792.4847 | 148.4373 | 552.7383 | 0 | 745.0902 | 0.45738 | 459.9225 | 0.37024 | 0 | 390.9341 | 0.3147 | 0 | 511.025 | 0.41138 | 0 | 459.9225 | 0.37024 | 0 | 390.9341 | 0.3147 | 0 | 6898.8371 | 0 | 5864.0116 | 0 | 0.043565 | 0 | 0.051253 | 0 | 0.65348 | 0 | 0.7688 | 0 | 0.046072 | 0 | 0.054202 | 0 | 0.69108 | 0 | 0.81304 | 0 | 0.03026 | 0.025721 | 0.45391 | 0.38582 | 4.1267e-05 | 82.8576 | 118.114 | 200.9716 | 6.6894 | 0.88274 | 1.7164 | 68.2965 | 0 | 0 | 5.2726 | 0 | 0 | 0 | 0 | 0 | 118.114 | 0 | 1305.2769 | 0 | 949.7304 | 4013.9546 | 3411.8614 | 0 | 0 | 0.099884 | 0 | 0.33216 | 0.30787 | 0.056377 | 0.032092 | 0.21838 | -0.23227 | -0.20799 | 0.043506 | 0.067791 | 0 | 0 | 0 | 0 | -0.1185 | 0
1200 | SCE | SCE-13-SW-003B | Refrigeration- energy management system (EMS) | Refrigeration- energy management system (EMS) | 0.21777 | 1.0536 | 2954.0646 | 0 | 13564.7952 | 2803.8316 | 0.22995 | 1.4164 | 12846.5601 | 2085.5966 | -10610.7305 | 150.233 | 5419.9891 | 0 | 8223.8207 | 0.35921 | 10532.537 | 0.23621 | 0 | 8952.6565 | 0.20078 | 0 | 11702.8189 | 0.26245 | 0 | 10532.537 | 0.23621 | 0 | 8952.6565 | 0.20078 | 0 | 52662.685 | 0 | 44763.2823 | 0 | 0.98963 | 0 | 1.1643 | 0 | 4.9482 | 0 | 5.8214 | 0 | 1.0924 | 0 | 1.2852 | 0 | 5.4622 | 0 | 6.4261 | 0 | 0.70266 | 0.59726 | 3.5133 | 2.9863 | 0.00035771 | 718.235 | 2249.781 | 2968.016 | 57.9855 | 7.6519 | 14.8785 | 592.0147 | 0 | 0 | 45.7044 | 0 | 0 | 0 | 0 | 0 | 2249.781 | 0 | 15774.0279 | 0 | 10819.3975 | 42356.7344 | 36003.2243 | 0 | 0 | 0.08205 | 0 | 0.37677 | 0.35682 | 0.077877 | 0.057928 | 0.22842 | -0.29472 | -0.27477 | 0.0041728 | 0.024122 | 0 | 0 | 0 | 0 | -0.14637 | 0
1201 | SCE | SCE-13-SW-003B | Oversized evaporated cooled condenser [RET ONLY] | Oversized evaporated cooled condenser [RET ONLY] | 0.51432 | 1.0149 | 2068.4366 | 0 | 4021.6608 | 2037.9727 | 0.58783 | 1.3475 | 3518.7525 | 1535.0644 | -1953.2242 | 30.4639 | 3793.4682 | 0 | 5831.4409 | 0.3547 | 7371.7572 | 2.2517 | 0 | 6265.9936 | 1.914 | 0 | 8190.8414 | 0.99649 | 0 | 7371.7572 | 0.89684 | 0 | 6265.9936 | 0.76232 | 0 | 36858.7862 | 0 | 31329.9682 | 0 | 0.69265 | 0 | 0.81488 | 0 | 3.7195 | 0 | 4.0744 | 0 | 0.7646 | 0 | 0.89953 | 0 | 3.823 | 0 | 4.4976 | 0 | 0.4918 | 0.41803 | 2.459 | 2.0901 | 0.00025047 | 502.9083 | 1655.9093 | 2158.8176 | 40.6015 | 5.3579 | 10.4179 | 414.5288 | 0 | 0 | 32.0022 | 0 | 0 | 0 | 0 | 0 | 1655.9093 | 0 | 0 | 0 | -1324.7274 | 34372.6371 | 25198.7489 | 0 | 0 | 0.082085 | 0 | 0.1596 | 0.13964 | 0.080876 | 0.060918 | 0.23142 | -0.077513 | -0.057555 | 0.0012089 | 0.021167 | 0 | 0 | 0 | 0 | -0.14933 | 0
1202 | SCE | SCE-13-SW-003B | Data center HVAC flow management retrofit [RET ONLY] | Data center HVAC flow management retrofit [RET ONLY] | 0.29703 | 2.0048 | 19268.3235 | 0 | 64869.4112 | 9610.9032 | 0.32015 | 3.9115 | 60184.6171 | 4926.1091 | -45601.0877 | 9657.4203 | 31285.0367 | 0 | 40895.9399 | 0.47115 | 34041.3887 | 3.715 | 0 | 22126.9035 | 2.4147 | 0 | 37823.7652 | 4.1278 | 0 | 34041.3887 | 3.715 | 0 | 22126.9035 | 2.4147 | 0 | 510620.8305 | 0 | 331903.552 | 0 | 2.4658 | 0 | 3.7935 | 0 | 36.987 | 0 | 56.9031 | 0 | 2.6077 | 0 | 4.0118 | 0 | 39.1152 | 0 | 60.1772 | 0 | 2.2397 | 1.4558 | 33.5961 | 21.8375 | 0.0023332 | 4684.7941 | 5313.9072 | 9998.7013 | 378.2192 | 49.9107 | 97.0469 | 3861.5038 | 0 | 0 | 298.1136 | 0 | 0 | 0 | 0 | 0 | 5313.9072 | 0 | 96610.7163 | 0 | 54778.0877 | 297094.8253 | 193111.6435 | 0 | 0 | 0.099778 | 0 | 0.33592 | 0.31166 | 0.049769 | 0.025509 | 0.21177 | -0.23614 | -0.21188 | 0.05001 | 0.074269 | 0 | 0 | 0 | 0 | -0.112 | 0
1203 | SCE | SCE-13-SW-003B | Hot water pump motor - VFD | Hot water pump motor - VFD | 0.19248 | 1.183 | 1139.5608 | 0 | 5920.4683 | 963.3199 | 0.20193 | 1.6606 | 5643.4018 | 686.2534 | -4780.9076 | 176.2409 | 2028.1023 | 0 | 2991.4222 | 0.38094 | 5153.8289 | 0.4779 | 0 | 3349.9889 | 0.31064 | 0 | 5726.4765 | 0.531 | 0 | 5153.8289 | 0.4779 | 0 | 3349.9889 | 0.31064 | 0 | 25769.1444 | 0 | 16749.9445 | 0 | 0.34777 | 0 | 0.53504 | 0 | 1.7389 | 0 | 2.6752 | 0 | 0.43604 | 0 | 0.67084 | 0 | 2.1802 | 0 | 3.3542 | 0 | 0.35233 | 0.22901 | 1.7617 | 1.1451 | 0.00013799 | 277.0665 | 740.2773 | 1017.3438 | 22.3685 | 2.9518 | 5.7395 | 228.3758 | 0 | 0 | 17.6309 | 0 | 0 | 0 | 0 | 0 | 740.2773 | 0 | 8910.0865 | 0 | 4901.8857 | 20726.1898 | 13472.0239 | 0 | 0 | 0.084587 | 0 | 0.43946 | 0.4189 | 0.071505 | 0.050939 | 0.22205 | -0.35488 | -0.33431 | 0.013082 | 0.033648 | 0 | 0 | 0 | 0 | -0.13746 | 0
1204 | SCE | SCE-13-SW-003B | HVAC - energy management system (EMS) | HVAC - energy management system (EMS) | 2.5908 | 2.6373 | 116509.6539 | 0 | 44970.2723 | 44177.7601 | 7.0006 | 7.3507 | 16642.7563 | 15850.2441 | 71539.3816 | 72331.8938 | 123314.5205 | 0 | 167492.2807 | 0.69561 | 313367.7882 | 32.9776 | 0 | 203689.0698 | 21.4355 | 0 | 348186.4313 | 36.6418 | 0 | 313367.7882 | 32.9776 | 0 | 203689.0698 | 21.4355 | 0 | 1566838.9411 | 0 | 1018445.349 | 0 | 21.1644 | 0 | 32.5607 | 0 | 105.8222 | 0 | 162.8034 | 0 | 28.0756 | 0 | 43.1932 | 0 | 140.3778 | 0 | 215.9659 | 0 | 21.9243 | 14.2508 | 109.6213 | 71.2539 | 0.014108 | 28327.516 | 17098.0229 | 45425.5389 | 2286.9757 | 301.7945 | 586.8131 | 23349.3312 | 0 | 0 | 1802.6016 | 0 | 0 | 0 | 0 | 0 | 17098.0229 | 0 | 17098.0229 | 0 | 0 | 1260212.6324 | 819138.2411 | 0 | 0 | 0.14223 | 0 | 0.054899 | 0.020317 | 0.053932 | 0.01935 | 0.20447 | 0.087335 | 0.12192 | 0.088302 | 0.12288 | 0 | 0 | 0 | 0 | -0.062239 | 0
1205 | SCE | SCE-13-SW-003B | Ventilation fan - VFD | Ventilation fan - VFD | 0.97003 | 1.1565 | 19450.5249 | 0 | 20051.4842 | 16818.9715 | 1.2694 | 1.6088 | 15322.3906 | 12089.8779 | -600.9593 | 2631.5535 | 34605.886 | 0 | 51424.8575 | 0.37823 | 87940.7382 | 22.7777 | 0 | 57161.4819 | 14.8055 | 0 | 97711.9313 | 25.3085 | 0 | 87940.7382 | 22.7777 | 0 | 57161.4819 | 14.8055 | 0 | 439703.6909 | 0 | 285807.4095 | 0 | 5.9341 | 0 | 9.1295 | 0 | 29.6707 | 0 | 45.6473 | 0 | 7.4403 | 0 | 11.4466 | 0 | 37.2016 | 0 | 57.2332 | 0 | 6.0119 | 3.9077 | 30.0594 | 19.5386 | 0.0023553 | 4729.0936 | 13041.6293 | 17770.7229 | 381.7956 | 50.3826 | 97.9646 | 3898.0182 | 0 | 0 | 300.9325 | 0 | 0 | 0 | 0 | 0 | 13041.6293 | 0 | 17403.0205 | 0 | 2616.8348 | 353654.8213 | 229875.6423 | 0 | 0 | 0.084613 | 0 | 0.087228 | 0.066655 | 0.073166 | 0.052593 | 0.22371 | -0.0026143 | 0.017958 | 0.011448 | 0.03202 | 0 | 0 | 0 | 0 | -0.13909 | 0
1206 | SCE | SCE-13-SW-003B | Cooling tower system retrofit | Cooling tower system retrofit | 0.088498 | 2.3424 | 2672.8127 | 0 | 30202.0925 | 1141.0371 | 0.090444 | 5.4416 | 29552.2396 | 491.1841 | -27529.2798 | 1531.7756 | 2716.94 | 0 | 3857.9771 | 0.6928 | 2956.3146 | 0.42344 | 0 | 1921.6046 | 0.27524 | 0 | 3284.794 | 0.47049 | 0 | 2956.3146 | 0.42344 | 0 | 1921.6046 | 0.27524 | 0 | 44344.7188 | 0 | 28824.0683 | 0 | 0.19967 | 0 | 0.30718 | 0 | 2.995 | 0 | 4.6077 | 0 | 0.26487 | 0 | 0.40748 | 0 | 3.973 | 0 | 6.1123 | 0 | 0.20683 | 0.13444 | 3.1025 | 2.0166 | 0.00032366 | 649.853 | 529.8516 | 1179.7045 | 52.4648 | 6.9234 | 13.4619 | 535.6499 | 0 | 0 | 41.3529 | 0 | 0 | 0 | 0 | 0 | 529.8516 | 0 | 48718.0596 | 0 | 28912.926 | 25801.1145 | 16770.725 | 0 | 0 | 0.15937 | 0 | 1.8009 | 1.7621 | 0.068037 | 0.029288 | 0.23004 | -1.6415 | -1.6028 | 0.091336 | 0.13009 | 0 | 0 | 0 | 0 | -0.070669 | 0
1207 | SCE | SCE-13-SW-003B | Interior LED fixture replacement (utilizing approved luminaries) | Interior LED fixture replacement (utilizing approved luminaries) | 3.2878 | 3.3195 | 4088367.2853 | 0 | 1243501.8718 | 1231621.9313 | 16.3876 | 17.207 | 249478.7512 | 237598.8106 | 2844865.4135 | 2856745.354 | 5245205.908 | 0 | 6476827.8393 | 0.63123 | 5077831.3884 | 924.3344 | 0 | 4316156.6802 | 785.6842 | 0 | 5642034.876 | 1027.0382 | 0 | 5077831.3884 | 924.3344 | 0 | 4316156.6802 | 785.6842 | 0 | 60933976.6612 | 0 | 51793880.162 | 0 | 540.8581 | 0 | 636.3036 | 0 | 6490.2971 | 0 | 7635.6436 | 0 | 560.4987 | 0 | 659.4103 | 0 | 6725.9848 | 0 | 7912.9233 | 0 | 346.8152 | 294.7929 | 4161.7825 | 3537.5151 | 0.49507 | 994023.1206 | 256303.3018 | 1250326.4224 | 80250.8315 | 10590.0803 | 20591.4922 | 819336.7544 | 0 | 0 | 63253.9622 | 0 | 0 | 0 | 0 | 0 | 256303.3018 | 0 | 256303.3018 | 0 | 0 | 38890393.483 | 33056834.4605 | 0 | 0 | 0.12368 | 0 | 0.037617 | 0.007547 | 0.037258 | 0.0071876 | 0.19593 | 0.08606 | 0.11613 | 0.086419 | 0.11649 | 0 | 0 | 0 | 0 | -0.072253 | 0
1208 | SCE | SCE-13-SW-003B | Exterior Screw-in LED Lamps | Exterior Screw-in LED Lamps | 0 | 0 | 0 | 0 | 0 | 0 | 0 | 0 | 0 | 0 | 0 | 0 | 0 | 0 | 0 | 0 | 0 | 0 | 0 | 0 | 0 | 0 | 0 | 0 | 0 | 0 | 0 | 0 | 0 | 0 | 0 | 0 | 0 | 0 | 0 | 0 | 0 | 0 | 0 | 0 | 0 | 0 | 0 | 0 | 0 | 0 | 0 | 0 | 0 | 0 | 0 | 0 | 0 | 0 | 0 | 0 | 0 | 0 | 0 | 0 | 0 | 0 | 0 | 0 | 0 | 0 | 0 | 0 | 0 | 0 | 0 | 0 | 0 | 0 | 0 | 0 | 0 | 0 | 0 | 0 | 0 | 0 | 0 | 0 | 0 | 0 | 0 | 0 | 0 | 0 | 0 | 0 | 0 | 0 | 0 | 0 | 0
1209 | SCE | SCE-13-SW-003B | Interior LED parking garage luminaires | Interior LED parking garage luminaires | 3.2657 | 3.298 | 20495.3124 | 0 | 6275.9989 | 6214.4331 | 15.8524 | 16.6451 | 1292.8814 | 1231.3156 | 14219.3136 | 14280.8793 | 26294.637 | 0 | 32509.0701 | 0.63045 | 24041.3759 | 4.4522 | 0 | 21637.2389 | 4.007 | 0 | 26712.6399 | 4.9469 | 0 | 24041.3759 | 4.4522 | 0 | 21637.2389 | 4.007 | 0 | 288496.511 | 0 | 259646.8668 | 0 | 2.7114 | 0 | 3.0126 | 0 | 32.5364 | 0 | 36.1515 | 0 | 2.8098 | 0 | 3.122 | 0 | 33.7179 | 0 | 37.4643 | 0 | 1.642 | 1.4778 | 19.7043 | 17.7338 | 0.0024818 | 4983.1175 | 1328.2485 | 6311.366 | 402.3038 | 53.0889 | 103.2268 | 4107.4007 | 0 | 0 | 317.0972 | 0 | 0 | 0 | 0 | 0 | 1328.2485 | 0 | 1328.2485 | 0 | 0 | 184129.5029 | 165716.557 | 0 | 0 | 0.12368 | 0 | 0.037872 | 0.0078018 | 0.0375 | 0.0074303 | 0.19617 | 0.085805 | 0.11588 | 0.086177 | 0.11625 | 0 | 0 | 0 | 0 | -0.072496 | 0
1210 | SCE | SCE-13-SW-003B | Lighting controls - energy management system (EMS) | Lighting controls - energy management system (EMS) | 3.1276 | 3.1637 | 322.3175 | 0 | 103.0557 | 101.8801 | 13.055 | 13.7077 | 24.6893 | 23.5136 | 219.2617 | 220.4374 | 551.9851 | 0 | 653.8652 | 0.49294 | 948.7095 | 0.14688 | 0 | 616.6612 | 0.095469 | 0 | 1054.1216 | 0.16319 | 0 | 948.7095 | 0.14688 | 0 | 616.6612 | 0.095469 | 0 | 7589.6756 | 0 | 4933.2893 | 0 | 0.06688 | 0 | 0.10289 | 0 | 0.53504 | 0 | 0.82313 | 0 | 0.077529 | 0 | 0.11928 | 0 | 0.62023 | 0 | 0.9542 | 0 | 0.063851 | 0.041503 | 0.51081 | 0.33203 | 3.903e-05 | 78.3665 | 25.3646 | 103.7311 | 6.3268 | 0.8349 | 1.6234 | 64.5946 | 0 | 0 | 4.9868 | 0 | 0 | 0 | 0 | 0 | 25.3646 | 0 | 25.3646 | 0 | 0 | 5513.6712 | 3583.8864 | 0 | 0 | 0.089935 | 0 | 0.028755 | 0.006889 | 0.028427 | 0.0065609 | 0.18245 | 0.06118 | 0.083046 | 0.061508 | 0.083374 | 0 | 0 | 0 | 0 | -0.092511 | 0
1211 | SCE | SCE-13-SW-003B | Exterior Screw-in PAR/Reflector LED Lamps | Exterior Screw-in PAR/Reflector LED Lamps | 0 | 0 | 0 | 0 | 0 | 0 | 0 | 0 | 0 | 0 | 0 | 0 | 0 | 0 | 0 | 0 | 0 | 0 | 0 | 0 | 0 | 0 | 0 | 0 | 0 | 0 | 0 | 0 | 0 | 0 | 0 | 0 | 0 | 0 | 0 | 0 | 0 | 0 | 0 | 0 | 0 | 0 | 0 | 0 | 0 | 0 | 0 | 0 | 0 | 0 | 0 | 0 | 0 | 0 | 0 | 0 | 0 | 0 | 0 | 0 | 0 | 0 | 0 | 0 | 0 | 0 | 0 | 0 | 0 | 0 | 0 | 0 | 0 | 0 | 0 | 0 | 0 | 0 | 0 | 0 | 0 | 0 | 0 | 0 | 0 | 0 | 0 | 0 | 0 | 0 | 0 | 0 | 0 | 0 | 0 | 0 | 0
1212 | SCE | SCE-13-SW-003B | Interior LED recessed, surface and pendant-mounted downlights | Interior LED recessed, surface and pendant-mounted downlights | 4.0013 | 4.0065 | 14826.9209 | 0 | 3705.5525 | 3700.7612 | 147.3606 | 154.7287 | 100.6166 | 95.8253 | 11121.3684 | 11126.1596 | 19022.3254 | 0 | 22723.0867 | 0.6525 | 17392.249 | 7.4149 | 0 | 15653.0246 | 6.6735 | 0 | 19324.7212 | 8.2388 | 0 | 17392.249 | 7.4149 | 0 | 15653.0246 | 6.6735 | 0 | 208706.9886 | 0 | 187836.2947 | 0 | 1.9615 | 0 | 2.1794 | 0 | 23.5378 | 0 | 26.1531 | 0 | 2.0327 | 0 | 2.2586 | 0 | 24.3925 | 0 | 27.1028 | 0 | 1.1879 | 1.0691 | 14.2547 | 12.8292 | 0.0017954 | 3604.9359 | 103.369 | 3708.3049 | 291.0386 | 38.4061 | 74.6773 | 2971.4163 | 0 | 0 | 229.3976 | 0 | 0 | 0 | 0 | 0 | 103.369 | 0 | 103.369 | 0 | 0 | 133204.7792 | 119884.3045 | 0 | 0 | 0.12368 | 0 | 0.030909 | 0.00083928 | 0.030869 | 0.00079931 | 0.18954 | 0.092768 | 0.12284 | 0.092807 | 0.12288 | 0 | 0 | 0 | 0 | -0.065865 | 0
1213 | SCE | SCE-13-SW-003B | Exterior lighting controls - occupancy sensors | Exterior lighting controls - occupancy sensors | 0 | 0 | 0 | 0 | 0 | 0 | 0 | 0 | 0 | 0 | 0 | 0 | 0 | 0 | 0 | 0 | 0 | 0 | 0 | 0 | 0 | 0 | 0 | 0 | 0 | 0 | 0 | 0 | 0 | 0 | 0 | 0 | 0 | 0 | 0 | 0 | 0 | 0 | 0 | 0 | 0 | 0 | 0 | 0 | 0 | 0 | 0 | 0 | 0 | 0 | 0 | 0 | 0 | 0 | 0 | 0 | 0 | 0 | 0 | 0 | 0 | 0 | 0 | 0 | 0 | 0 | 0 | 0 | 0 | 0 | 0 | 0 | 0 | 0 | 0 | 0 | 0 | 0 | 0 | 0 | 0 | 0 | 0 | 0 | 0 | 0 | 0 | 0 | 0 | 0 | 0 | 0 | 0 | 0 | 0 | 0 | 0
1214 | SCE | SCE-13-SW-003B | Exterior LED wall wash luminaires | Exterior LED wall wash luminaires | 0 | 0 | 0 | 0 | 0 | 0 | 0 | 0 | 0 | 0 | 0 | 0 | 0 | 0 | 0 | 0 | 0 | 0 | 0 | 0 | 0 | 0 | 0 | 0 | 0 | 0 | 0 | 0 | 0 | 0 | 0 | 0 | 0 | 0 | 0 | 0 | 0 | 0 | 0 | 0 | 0 | 0 | 0 | 0 | 0 | 0 | 0 | 0 | 0 | 0 | 0 | 0 | 0 | 0 | 0 | 0 | 0 | 0 | 0 | 0 | 0 | 0 | 0 | 0 | 0 | 0 | 0 | 0 | 0 | 0 | 0 | 0 | 0 | 0 | 0 | 0 | 0 | 0 | 0 | 0 | 0 | 0 | 0 | 0 | 0 | 0 | 0 | 0 | 0 | 0 | 0 | 0 | 0 | 0 | 0 | 0 | 0
1215 | SCE | SCE-13-SW-003B | Interior LED integral lamps - Decorative Lamps | Interior LED integral lamps - Decorative Lamps | 3.6731 | 3.6919 | 1058.8771 | 0 | 288.2824 | 286.8142 | 34.3425 | 36.0596 | 30.8329 | 29.3646 | 770.5947 | 772.0629 | 1358.4954 | 0 | 1645.3096 | 0.64357 | 1242.0821 | 0.044605 | 0 | 1117.874 | 0.040145 | 0 | 1380.0913 | 0.049562 | 0 | 1242.0821 | 0.044605 | 0 | 1117.874 | 0.040145 | 0 | 14904.9858 | 0 | 13414.4875 | 0 | 0.14008 | 0 | 0.15565 | 0 | 1.681 | 0 | 1.8677 | 0 | 0.14517 | 0 | 0.1613 | 0 | 1.742 | 0 | 1.9356 | 0 | 0.084834 | 0.076351 | 1.018 | 0.91621 | 0.00012822 | 257.4495 | 31.6763 | 289.1258 | 20.7848 | 2.7428 | 5.3331 | 212.2062 | 0 | 0 | 16.3826 | 0 | 0 | 0 | 0 | 0 | 31.6763 | 0 | 31.6763 | 0 | 0 | 9512.9317 | 8561.6388 | 0 | 0 | 0.12368 | 0 | 0.033671 | 0.0036013 | 0.0335 | 0.0034298 | 0.19217 | 0.090006 | 0.12008 | 0.090177 | 0.12025 | 0 | 0 | 0 | 0 | -0.068495 | 0
1216 | SCE | SCE-13-SW-003B | Exterior LED fixture replacements (utilizing approved luminaries) | Exterior LED fixture replacements (utilizing approved luminaries) | 0 | 0 | 0 | 0 | 0 | 0 | 0 | 0 | 0 | 0 | 0 | 0 | 0 | 0 | 0 | 0 | 0 | 0 | 0 | 0 | 0 | 0 | 0 | 0 | 0 | 0 | 0 | 0 | 0 | 0 | 0 | 0 | 0 | 0 | 0 | 0 | 0 | 0 | 0 | 0 | 0 | 0 | 0 | 0 | 0 | 0 | 0 | 0 | 0 | 0 | 0 | 0 | 0 | 0 | 0 | 0 | 0 | 0 | 0 | 0 | 0 | 0 | 0 | 0 | 0 | 0 | 0 | 0 | 0 | 0 | 0 | 0 | 0 | 0 | 0 | 0 | 0 | 0 | 0 | 0 | 0 | 0 | 0 | 0 | 0 | 0 | 0 | 0 | 0 | 0 | 0 | 0 | 0 | 0 | 0 | 0 | 0
1217 | SCE | SCE-13-SW-003B | Exterior LED wall-mounted area luminaires | Exterior LED wall-mounted area luminaires | 0 | 0 | 0 | 0 | 0 | 0 | 0 | 0 | 0 | 0 | 0 | 0 | 0 | 0 | 0 | 0 | 0 | 0 | 0 | 0 | 0 | 0 | 0 | 0 | 0 | 0 | 0 | 0 | 0 | 0 | 0 | 0 | 0 | 0 | 0 | 0 | 0 | 0 | 0 | 0 | 0 | 0 | 0 | 0 | 0 | 0 | 0 | 0 | 0 | 0 | 0 | 0 | 0 | 0 | 0 | 0 | 0 | 0 | 0 | 0 | 0 | 0 | 0 | 0 | 0 | 0 | 0 | 0 | 0 | 0 | 0 | 0 | 0 | 0 | 0 | 0 | 0 | 0 | 0 | 0 | 0 | 0 | 0 | 0 | 0 | 0 | 0 | 0 | 0 | 0 | 0 | 0 | 0 | 0 | 0 | 0 | 0
1218 | SCE | SCE-13-SW-003B | Nonresidential Pool Pump - VFD | Nonresidential Pool Pump - VFD | 3.1571 | 3.1924 | 41878.4196 | 0 | 13264.8806 | 13118.0809 | 13.5846 | 14.2638 | 3082.7921 | 2935.9925 | 28613.539 | 28760.3386 | 80358.2248 | 0 | 93476.3057 | 0.44801 | 295369.5154 | 21.8015 | 0 | 191990.192 | 14.171 | 0 | 328188.3504 | 24.2239 | 0 | 295369.5154 | 21.8015 | 0 | 191990.192 | 14.171 | 0 | 974719.3866 | 0 | 633567.6245 | 0 | 19.0002 | 0 | 29.231 | 0 | 62.7006 | 0 | 96.4624 | 0 | 22.6932 | 0 | 34.9125 | 0 | 74.8874 | 0 | 115.2114 | 0 | 19.4552 | 12.6459 | 64.2021 | 41.7314 | 0.0050712 | 10182.0884 | 3167.1226 | 13349.2111 | 822.0343 | 108.4775 | 210.9251 | 8392.7216 | 0 | 0 | 647.93 | 0 | 0 | 0 | 0 | 0 | 3167.1226 | 0 | 3167.1226 | 0 | 0 | 832003.7115 | 540802.4323 | 0 | 0 | 0.077438 | 0 | 0.024528 | 0.0057004 | 0.024257 | 0.005429 | 0.17285 | 0.052909 | 0.071737 | 0.053181 | 0.072009 | 0 | 0 | 0 | 0 | -0.09541 | 0
1219 | SCE | SCE-13-SW-003B | Fluid Pump - VFD | Fluid Pump - VFD | 1.104 | 1.1439 | 89388.0192 | 0 | 80964.0144 | 78143.5047 | 1.5092 | 1.5846 | 59230.7034 | 56410.1937 | 8424.0047 | 11244.5144 | 158017.8722 | 0 | 236161.3769 | 0.3785 | 401556.2068 | 61.3703 | 0 | 261011.544 | 39.8907 | 0 | 446173.5631 | 68.1892 | 0 | 401556.2068 | 61.3703 | 0 | 261011.544 | 39.8907 | 0 | 2007781.034 | 0 | 1305057.72 | 0 | 25.8308 | 0 | 39.7397 | 0 | 129.1541 | 0 | 198.6986 | 0 | 30.8514 | 0 | 47.4638 | 0 | 154.2572 | 0 | 237.3188 | 0 | 26.4494 | 17.1921 | 132.247 | 85.9606 | 0.010824 | 21733.311 | 60850.9734 | 82584.2844 | 1754.6033 | 231.5414 | 450.2122 | 17913.9701 | 0 | 0 | 1382.984 | 0 | 0 | 0 | 0 | 0 | 60850.9734 | 0 | 60850.9734 | 0 | 0 | 1614863.5038 | 1049661.3159 | 0 | 0 | 0.085159 | 0 | 0.077133 | 0.056428 | 0.074446 | 0.053741 | 0.22499 | 0.0080255 | 0.028731 | 0.010713 | 0.031418 | 0 | 0 | 0 | 0 | -0.13983 | 0
1220 | SCE | SCE-13-SW-003B | Process Motor - VFD | Process Motor - VFD | 0.254 | 1.9919 | 121796.9526 | 0 | 479524.2032 | 61145.5846 | 0.27071 | 3.8626 | 449911.1625 | 31532.5439 | -357727.2506 | 60651.368 | 201992.331 | 0 | 263137.9156 | 0.46286 | 255714.9789 | 30.5569 | 0 | 166214.7424 | 19.862 | 0 | 284127.7543 | 33.9522 | 0 | 255714.9789 | 30.5569 | 0 | 166214.7424 | 19.862 | 0 | 3068579.7463 | 0 | 1994576.9083 | 0 | 18.5228 | 0 | 28.4967 | 0 | 222.2739 | 0 | 341.9599 | 0 | 19.5886 | 0 | 30.1363 | 0 | 235.0631 | 0 | 361.6355 | 0 | 16.8247 | 10.936 | 201.8959 | 131.2323 | 0.014749 | 29613.0407 | 34014.8803 | 63627.921 | 2390.7604 | 315.4901 | 613.4432 | 24408.942 | 0 | 0 | 1884.405 | 0 | 0 | 0 | 0 | 0 | 34014.8803 | 0 | 725728.5389 | 0 | 415028.2116 | 1958484.9095 | 1273015.2379 | 0 | 0 | 0.095676 | 0 | 0.37668 | 0.35342 | 0.048032 | 0.02477 | 0.2067 | -0.28101 | -0.25775 | 0.047644 | 0.070906 | 0 | 0 | 0 | 0 | -0.11103 | 0
1221 | SCE | SCE-13-SW-003B | All electric injection molder | All electric injection molder | 0.11674 | 1.9704 | 22646.9843 | 0 | 193999.8793 | 11493.6581 | 0.12015 | 3.7824 | 188493.6162 | 5987.395 | -171352.895 | 11153.3263 | 36767.8928 | 0 | 48261.5508 | 0.46926 | 40007.3089 | 6.3927 | 0 | 26004.7517 | 4.1553 | 0 | 44452.5654 | 7.103 | 0 | 40007.3089 | 6.3927 | 0 | 26004.7517 | 4.1553 | 0 | 600109.6335 | 0 | 390071.2761 | 0 | 2.8979 | 0 | 4.4584 | 0 | 43.4692 | 0 | 66.8757 | 0 | 3.0647 | 0 | 4.7149 | 0 | 45.9703 | 0 | 70.7236 | 0 | 2.6323 | 1.711 | 39.484 | 25.6646 | 0.0027424 | 5506.2631 | 6458.7406 | 11965.0038 | 444.5392 | 58.6624 | 114.0639 | 4538.6105 | 0 | 0 | 350.3872 | 0 | 0 | 0 | 0 | 0 | 6458.7406 | 0 | 308844.4549 | 0 | 181431.4357 | 349162.1495 | 226955.4055 | 0 | 0 | 0.099786 | 0 | 0.85479 | 0.83053 | 0.050643 | 0.026381 | 0.21265 | -0.75501 | -0.73075 | 0.049143 | 0.073405 | 0 | 0 | 0 | 0 | -0.11286 | 0
1222 | SCE | SCE-13-SW-003B | Air compressor retrofit | Air compressor retrofit | 0.25319 | 1.874 | 142939.7391 | 0 | 564558.4741 | 76275.0317 | 0.2698 | 3.4426 | 529804.8926 | 41521.4502 | -421618.735 | 66664.7074 | 237050.444 | 0 | 313325.4757 | 0.4562 | 300097.2809 | 40.47 | 0 | 195063.2398 | 26.3055 | 0 | 333441.4232 | 44.9666 | 0 | 300097.2809 | 40.47 | 0 | 195063.2398 | 26.3055 | 0 | 3601167.371 | 0 | 2340758.877 | 0 | 21.7377 | 0 | 33.4426 | 0 | 260.8522 | 0 | 401.311 | 0 | 22.9884 | 0 | 35.3668 | 0 | 275.861 | 0 | 424.4015 | 0 | 19.7448 | 12.8341 | 236.9373 | 154.0092 | 0.017309 | 34753.5815 | 44790.1433 | 79543.7248 | 2805.7736 | 370.2562 | 719.931 | 28646.1009 | 0 | 0 | 2211.5197 | 0 | 0 | 0 | 0 | 0 | 44790.1433 | 0 | 851687.1486 | 0 | 484138.2224 | 2298402.693 | 1493961.8053 | 0 | 0 | 0.095678 | 0 | 0.37789 | 0.35463 | 0.051056 | 0.027793 | 0.20973 | -0.28222 | -0.25895 | 0.044623 | 0.067885 | 0 | 0 | 0 | 0 | -0.11405 | 0
1223 | SCE | SCE-13-SW-003B | Blower - VFD | Blower - VFD | 0.25419 | 2.0215 | 3231.4348 | 0 | 12712.7561 | 1598.5295 | 0.27093 | 3.9754 | 11927.0828 | 812.8563 | -9481.3213 | 1632.9053 | 5359.0508 | 0 | 6957.5803 | 0.46445 | 6784.3643 | 0.86919 | 0 | 4409.837 | 0.56497 | 0 | 7538.1825 | 0.96577 | 0 | 6784.3643 | 0.86919 | 0 | 4409.837 | 0.56497 | 0 | 81412.3715 | 0 | 52918.0434 | 0 | 0.49143 | 0 | 0.75604 | 0 | 5.8971 | 0 | 9.0725 | 0 | 0.5197 | 0 | 0.79954 | 0 | 6.2364 | 0 | 9.5945 | 0 | 0.44637 | 0.29014 | 5.3565 | 3.4817 | 0.0003913 | 785.6733 | 876.8468 | 1662.52 | 63.43 | 8.3704 | 16.2755 | 647.6016 | 0 | 0 | 49.9958 | 0 | 0 | 0 | 0 | 0 | 876.8468 | 0 | 19254.276 | 0 | 11026.458 | 51960.488 | 33774.3184 | 0 | 0 | 0.095677 | 0 | 0.3764 | 0.35314 | 0.04733 | 0.024067 | 0.206 | -0.28073 | -0.25746 | 0.048348 | 0.07161 | 0 | 0 | 0 | 0 | -0.11032 | 0
1224 | SCE | SCE-13-SW-003B | Industrial Door Automated Closer | Industrial Door Automated Closer | 0.29162 | 1.5077 | 4456.4541 | 0 | 15281.8367 | 2955.8694 | 0.31387 | 2.3801 | 14198.319 | 1872.3517 | -10825.3826 | 1500.5847 | 7227.8669 | 0 | 10183.7363 | 0.43761 | 7864.6743 | 6.3311 | 0 | 5112.0385 | 4.1152 | 0 | 8738.527 | 7.0345 | 0 | 7864.6743 | 6.3311 | 0 | 5112.0385 | 4.1152 | 0 | 117970.1149 | 0 | 76680.5775 | 0 | 0.56968 | 0 | 0.87643 | 0 | 8.5452 | 0 | 13.1465 | 0 | 0.60246 | 0 | 0.92686 | 0 | 9.0369 | 0 | 13.9029 | 0 | 0.51745 | 0.33634 | 7.7618 | 5.0452 | 0.00053964 | 1083.5177 | 2019.7488 | 3103.2666 | 87.476 | 11.5435 | 22.4454 | 893.1039 | 0 | 0 | 68.9489 | 0 | 0 | 0 | 0 | 0 | 2019.7488 | 0 | 22320.2357 | 0 | 12180.2926 | 68638.623 | 44615.1066 | 0 | 0 | 0.099887 | 0 | 0.34253 | 0.31824 | 0.066253 | 0.041967 | 0.22826 | -0.24264 | -0.21835 | 0.033634 | 0.05792 | 0 | 0 | 0 | 0 | -0.12837 | 0
1225 | SCE | SCE-13-SW-003B | Refrigeration- energy management system (EMS) | Refrigeration- energy management system (EMS) | 1.6643 | 1.7129 | 98718.0877 | 0 | 59315.2507 | 57633.6565 | 2.7955 | 2.9353 | 35313.4782 | 33631.884 | 39402.8369 | 41084.4311 | 181123.2895 | 0 | 238756.946 | 0.41347 | 460271.8672 | 10.3223 | 0 | 299176.7247 | 6.7095 | 0 | 511413.1858 | 11.4692 | 0 | 460271.8672 | 10.3223 | 0 | 299176.7247 | 6.7095 | 0 | 2301359.336 | 0 | 1495883.6233 | 0 | 33.0712 | 0 | 50.8787 | 0 | 165.3558 | 0 | 254.3936 | 0 | 36.5067 | 0 | 56.1641 | 0 | 182.5333 | 0 | 280.8204 | 0 | 30.7063 | 19.9591 | 153.5317 | 99.7956 | 0.011954 | 24001.7725 | 36279.4868 | 60281.2593 | 1937.7439 | 255.709 | 497.204 | 19783.7797 | 0 | 0 | 1527.3359 | 0 | 0 | 0 | 0 | 0 | 36279.4868 | 0 | 36279.4868 | 0 | 0 | 1850989.2951 | 1203143.0859 | 0 | 0 | 0.08205 | 0 | 0.0493 | 0.029351 | 0.047903 | 0.027953 | 0.19844 | 0.03275 | 0.052699 | 0.034148 | 0.054097 | 0 | 0 | 0 | 0 | -0.11639 | 0
1226 | SCE | SCE-13-SW-003B | Oversized evaporated cooled condenser [RET ONLY] | Oversized evaporated cooled condenser [RET ONLY] | 1.4024 | 0.824 | 138247.8314 | 0 | 98576.813 | 167777.4451 | 2.1281 | 1.0304 | 64963.9961 | 134164.6282 | 39671.0184 | -29529.6137 | 253537.57 | 0 | 421315.0151 | 0.32813 | 644291.5822 | 196.8021 | 0 | 418789.5438 | 127.9214 | 0 | 715879.5358 | 87.0936 | 0 | 644291.5822 | 78.3842 | 0 | 418789.5438 | 50.9497 | 0 | 3221457.9109 | 0 | 2093947.7189 | 0 | 46.2932 | 0 | 71.2204 | 0 | 248.5947 | 0 | 356.1018 | 0 | 51.1023 | 0 | 78.6189 | 0 | 255.5113 | 0 | 393.0943 | 0 | 42.9829 | 27.9389 | 214.9147 | 139.6945 | 0.016741 | 33612.8169 | 144726.4702 | 178339.2871 | 2713.6758 | 358.1028 | 696.2998 | 27705.8106 | 0 | 0 | 2138.928 | 0 | 0 | 0 | 0 | 0 | 144726.4702 | 0 | 0 | 0 | -86835.8856 | 3004168.4856 | 1684165.8552 | 0 | 0 | 0.082087 | 0 | 0.058532 | 0.038573 | 0.099621 | 0.079662 | 0.25016 | 0.023555 | 0.043513 | -0.017534 | 0.0024245 | 0 | 0 | 0 | 0 | -0.16808 | 0
1227 | SCE | SCE-13-SW-003B | All motors less than 200 hp | All motors less than 200 hp | 0.3401 | 1.7916 | 4969.0821 | 0 | 14610.8258 | 2773.4914 | 0.37075 | 3.1745 | 13402.6705 | 1565.3362 | -9641.7437 | 2195.5906 | 8239.0875 | 0 | 11012.5789 | 0.45122 | 10430.3865 | 2.6806 | 0 | 6779.7515 | 1.7424 | 0 | 11589.3183 | 2.9785 | 0 | 10430.3865 | 2.6806 | 0 | 6779.7515 | 1.7424 | 0 | 125164.6378 | 0 | 81357.0175 | 0 | 0.75553 | 0 | 1.1624 | 0 | 9.0664 | 0 | 13.9482 | 0 | 0.799 | 0 | 1.2292 | 0 | 9.588 | 0 | 14.7508 | 0 | 0.68626 | 0.44607 | 8.2352 | 5.3528 | 0.00060172 | 1208.1553 | 1688.5641 | 2896.7194 | 97.5384 | 12.8714 | 25.0273 | 995.838 | 0 | 0 | 76.8801 | 0 | 0 | 0 | 0 | 0 | 1688.5641 | 0 | 21203.6044 | 0 | 11709.0246 | 79884.857 | 51925.159 | 0 | 0 | 0.095697 | 0 | 0.28138 | 0.25812 | 0.053413 | 0.030146 | 0.21209 | -0.18569 | -0.16242 | 0.042284 | 0.065551 | 0 | 0 | 0 | 0 | -0.11639 | 0
1228 | SCE | SCE-13-SW-003B | Motors greater than 200 hp | Motors greater than 200 hp | 1.9928 | 2.043 | 5158.3019 | 0 | 2588.4294 | 2524.8928 | 3.866 | 4.0593 | 1334.2683 | 1270.7317 | 2569.8724 | 2633.409 | 8554.3479 | 0 | 11079.2407 | 0.46558 | 10829.4948 | 1.5794 | 0 | 7039.1719 | 1.0266 | 0 | 12032.772 | 1.7549 | 0 | 10829.4948 | 1.5794 | 0 | 7039.1719 | 1.0266 | 0 | 129953.9373 | 0 | 84470.0624 | 0 | 0.78444 | 0 | 1.2068 | 0 | 9.4133 | 0 | 14.482 | 0 | 0.82957 | 0 | 1.2763 | 0 | 9.9549 | 0 | 15.3152 | 0 | 0.71252 | 0.46314 | 8.5503 | 5.5577 | 0.00062463 | 1254.1611 | 1370.7675 | 2624.9287 | 101.2526 | 13.3615 | 25.9803 | 1033.759 | 0 | 0 | 79.8077 | 0 | 0 | 0 | 0 | 0 | 1370.7675 | 0 | 1370.7675 | 0 | 0 | 82941.5711 | 53912.0232 | 0 | 0 | 0.09568 | 0 | 0.048012 | 0.024749 | 0.046834 | 0.02357 | 0.20551 | 0.047668 | 0.070931 | 0.048846 | 0.07211 | 0 | 0 | 0 | 0 | -0.10983 | 0
1229 | SCE | SCE-13-SW-003B | Optimize pump discharge valve - retrocommissioning | Optimize pump discharge valve - retrocommissioning | 1.1412 | 2.6352 | 20556.1208 | 0 | 18012.7093 | 7800.606 | 1.5794 | 7.3344 | 13014.8072 | 2802.7039 | 2543.4116 | 12755.5149 | 34091.2796 | 0 | 41891.8855 | 0.49069 | 43158.3259 | 4.9285 | 0 | 28052.9128 | 3.2035 | 0 | 47953.6954 | 5.4761 | 0 | 43158.3259 | 4.9285 | 0 | 28052.9128 | 3.2035 | 0 | 517899.9103 | 0 | 336634.9541 | 0 | 3.1262 | 0 | 4.8095 | 0 | 37.5143 | 0 | 57.7143 | 0 | 3.3061 | 0 | 5.0863 | 0 | 39.6728 | 0 | 61.0351 | 0 | 2.8396 | 1.8457 | 34.075 | 22.1488 | 0.0024892 | 4997.9021 | 3023.3411 | 8021.2432 | 403.4975 | 53.2464 | 103.5331 | 4119.5871 | 0 | 0 | 318.038 | 0 | 0 | 0 | 0 | 0 | 3023.3411 | 0 | 19738.5154 | 0 | 10029.105 | 330543.5227 | 214853.2976 | 0 | 0 | 0.095675 | 0 | 0.083837 | 0.060575 | 0.036307 | 0.013045 | 0.19498 | 0.011838 | 0.0351 | 0.059368 | 0.08263 | 0 | 0 | 0 | 0 | -0.099304 | 0
1230 | SCE | SCE-13-SW-003B | Chilled water pump constant flow to variable flow conversion | Chilled water pump constant flow to variable flow conversion | 0.28059 | 1.881 | 38891.6914 | 0 | 138605.0803 | 20675.9293 | 0.30114 | 3.4663 | 129149.1685 | 11220.0175 | -99713.3889 | 18215.7621 | 64498.8263 | 0 | 85174.7557 | 0.45661 | 81653.1793 | 10.166 | 0 | 53074.5685 | 6.6079 | 0 | 90725.7548 | 11.2956 | 0 | 81653.1793 | 10.166 | 0 | 53074.5685 | 6.6079 | 0 | 979838.1516 | 0 | 636894.8219 | 0 | 5.9146 | 0 | 9.0994 | 0 | 70.975 | 0 | 109.1923 | 0 | 6.2549 | 0 | 9.6229 | 0 | 75.0587 | 0 | 115.475 | 0 | 5.3723 | 3.492 | 64.468 | 41.9042 | 0.0047095 | 9455.9118 | 12103.2909 | 21559.2027 | 763.4076 | 100.741 | 195.8821 | 7794.1608 | 0 | 0 | 601.7203 | 0 | 0 | 0 | 0 | 0 | 12103.2909 | 0 | 206884.3962 | 0 | 116868.6678 | 625370.1687 | 406490.6246 | 0 | 0 | 0.095677 | 0 | 0.34098 | 0.31772 | 0.050864 | 0.027602 | 0.20954 | -0.2453 | -0.22204 | 0.044812 | 0.068075 | 0 | 0 | 0 | 0 | -0.11386 | 0
1231 | SCE | SCE-13-SW-003B | Condenser water pump constant flow to variable flow conversion | Condenser water pump constant flow to variable flow conversion | 0.9992 | 1.9155 | 866352.083 | 0 | 867048.4851 | 452274.9995 | 1.3198 | 3.5854 | 656408.4078 | 241634.9221 | -696.4021 | 414077.0835 | 1436857.1929 | 0 | 1889132.1924 | 0.4586 | 1819009.192 | 163.1033 | 0 | 1182356.0181 | 106.0171 | 0 | 2021121.3244 | 181.2259 | 0 | 1819009.192 | 163.1033 | 0 | 1182356.0181 | 106.0171 | 0 | 21828110.3034 | 0 | 14188272.2176 | 0 | 131.7607 | 0 | 202.7088 | 0 | 1581.1288 | 0 | 2432.5058 | 0 | 139.3419 | 0 | 214.3722 | 0 | 1672.1033 | 0 | 2572.4665 | 0 | 119.6809 | 77.7926 | 1436.1711 | 933.5113 | 0.10491 | 210640.0773 | 260657.1481 | 471297.2254 | 17005.6823 | 2244.1081 | 4363.4735 | 173622.8803 | 0 | 0 | 13403.9332 | 0 | 0 | 0 | 0 | 0 | 260657.1481 | 0 | 928953.8026 | 0 | 400978.0086 | 13931534.51 | 9055497.7637 | 0 | 0 | 0.095671 | 0 | 0.095748 | 0.072487 | 0.049945 | 0.026684 | 0.20862 | -7.6904e-05 | 0.023184 | 0.045727 | 0.068988 | 0 | 0 | 0 | 0 | -0.11295 | 0
1232 | SCE | SCE-13-SW-003B | Fan controls | Fan controls | 0.80294 | 1.8066 | 216069.8804 | 0 | 269097.9776 | 119599.3261 | 0.99772 | 3.2218 | 216563.9361 | 67065.2845 | -53028.0972 | 96470.5543 | 358316.411 | 0 | 477915.7371 | 0.45211 | 453615.6053 | 71.1767 | 0 | 294850.1542 | 46.2649 | 0 | 504017.3392 | 79.0852 | 0 | 453615.6053 | 71.1767 | 0 | 294850.1542 | 46.2649 | 0 | 5443387.2631 | 0 | 3538201.8508 | 0 | 32.8578 | 0 | 50.5505 | 0 | 394.2942 | 0 | 606.6064 | 0 | 34.7484 | 0 | 53.4591 | 0 | 416.9809 | 0 | 641.5091 | 0 | 29.8454 | 19.3995 | 358.1453 | 232.7945 | 0.026164 | 52534.0415 | 72344.8649 | 124878.9065 | 4241.25 | 559.6849 | 1088.2587 | 43301.8812 | 0 | 0 | 3342.9668 | 0 | 0 | 0 | 0 | 0 | 72344.8649 | 0 | 314883.9186 | 0 | 145523.438 | 3474177.8584 | 2258215.6908 | 0 | 0 | 0.095682 | 0 | 0.11916 | 0.0959 | 0.052962 | 0.029698 | 0.21163 | -0.023482 | -0.00021878 | 0.04272 | 0.065983 | 0 | 0 | 0 | 0 | -0.11595 | 0
1233 | SCE | SCE-13-SW-003B | Right sizing air compressor - retrocommissioning [RET ONLY] | Right sizing air compressor - retrocommissioning [RET ONLY] | 0.37574 | 0.49105 | 4931.9398 | 0 | 13125.7911 | 10043.6552 | 0.41352 | 0.55763 | 11926.6664 | 8844.5305 | -8193.8513 | -5111.7153 | 9481.9168 | 0 | 19525.572 | 0.25259 | 9765.1991 | 5.9433 | 0 | 6347.3796 | 3.8631 | 0 | 32550.6636 | 19.8108 | 0 | 29295.5973 | 17.8298 | 0 | 19042.1389 | 11.5893 | 0 | 117182.3891 | 0 | 76168.5557 | 0 | 0.70735 | 0 | 1.0882 | 0 | 8.4882 | 0 | 13.0587 | 0 | 0.74805 | 0 | 1.1508 | 0 | 8.9765 | 0 | 13.8101 | 0 | 0.6425 | 0.41762 | 7.71 | 5.0115 | 0.00059722 | 1199.1247 | 9540.7985 | 10739.9232 | 96.8094 | 12.7752 | 24.8402 | 988.3945 | 0 | 0 | 76.3055 | 0 | 0 | 0 | 0 | 0 | 9540.7985 | 0 | 0 | 0 | -5724.4793 | 97589.8651 | 63433.4146 | 0 | 0 | 0.07775 | 0 | 0.20692 | 0.18802 | 0.15833 | 0.13943 | 0.30781 | -0.12917 | -0.11027 | -0.080584 | -0.06168 | 0 | 0 | 0 | 0 | -0.23006 | 0
1234 | SCE | SCE-13-SW-003B | Air conveying systems | Air conveying systems | 0.4121 | 1.9893 | 14449.9375 | 0 | 35064.3233 | 7263.8505 | 0.45799 | 3.8527 | 31551.045 | 3750.5723 | -20614.3858 | 7186.087 | 23968.864 | 0 | 31232.7146 | 0.46265 | 30343.7142 | 0 | 0 | 19723.4149 | 0 | 0 | 33715.238 | 0 | 0 | 30343.7142 | 0 | 0 | 19723.4149 | 0 | 0 | 364124.5701 | 0 | 236680.9792 | 0 | 2.198 | 0 | 3.3815 | 0 | 26.3755 | 0 | 40.5777 | 0 | 2.3244 | 0 | 3.576 | 0 | 27.8931 | 0 | 42.9125 | 0 | 1.9965 | 1.2977 | 23.9574 | 15.5723 | 0.0017498 | 3513.2783 | 4045.8286 | 7559.1068 | 283.6388 | 37.4296 | 72.7786 | 2895.8663 | 0 | 0 | 223.565 | 0 | 0 | 0 | 0 | 0 | 4045.8286 | 0 | 49871.5468 | 0 | 27495.432 | 232398.2216 | 151058.8495 | 0 | 0 | 0.095658 | 0 | 0.23212 | 0.20887 | 0.048086 | 0.024829 | 0.20676 | -0.13647 | -0.11321 | 0.047571 | 0.070829 | 0 | 0 | 0 | 0 | -0.1111 | 0
1235 | SCE | SCE-13-SW-003B | System optimization for compressed air | System optimization for compressed air | 0.53226 | 2.3295 | 11125.9806 | 0 | 20903.1026 | 4776.1682 | 0.61139 | 5.3721 | 18197.9929 | 2071.0585 | -9777.122 | 6349.8124 | 18451.8146 | 0 | 23227.9828 | 0.47899 | 23359.3293 | 2.7132 | 0 | 15183.5646 | 1.7636 | 0 | 25954.8103 | 3.0147 | 0 | 23359.3293 | 2.7132 | 0 | 15183.5646 | 1.7636 | 0 | 280311.9518 | 0 | 182202.7753 | 0 | 1.692 | 0 | 2.6031 | 0 | 20.3045 | 0 | 31.2377 | 0 | 1.7894 | 0 | 2.7529 | 0 | 21.4728 | 0 | 33.0351 | 0 | 1.5369 | 0.999 | 18.443 | 11.988 | 0.0013473 | 2705.1097 | 2234.0984 | 4939.2081 | 218.3926 | 28.8196 | 56.0372 | 2229.7226 | 0 | 0 | 172.1378 | 0 | 0 | 0 | 0 | 0 | 2234.0984 | 0 | 28826.0822 | 0 | 15955.1909 | 178905.8043 | 116288.777 | 0 | 0 | 0.095675 | 0 | 0.17975 | 0.15649 | 0.041072 | 0.01781 | 0.19974 | -0.084076 | -0.060814 | 0.054604 | 0.077866 | 0 | 0 | 0 | 0 | -0.10407 | 0
1236 | SCE | SCE-13-SW-003B | Cycling dryer | Cycling dryer | 0.51729 | 1.8226 | 2543.5964 | 0 | 4917.1438 | 1395.5947 | 0.59171 | 3.2729 | 4298.7078 | 777.1587 | -2373.5474 | 1148.0017 | 4218.4165 | 0 | 5614.0113 | 0.45308 | 5340.3626 | 0.61658 | 0 | 3471.2358 | 0.40078 | 0 | 5933.7363 | 0.68509 | 0 | 5340.3626 | 0.61658 | 0 | 3471.2358 | 0.40078 | 0 | 64084.3517 | 0 | 41654.8301 | 0 | 0.38683 | 0 | 0.59513 | 0 | 4.642 | 0 | 7.1415 | 0 | 0.40909 | 0 | 0.62937 | 0 | 4.9091 | 0 | 7.5524 | 0 | 0.35137 | 0.22839 | 4.2164 | 2.7407 | 0.00030801 | 618.436 | 838.3389 | 1456.775 | 49.9284 | 6.5887 | 12.8111 | 509.7541 | 0 | 0 | 39.3537 | 0 | 0 | 0 | 0 | 0 | 838.3389 | 0 | 6618.1219 | 0 | 3467.8699 | 40901.0833 | 26585.7051 | 0 | 0 | 0.095675 | 0 | 0.18495 | 0.16169 | 0.052494 | 0.029232 | 0.21117 | -0.089279 | -0.066017 | 0.043181 | 0.066443 | 0 | 0 | 0 | 0 | -0.11549 | 0
1237 | SCE | SCE-13-SW-003B | Increase storage tanks to prevent compressor short cycling [RET ONLY] | Increase storage tanks to prevent compressor short cycling [RET ONLY] | 0.7314 | 0.83616 | 3504.7679 | 0 | 4791.8752 | 4191.5146 | 0.88959 | 1.0495 | 3939.7453 | 3339.3846 | -1287.1073 | -686.7467 | 6742.7564 | 0 | 10934.271 | 0.32053 | 6944.2033 | 1.6492 | 0 | 4513.7323 | 1.072 | 0 | 23147.3445 | 5.4973 | 0 | 20832.61 | 4.9475 | 0 | 13541.197 | 3.2159 | 0 | 83330.4402 | 0 | 54164.7881 | 0 | 0.50301 | 0 | 0.77386 | 0 | 6.0361 | 0 | 9.2863 | 0 | 0.53195 | 0 | 0.81838 | 0 | 6.3834 | 0 | 9.8206 | 0 | 0.45689 | 0.29698 | 5.4827 | 3.5637 | 0.0004244 | 852.13 | 3602.271 | 4454.401 | 68.7953 | 9.0784 | 17.6521 | 702.3794 | 0 | 0 | 54.2247 | 0 | 0 | 0 | 0 | 0 | 3602.271 | 0 | 0 | 0 | -2161.3627 | 69397.8548 | 45108.6073 | 0 | 0 | 0.077696 | 0 | 0.10623 | 0.087339 | 0.092921 | 0.07403 | 0.2424 | -0.028534 | -0.0096429 | -0.015224 | 0.0036663 | 0 | 0 | 0 | 0 | -0.1647 | 0
1238 | SCE | SCE-13-SW-003B | High efficiency process chiller | High efficiency process chiller | 0.45468 | 1.0268 | 67982.8196 | 0 | 149516.4812 | 66210.7576 | 0.5112 | 1.3684 | 132987.5126 | 49681.789 | -81533.6616 | 1772.062 | 112714.2092 | 0 | 178924.9668 | 0.37995 | 142692.1085 | 41.4895 | 0 | 92749.874 | 26.9682 | 0 | 158546.7873 | 46.0994 | 0 | 142692.1085 | 41.4895 | 0 | 92749.874 | 26.9682 | 0 | 1712305.3026 | 0 | 1112998.4875 | 0 | 10.336 | 0 | 15.9015 | 0 | 124.0316 | 0 | 190.8178 | 0 | 10.9307 | 0 | 16.8164 | 0 | 131.1681 | 0 | 201.797 | 0 | 9.3884 | 6.1024 | 112.6604 | 73.2293 | 0.0082322 | 16528.9686 | 53592.8885 | 70121.8571 | 1334.4393 | 176.0956 | 342.4026 | 13624.2218 | 0 | 0 | 1051.8093 | 0 | 0 | 0 | 0 | 0 | 53592.8885 | 0 | 187722.3538 | 0 | 80477.6824 | 1092858.7076 | 710358.186 | 0 | 0 | 0.095702 | 0 | 0.21048 | 0.18721 | 0.093208 | 0.069939 | 0.25188 | -0.11478 | -0.09151 | 0.0024946 | 0.025763 | 0 | 0 | 0 | 0 | -0.15618 | 0
1239 | SCE | SCE-13-SW-003B | New receiver tank for compressed air system (for use in comprehensive compressed air projects only) [RET ONLY] | New receiver tank for compressed air system (for use in comprehensive compressed air projects only) [RET ONLY] | 0.56357 | 1.8309 | 2906.7155 | 0 | 5157.6698 | 1587.5596 | 0.65306 | 3.2999 | 4450.947 | 880.8368 | -2250.9543 | 1319.1559 | 4820.1232 | 0 | 6407.6828 | 0.45363 | 6102.1015 | 1.1055 | 0 | 3966.3661 | 0.7186 | 0 | 6780.1128 | 1.2284 | 0 | 6102.1015 | 1.1055 | 0 | 3966.3661 | 0.7186 | 0 | 73225.2178 | 0 | 47596.3933 | 0 | 0.44201 | 0 | 0.68001 | 0 | 5.3041 | 0 | 8.1602 | 0 | 0.46744 | 0 | 0.71914 | 0 | 5.6093 | 0 | 8.6297 | 0 | 0.40149 | 0.26097 | 4.8178 | 3.1316 | 0.00035198 | 706.7228 | 950.179 | 1656.9018 | 57.0561 | 7.5293 | 14.64 | 582.5257 | 0 | 0 | 44.9718 | 0 | 0 | 0 | 0 | 0 | 950.179 | 0 | 6801.9495 | 0 | 3511.0625 | 46735.1335 | 30377.8379 | 0 | 0 | 0.095685 | 0 | 0.16978 | 0.14652 | 0.05226 | 0.028996 | 0.21093 | -0.074099 | -0.050834 | 0.043425 | 0.066689 | 0 | 0 | 0 | 0 | -0.11525 | 0
1240 | SCE | SCE-13-SW-003B | Cooling Tower replacing Dry Fluid Cooler | Cooling Tower replacing Dry Fluid Cooler | 1.4088 | 1.8582 | 1747644.1773 | 0 | 1240534.6729 | 940509.6397 | 2.1427 | 3.3896 | 815622.0861 | 515597.0529 | 507109.5044 | 807134.5376 | 2898400.7493 | 0 | 3838910.389 | 0.45524 | 3669270.4264 | 401.702 | 0 | 2385025.8646 | 261.1063 | 0 | 4076967.1404 | 446.3356 | 0 | 3669270.4264 | 401.702 | 0 | 2385025.8646 | 261.1063 | 0 | 44031245.1162 | 0 | 28620310.3753 | 0 | 265.7852 | 0 | 408.9003 | 0 | 3189.4227 | 0 | 4906.804 | 0 | 281.0779 | 0 | 432.4275 | 0 | 3372.9347 | 0 | 5189.1301 | 0 | 241.4181 | 156.9218 | 2897.0168 | 1883.061 | 0.21163 | 424912.5868 | 556186.3997 | 981098.9865 | 34304.623 | 4526.9152 | 8802.1939 | 350239.841 | 0 | 0 | 27039.0136 | 0 | 0 | 0 | 0 | 0 | 556186.3997 | 0 | 1011316.5121 | 0 | 273078.0783 | 28102423.9996 | 18266576.2698 | 0 | 0 | 0.095674 | 0 | 0.067913 | 0.044651 | 0.051488 | 0.028226 | 0.21016 | 0.027762 | 0.051023 | 0.044186 | 0.067448 | 0 | 0 | 0 | 0 | -0.11449 | 0
1241 | SCE | SCE-13-SW-003B | Inverter technology welding machines | Inverter technology welding machines | 0.43136 | 1.803 | 11592.8148 | 0 | 26874.9024 | 6429.6691 | 0.4819 | 3.2104 | 24056.2892 | 3611.0559 | -15282.0876 | 5163.1457 | 19224.6747 | 0 | 25654.3438 | 0.45189 | 24337.7422 | 3.9018 | 0 | 15819.533 | 2.5362 | 0 | 27041.9358 | 4.3353 | 0 | 24337.7422 | 3.9018 | 0 | 15819.533 | 2.5362 | 0 | 292052.9063 | 0 | 189834.3961 | 0 | 1.7629 | 0 | 2.7122 | 0 | 21.155 | 0 | 32.5461 | 0 | 1.8643 | 0 | 2.8682 | 0 | 22.3722 | 0 | 34.4188 | 0 | 1.6013 | 1.0408 | 19.2155 | 12.4901 | 0.0014038 | 2818.6132 | 3895.3291 | 6713.9423 | 227.5561 | 30.0288 | 58.3884 | 2323.2793 | 0 | 0 | 179.3605 | 0 | 0 | 0 | 0 | 0 | 3895.3291 | 0 | 37526.0616 | 0 | 20178.4403 | 186399.3304 | 121159.5692 | 0 | 0 | 0.095682 | 0 | 0.22181 | 0.19855 | 0.053068 | 0.029804 | 0.21174 | -0.12613 | -0.10287 | 0.042614 | 0.065878 | 0 | 0 | 0 | 0 | -0.11606 | 0
1242 | SCE | SCE-13-SW-003B | Air compressor supply line diameter increase (for use in comprehensive compressed air projects only) [RET ONLY] | Air compressor supply line diameter increase (for use in comprehensive compressed air projects only) [RET ONLY] | 0.29109 | 1.8416 | 5936.1487 | 0 | 20392.5683 | 3223.4184 | 0.31327 | 3.3347 | 18949.2858 | 1780.1359 | -14456.4196 | 2712.7302 | 9844.6385 | 0 | 13068.0569 | 0.45425 | 12462.9559 | 1.5513 | 0 | 8100.9216 | 1.0083 | 0 | 13847.7288 | 1.7236 | 0 | 12462.9559 | 1.5513 | 0 | 8100.9216 | 1.0083 | 0 | 149555.4708 | 0 | 97211.0596 | 0 | 0.90276 | 0 | 1.3889 | 0 | 10.8331 | 0 | 16.6663 | 0 | 0.9547 | 0 | 1.4688 | 0 | 11.4564 | 0 | 17.6253 | 0 | 0.81999 | 0.533 | 9.8399 | 6.396 | 0.00071882 | 1443.2825 | 1920.2735 | 3363.5561 | 116.5211 | 15.3764 | 29.898 | 1189.6448 | 0 | 0 | 91.8423 | 0 | 0 | 0 | 0 | 0 | 1920.2735 | 0 | 30266.0312 | 0 | 17007.4553 | 95452.0192 | 62043.8147 | 0 | 0 | 0.095677 | 0 | 0.32868 | 0.30542 | 0.051954 | 0.028692 | 0.21063 | -0.233 | -0.20974 | 0.043723 | 0.066985 | 0 | 0 | 0 | 0 | -0.11495 | 0
1243 | SCE | SCE-13-SW-003B | Screw compressor - VFD (industrial refrigeration) | Screw compressor - VFD (industrial refrigeration) | 0.29139 | 1.6768 | 8371.3396 | 0 | 28729.2611 | 4992.3163 | 0.3136 | 2.8311 | 26693.8997 | 2956.9549 | -20357.9215 | 3379.0233 | 13881.994 | 0 | 18874.3103 | 0.44353 | 17574.1019 | 3.1515 | 0 | 11423.1667 | 2.0485 | 0 | 19526.7799 | 3.5017 | 0 | 17574.1019 | 3.1515 | 0 | 11423.1667 | 2.0485 | 0 | 210889.2231 | 0 | 137078 | 0 | 1.273 | 0 | 1.9584 | 0 | 15.2759 | 0 | 23.5013 | 0 | 1.3462 | 0 | 2.0711 | 0 | 16.1548 | 0 | 24.8535 | 0 | 1.1563 | 0.75158 | 13.8754 | 9.019 | 0.0010137 | 2035.3614 | 3189.7352 | 5225.0967 | 164.3216 | 21.6842 | 42.1631 | 1677.6737 | 0 | 0 | 129.5188 | 0 | 0 | 0 | 0 | 0 | 3189.7352 | 0 | 42337.5823 | 0 | 23488.7092 | 134597.5647 | 87488.4203 | 0 | 0 | 0.095685 | 0 | 0.32838 | 0.30511 | 0.057063 | 0.033798 | 0.21573 | -0.23269 | -0.20943 | 0.038623 | 0.061887 | 0 | 0 | 0 | 0 | -0.12005 | 0
1244 | SCE | SCE-13-SW-003C | Variable Speed Drive on Cooling Tower Fan Control | Variable Speed Drive on Cooling Tower Fan Control | 0.21422 | 0.2429 | 19624.3671 | 0 | 91607.0608 | 80790.7958 | 1.0277 | 2.3706 | 19094.6646 | 8278.3996 | -71982.6937 | -61166.4287 | 19484.7489 | 0 | 100275.5447 | 0.1957 | 21201.4426 | 29.1071 | 0 | 13780.9382 | 18.9196 | 0 | 21201.4426 | 29.1071 | 0 | 21201.4426 | 29.1071 | 0 | 13780.9382 | 18.9196 | 0 | 318021.6392 | 0 | 206714.0731 | 0 | 1.3953 | 0 | 2.1466 | 0 | 20.9294 | 0 | 32.199 | 0 | 1.9026 | 0 | 2.927 | 0 | 28.5385 | 0 | 43.9054 | 0 | 1.4843 | 0.9648 | 22.2647 | 14.472 | 0.064737 | 72512.3962 | 8930.1 | 81442.4962 | 3939.301 | 671.3712 | 401.6585 | 53876.8147 | 0 | 0 | 13623.2509 | 0 | 0 | 0 | 0 | 0 | 8930.1 | 0 | 26193.5592 | 0 | 10358.0759 | 185034.7219 | 120272.5736 | 0 | 0 | 0.16317 | 0 | 0.76166 | 0.15876 | 0.67173 | 0.06883 | 0.83374 | -0.5985 | 0.0044042 | -0.50857 | 0.094335 | 0 | 0 | 0 | 0 | -0.67057 | 0
1245 | SCE | SCE-13-SW-003C | Variable Speed Drive on Chilled Water Pump Control | Variable Speed Drive on Chilled Water Pump Control | 0.26288 | 0.26673 | 35881.2724 | 0 | 136491.2536 | 134524.9486 | 9.1785 | 18.467 | 3909.2941 | 1942.9891 | -100609.9812 | -98643.6762 | 35625.994 | 0 | 170150.9426 | 0.21088 | 38764.8037 | 3.6312 | 0 | 25197.1233 | 2.3603 | 0 | 38764.8037 | 3.6312 | 0 | 38764.8037 | 3.6312 | 0 | 25197.1233 | 2.3603 | 0 | 581472.0559 | 0 | 377956.8502 | 0 | 2.5512 | 0 | 3.9249 | 0 | 38.2673 | 0 | 58.8728 | 0 | 3.4787 | 0 | 5.3518 | 0 | 52.1799 | 0 | 80.2768 | 0 | 2.7139 | 1.764 | 40.7088 | 26.4607 | 0.11836 | 132581.9595 | 2095.947 | 134677.9065 | 7202.6339 | 1227.5378 | 734.394 | 98508.5867 | 0 | 0 | 24908.8072 | 0 | 0 | 0 | 0 | 0 | 2095.947 | 0 | 5197.9486 | 0 | 1861.201 | 338318.2365 | 219906.8618 | 0 | 0 | 0.16317 | 0 | 0.62068 | 0.017777 | 0.61174 | 0.0088355 | 0.77374 | -0.45751 | 0.14539 | -0.44857 | 0.15433 | 0 | 0 | 0 | 0 | -0.61058 | 0
1246 | SCE | SCE-13-SW-003C | Variable Speed Drive on HVAC Fan Control | Variable Speed Drive on HVAC Fan Control | 0.23895 | 0.24546 | 54787.3795 | -3441.6167 | 214878.9166 | 209181.5215 | 4.128 | 7.6168 | 12438.5445 | 6741.1495 | -163533.1537 | -157835.7587 | 55691.9018 | -3610.8613 | 261262.5621 | 0.19653 | 60598.608 | 16.301 | -539.9336 | 39389.0966 | 10.5957 | -350.9569 | 60598.608 | 16.301 | -539.9336 | 60598.608 | 16.301 | -539.9336 | 39389.0966 | 10.5957 | -350.9569 | 908979.12 | -8099.004 | 590836.4497 | -5264.3528 | 4.0927 | -2.0531 | 6.2965 | -3.1586 | 61.3912 | -30.7965 | 94.448 | -47.3792 | 5.4292 | 0 | 8.3526 | 0 | 81.4382 | 0 | 125.2895 | 0 | 4.2397 | 2.7558 | 63.5952 | 41.3369 | 0.18073 | 202440.3721 | 7271.833 | 209712.2051 | 10997.7549 | 1874.3365 | 1121.3516 | 150413.4877 | 0 | 0 | 38033.4414 | 0 | 0 | 0 | 0 | 0 | 7271.833 | 0 | 16167.7086 | 0 | 5337.5256 | 528871.8688 | 343766.7273 | -4712.2484 | -3062.9615 | 0.15937 | 1.1236 | 0.62507 | 0.036183 | 0.6085 | 0.01961 | 0.76 | -0.4657 | 0.12319 | -0.44912 | 0.13976 | 1.1236 | 1.1236 | 1.1236 | 1.1236 | -0.60063 | 1.1236
1247 | SCE | SCE-13-SW-003C | Up to 128 Watt Interior Fixture T5 Linear Flourescent replacing 101 - 175 Watt lamp base case | Up to 128 Watt Interior Fixture T5 Linear Flourescent replacing 101 - 175 Watt lamp base case | 0.25756 | 0.25796 | 13369.2823 | -219.6062 | 51054.8632 | 50976.0479 | 7.9448 | 8.3421 | 1655.1199 | 1576.3047 | -37905.1871 | -37826.3719 | 16949.4355 | -230.4056 | 67695.0779 | 0.19425 | 15983.7233 | 3.5708 | -29.859 | 11987.7923 | 2.6781 | -22.3942 | 15983.7233 | 3.5708 | -29.859 | 15983.7233 | 3.5708 | -29.859 | 11987.7923 | 2.6781 | -22.3942 | 239755.8501 | -447.8843 | 179816.8847 | -335.9132 | 1.5022 | -0.13101 | 2.0029 | -0.17467 | 22.5329 | -1.9651 | 30.0438 | -2.6201 | 1.5567 | 0 | 2.0757 | 0 | 23.3511 | 0 | 31.1348 | 0 | 1.0917 | 0.81876 | 16.3753 | 12.2815 | 0.044102 | 49399.7433 | 1700.3961 | 51100.1394 | 2683.6854 | 457.3779 | 273.6336 | 36704.0803 | 0 | 0 | 9280.9661 | 0 | 0 | 0 | 0 | 0 | 1700.3961 | 0 | 1700.3961 | 0 | 0 | 139497.2906 | 104622.9663 | -260.5928 | -195.4446 | 0.12779 | 1.1236 | 0.48799 | 0.01582 | 0.48724 | 0.015067 | 0.64704 | -0.3602 | 0.11197 | -0.35945 | 0.11272 | 1.1236 | 1.1236 | 1.1236 | 1.1236 | -0.51925 | 1.1236
1248 | SCE | SCE-13-SW-003C | Up to 250 Watt (Tier 1) Interior Fixture Induction replacing 400 Watt lamp base case | Up to 250 Watt (Tier 1) Interior Fixture Induction replacing 400 Watt lamp base case | 0.2352 | 0.25264 | 86974.7847 | -1424.0624 | 363738.2349 | 338632.4265 | 2.0194 | 4.9569 | 42364.8106 | 17259.0022 | -278187.5126 | -253081.7042 | 110265.7173 | -1494.0919 | 447404.0518 | 0.19122 | 119980.6212 | 26.6853 | -223.4122 | 77987.4066 | 17.3455 | -145.2179 | 119980.6212 | 26.6853 | -223.4122 | 119980.6212 | 26.6853 | -223.4122 | 77987.4066 | 17.3455 | -145.2179 | 1799709.318 | -3351.1829 | 1169811.0996 | -2178.2689 | 9.7726 | -0.84952 | 15.0348 | -1.307 | 146.5892 | -12.7429 | 225.5218 | -19.6044 | 10.1275 | 0 | 15.5808 | 0 | 151.9124 | 0 | 233.7113 | 0 | 8.1947 | 5.3265 | 122.9199 | 79.8979 | 0.28691 | 321373.4243 | 18617.6826 | 339991.1069 | 17458.8997 | 2975.5031 | 1780.1419 | 238780.9166 | 0 | 0 | 60377.963 | 0 | 0 | 0 | 0 | 0 | 18617.6826 | 0 | 58850.4947 | 0 | 24139.6882 | 1047125.9563 | 680631.8966 | -1949.8207 | -1267.3835 | 0.12779 | 1.1236 | 0.53441 | 0.062243 | 0.49753 | 0.025357 | 0.65734 | -0.40663 | 0.065542 | -0.36974 | 0.10243 | 1.1236 | 1.1236 | 1.1236 | 1.1236 | -0.52955 | 1.1236
1249 | SCE | SCE-13-SW-003C | Wall or Ceiling Mounted Lighting Sensor ≥500 Watts Controls | Wall or Ceiling Mounted Lighting Sensor ≥500 Watts Controls | 0.21437 | 0.24016 | 43668.6933 | -531.3497 | 201229.3521 | 179617.798 | 1.0819 | 2.3622 | 39872.7296 | 18261.1755 | -158092.0085 | -136480.4544 | 74798.4725 | -624.8453 | 253791.4252 | 0.16997 | 128557.8436 | 31.8793 | -147.8986 | 83562.6014 | 20.7215 | -96.1341 | 128557.8436 | 31.8793 | -147.8986 | 128557.8436 | 31.8793 | -147.8986 | 83562.6014 | 20.7215 | -96.1341 | 1028462.7486 | -1183.1889 | 668500.8111 | -769.0728 | 8.8846 | -0.56238 | 13.6686 | -0.86521 | 71.0765 | -4.4991 | 109.3485 | -6.9217 | 10.6353 | 0 | 16.3621 | 0 | 85.0828 | 0 | 130.8966 | 0 | 8.6846 | 5.645 | 69.477 | 45.16 | 0.14405 | 161356.6225 | 19698.75 | 181055.3725 | 8765.8433 | 1493.9541 | 893.7817 | 119888.2026 | 0 | 0 | 30314.8408 | 0 | 0 | 0 | 0 | 0 | 19698.75 | 0 | 54049.4302 | 0 | 20610.409 | 747147.2777 | 485645.7483 | -859.5512 | -558.7083 | 0.089919 | 0.95103 | 0.41435 | 0.082102 | 0.36985 | 0.037602 | 0.52259 | -0.32444 | 0.0078163 | -0.27993 | 0.052317 | 0.95103 | 0.95103 | 0.95103 | 0.95103 | -0.43267 | 0.95103
1250 | SCE | SCE-13-SW-003C | Up to 64 Watt Interior Fixture T5 Linear Flourescent replacing less than 100 Watt lamp base case | Up to 64 Watt Interior Fixture T5 Linear Flourescent replacing less than 100 Watt lamp base case | 0.25438 | 0.2625 | 18717.4697 | -306.7594 | 72375.3608 | 70135.3233 | 5.7283 | 18.9035 | 3213.9669 | 973.9294 | -53964.6505 | -51724.613 | 23729.8113 | -321.8446 | 93543.29 | 0.19681 | 22377.78 | 4.9904 | -41.7088 | 16783.3347 | 3.7428 | -31.2816 | 22377.78 | 4.9904 | -41.7088 | 22377.78 | 4.9904 | -41.7088 | 16783.3347 | 3.7428 | -31.2816 | 335666.7 | -625.6323 | 251750.021 | -469.2242 | 2.1031 | -0.183 | 2.8042 | -0.244 | 31.5468 | -2.745 | 42.0624 | -3.6599 | 2.1795 | 0 | 2.906 | 0 | 32.6924 | 0 | 43.5899 | 0 | 1.5284 | 1.1463 | 22.926 | 17.1945 | 0.061745 | 69161.394 | 1050.6 | 70211.994 | 3757.2548 | 640.3452 | 383.0967 | 51387.0152 | 0 | 0 | 12993.682 | 0 | 0 | 0 | 0 | 0 | 1050.6 | 0 | 4202.4 | 0 | 2206.26 | 195301.1582 | 146475.8663 | -364.012 | -273.009 | 0.12779 | 1.1236 | 0.49411 | 0.021942 | 0.47882 | 0.0066491 | 0.63863 | -0.36633 | 0.10584 | -0.35103 | 0.12114 | 1.1236 | 1.1236 | 1.1236 | 1.1236 | -0.51084 | 1.1236
1251 | SCE | SCE-13-SW-003C | Bi-Level On/Off Controls replacing (2) 48in T8 Linear Fluorescent | Bi-Level On/Off Controls replacing (2) 48in T8 Linear Fluorescent | 0.24142 | 0.24267 | 3430.5762 | 0 | 14209.9806 | 14136.9359 | 2.2364 | 2.3483 | 1533.9387 | 1460.894 | -10779.4044 | -10706.3597 | 5877.3256 | 0 | 20014.2615 | 0.17141 | 10101.4938 | 1.1531 | 0 | 6565.9712 | 0.74954 | 0 | 10101.4938 | 1.1531 | 0 | 10101.4938 | 1.1531 | 0 | 6565.9712 | 0.74954 | 0 | 80811.9503 | 0 | 52527.7696 | 0 | 0.69811 | 0 | 1.074 | 0 | 5.5849 | 0 | 8.5921 | 0 | 0.83568 | 0 | 1.2857 | 0 | 6.6854 | 0 | 10.2853 | 0 | 0.6824 | 0.44356 | 5.4592 | 3.5485 | 0.011317 | 12676.0419 | 1575.9 | 14251.9419 | 688.6373 | 117.3638 | 70.2147 | 9418.3173 | 0 | 0 | 2381.5086 | 0 | 0 | 0 | 0 | 0 | 1575.9 | 0 | 1575.9 | 0 | 0 | 58707.4532 | 38159.846 | 0 | 0 | 0.0899 | 0 | 0.37238 | 0.040198 | 0.37047 | 0.038284 | 0.52448 | -0.28248 | 0.049702 | -0.28057 | 0.051617 | 0 | 0 | 0 | 0 | -0.43458 | 0
1252 | SCE | SCE-13-SW-003C | 14-28W Integral Spiral with Reflector CFL replacing Com CFL Base Case, Total Watts = 3.57 x Msr Watts | 14-28W Integral Spiral with Reflector CFL replacing Com CFL Base Case, Total Watts = 3.57 x Msr Watts | 0 | 0 | 0 | 0 | 0 | 0 | 0 | 0 | 0 | 0 | 0 | 0 | 0 | 0 | 0 | 0 | 0 | 0 | 0 | 0 | 0 | 0 | 0 | 0 | 0 | 0 | 0 | 0 | 0 | 0 | 0 | 0 | 0 | 0 | 0 | 0 | 0 | 0 | 0 | 0 | 0 | 0 | 0 | 0 | 0 | 0 | 0 | 0 | 0 | 0 | 0 | 0 | 0 | 0 | 0 | 0 | 0 | 0 | 0 | 0 | 0 | 0 | 0 | 0 | 0 | 0 | 0 | 0 | 0 | 0 | 0 | 0 | 0 | 0 | 0 | 0 | 0 | 0 | 0 | 0 | 0 | 0 | 0 | 0 | 0 | 0 | 0 | 0 | 0 | 0 | 0 | 0 | 0 | 0 | 0 | 0 | 0
1253 | SCE | SCE-13-SW-003C | Up to 128 Watt Interior Fixture CFL replacing 101 - 175 Watt lamp base case | Up to 128 Watt Interior Fixture CFL replacing 101 - 175 Watt lamp base case | 0 | 0 | 0 | 0 | 0 | 0 | 0 | 0 | 0 | 0 | 0 | 0 | 0 | 0 | 0 | 0 | 0 | 0 | 0 | 0 | 0 | 0 | 0 | 0 | 0 | 0 | 0 | 0 | 0 | 0 | 0 | 0 | 0 | 0 | 0 | 0 | 0 | 0 | 0 | 0 | 0 | 0 | 0 | 0 | 0 | 0 | 0 | 0 | 0 | 0 | 0 | 0 | 0 | 0 | 0 | 0 | 0 | 0 | 0 | 0 | 0 | 0 | 0 | 0 | 0 | 0 | 0 | 0 | 0 | 0 | 0 | 0 | 0 | 0 | 0 | 0 | 0 | 0 | 0 | 0 | 0 | 0 | 0 | 0 | 0 | 0 | 0 | 0 | 0 | 0 | 0 | 0 | 0 | 0 | 0 | 0 | 0
1254 | SCE | SCE-13-SW-003C | Up to 192 Watt Interior Fixture T5 Linear Flourescent replacing 176 - 399 Watt lamp base case | Up to 192 Watt Interior Fixture T5 Linear Flourescent replacing 176 - 399 Watt lamp base case | 0.25586 | 0.25633 | 154.2214 | -2.5344 | 592.86 | 591.7643 | 6.5925 | 6.9221 | 23.0091 | 21.9134 | -441.173 | -440.0774 | 195.5203 | -2.6591 | 784.6255 | 0.19332 | 184.3803 | 0.041184 | -0.3446 | 138.2852 | 0.030888 | -0.25845 | 184.3803 | 0.041184 | -0.3446 | 184.3803 | 0.041184 | -0.3446 | 138.2852 | 0.030888 | -0.25845 | 2765.7045 | -5.169 | 2074.2783 | -3.8767 | 0.017329 | -0.0015119 | 0.023105 | -0.0020159 | 0.25993 | -0.022679 | 0.34657 | -0.030238 | 0.017958 | 0 | 0.023944 | 0 | 0.26937 | 0 | 0.35916 | 0 | 0.012593 | 0.0094449 | 0.1889 | 0.14167 | 0.00050874 | 569.8509 | 23.6385 | 593.4894 | 30.9577 | 5.2761 | 3.1565 | 423.4001 | 0 | 0 | 107.0606 | 0 | 0 | 0 | 0 | 0 | 23.6385 | 0 | 23.6385 | 0 | 0 | 1609.1715 | 1206.8786 | -3.0075 | -2.2556 | 0.12779 | 1.1236 | 0.49123 | 0.019065 | 0.49033 | 0.018157 | 0.65013 | -0.36345 | 0.10872 | -0.36254 | 0.10963 | 1.1236 | 1.1236 | 1.1236 | 1.1236 | -0.52234 | 1.1236
1255 | SCE | SCE-13-SW-003C | ≤ 75 HP Variable Speed Drive on Process Fan Control | ≤ 75 HP Variable Speed Drive on Process Fan Control | 0.2436 | 0.25701 | 186.4756 | 0 | 765.5082 | 725.5532 | 2.4383 | 5.1058 | 76.4773 | 36.5224 | -579.0326 | -539.0776 | 306.6506 | 0 | 1032.2039 | 0.18066 | 367.1182 | 0.21172 | 0 | 238.6268 | 0.13762 | 0 | 367.1182 | 0.21172 | 0 | 367.1182 | 0.21172 | 0 | 238.6268 | 0.13762 | 0 | 4772.5367 | 0 | 3102.149 | 0 | 0.026592 | 0 | 0.040911 | 0 | 0.3457 | 0 | 0.53185 | 0 | 0.028122 | 0 | 0.043265 | 0 | 0.36559 | 0 | 0.56245 | 0 | 0.024154 | 0.0157 | 0.31401 | 0.2041 | 0.00061514 | 689.0309 | 39.3975 | 728.4284 | 37.4322 | 6.3795 | 3.8167 | 511.9509 | 0 | 0 | 129.4515 | 0 | 0 | 0 | 0 | 0 | 39.3975 | 0 | 102.6751 | 0 | 37.9666 | 2952.2232 | 1918.9452 | 0 | 0 | 0.097176 | 0 | 0.39892 | 0.039854 | 0.3781 | 0.019033 | 0.5379 | -0.30175 | 0.057322 | -0.28092 | 0.078144 | 0 | 0 | 0 | 0 | -0.44073 | 0
1256 | SCE | SCE-13-SW-003C | Variable Speed Drive on HVAC Fan Control | Variable Speed Drive on HVAC Fan Control | 0.24062 | 0.24716 | 619.1836 | -39.276 | 2410.0157 | 2346.3304 | 4.7486 | 9.9238 | 122.121 | 58.4358 | -1830.1081 | -1766.4229 | 621.2086 | -41.2075 | 2926.3316 | 0.19817 | 516.8952 | 0.12292 | -4.7119 | 439.3609 | 0.10448 | -4.0051 | 516.8952 | 0.12292 | -4.7119 | 516.8952 | 0.12292 | -4.7119 | 439.3609 | 0.10448 | -4.0051 | 7753.428 | -70.6791 | 6590.4138 | -60.0772 | 0.045652 | -0.02343 | 0.053708 | -0.027565 | 0.68478 | -0.35145 | 0.80562 | -0.41347 | 0.060559 | 0 | 0.071246 | 0 | 0.90839 | 0 | 1.0687 | 0 | 0.036164 | 0.030739 | 0.54246 | 0.46109 | 0.0020426 | 2287.8947 | 63.036 | 2350.9307 | 124.2919 | 21.183 | 12.673 | 1699.909 | 0 | 0 | 429.8377 | 0 | 0 | 0 | 0 | 0 | 63.036 | 0 | 140.15 | 0 | 61.6912 | 4511.1817 | 3834.5044 | -41.1233 | -34.9548 | 0.16148 | 1.1236 | 0.62851 | 0.031848 | 0.6119 | 0.015239 | 0.76316 | -0.46703 | 0.12963 | -0.45042 | 0.14624 | 1.1236 | 1.1236 | 1.1236 | 1.1236 | -0.60168 | 1.1236
1257 | SCE | SCE-13-SW-003C | Up to 250 Watt (Tier 1) Interior Fixture Induction replacing 400 Watt lamp base case | Up to 250 Watt (Tier 1) Interior Fixture Induction replacing 400 Watt lamp base case | 0.23817 | 0.25618 | 568.3102 | -7.899 | 2352.9596 | 2187.5703 | 2.2147 | 6.3935 | 253.0429 | 87.6536 | -1792.5484 | -1627.1591 | 720.9555 | -8.2874 | 2900.2384 | 0.19323 | 599.8926 | 0.13238 | -0.94764 | 509.9087 | 0.11252 | -0.8055 | 599.8926 | 0.13238 | -0.94764 | 599.8926 | 0.13238 | -0.94764 | 509.9087 | 0.11252 | -0.8055 | 8998.389 | -14.2146 | 7648.6307 | -12.0824 | 0.063897 | -0.0047121 | 0.075173 | -0.0055437 | 0.95845 | -0.070682 | 1.1276 | -0.083156 | 0.066217 | 0 | 0.077902 | 0 | 0.99326 | 0 | 1.1685 | 0 | 0.040973 | 0.034827 | 0.61459 | 0.5224 | 0.0018747 | 2099.9167 | 94.554 | 2194.4707 | 114.0799 | 19.4425 | 11.6318 | 1560.2411 | 0 | 0 | 394.5214 | 0 | 0 | 0 | 0 | 0 | 94.554 | 0 | 298.8852 | 0 | 163.465 | 5235.5381 | 4450.2074 | -8.2705 | -7.0299 | 0.1277 | 1.1236 | 0.52873 | 0.056861 | 0.49157 | 0.019697 | 0.65171 | -0.40103 | 0.070843 | -0.36386 | 0.10801 | 1.1236 | 1.1236 | 1.1236 | 1.1236 | -0.524 | 1.1236
1258 | SCE | SCE-13-SW-003C | Wall or Ceiling Mounted Lighting Sensor ≥500 Watts Controls | Wall or Ceiling Mounted Lighting Sensor ≥500 Watts Controls | 0.21849 | 0.24538 | 603.7237 | -8.5519 | 2724.0129 | 2425.5562 | 1.2067 | 3.0555 | 493.2426 | 194.7859 | -2128.8411 | -1830.3843 | 1034.1096 | -10.0567 | 3449.6091 | 0.17253 | 1359.1484 | 0.33726 | -1.8203 | 1155.2761 | 0.28667 | -1.5472 | 1359.1484 | 0.33726 | -1.8203 | 1359.1484 | 0.33726 | -1.8203 | 1155.2761 | 0.28667 | -1.5472 | 10873.1873 | -14.5623 | 9242.2092 | -12.378 | 0.12283 | -0.0090514 | 0.14451 | -0.010649 | 0.98265 | -0.072411 | 1.1561 | -0.08519 | 0.14704 | 0 | 0.17298 | 0 | 1.1763 | 0 | 1.3839 | 0 | 0.091816 | 0.078044 | 0.73453 | 0.62435 | 0.0019916 | 2230.7703 | 210.12 | 2440.8903 | 121.1886 | 20.6541 | 12.3566 | 1657.4656 | 0 | 0 | 419.1055 | 0 | 0 | 0 | 0 | 0 | 210.12 | 0 | 576.5273 | 0 | 293.1258 | 7899.0438 | 6714.1872 | -10.5791 | -8.9922 | 0.089918 | 0.95103 | 0.40571 | 0.073463 | 0.36126 | 0.029011 | 0.51378 | -0.31579 | 0.016455 | -0.27134 | 0.060907 | 0.95103 | 0.95103 | 0.95103 | 0.95103 | -0.42386 | 0.95103
1259 | SCE | SCE-13-SW-003C | Up to 64 Watt Interior Fixture T5 Linear Flourescent replacing less than 100 Watt lamp base case | Up to 64 Watt Interior Fixture T5 Linear Flourescent replacing less than 100 Watt lamp base case | 0.25522 | 0.26352 | 20073.4931 | -279.718 | 77555.3557 | 75111.7669 | 5.8502 | 21.0608 | 3383.4306 | 939.8418 | -57761.5806 | -55317.9918 | 25465.1331 | -293.4734 | 100283.4266 | 0.19738 | 21189.0261 | 4.694 | -33.5577 | 18010.6722 | 3.9899 | -28.5241 | 21189.0261 | 4.694 | -33.5577 | 21189.0261 | 4.694 | -33.5577 | 18010.6722 | 3.9899 | -28.5241 | 317835.3915 | -503.3661 | 270160.0828 | -427.8612 | 2.2569 | -0.16687 | 2.6552 | -0.19631 | 33.8538 | -2.503 | 39.828 | -2.9447 | 2.3389 | 0 | 2.7516 | 0 | 35.0832 | 0 | 41.2743 | 0 | 1.4472 | 1.2301 | 21.7081 | 18.4519 | 0.066218 | 74171.9251 | 1013.829 | 75185.7541 | 4029.4564 | 686.7363 | 410.8509 | 55109.847 | 0 | 0 | 13935.0345 | 0 | 0 | 0 | 0 | 0 | 1013.829 | 0 | 4055.316 | 0 | 2433.1896 | 184926.3572 | 157187.4037 | -292.8738 | -248.9427 | 0.1277 | 1.1236 | 0.49339 | 0.021525 | 0.47785 | 0.0059791 | 0.63799 | -0.36569 | 0.10618 | -0.35014 | 0.12173 | 1.1236 | 1.1236 | 1.1236 | 1.1236 | -0.51028 | 1.1236
1260 | SCE | SCE-13-SW-003C | Bi-Level On/Off Controls replacing (2) 48in T8 Linear Fluorescent | Bi-Level On/Off Controls replacing (2) 48in T8 Linear Fluorescent | 0.24771 | 0.24871 | 3364.5824 | 0 | 13582.6477 | 13527.8642 | 2.9246 | 3.0708 | 1150.4541 | 1095.6705 | -10218.0653 | -10163.2818 | 5764.2999 | 0 | 19292.1641 | 0.1744 | 7576.1203 | 0.86485 | 0 | 6439.7023 | 0.73513 | 0 | 7576.1203 | 0.86485 | 0 | 7576.1203 | 0.86485 | 0 | 6439.7023 | 0.73513 | 0 | 60608.9627 | 0 | 51517.6183 | 0 | 0.68468 | 0 | 0.80551 | 0 | 5.4775 | 0 | 6.4441 | 0 | 0.81961 | 0 | 0.96424 | 0 | 6.5569 | 0 | 7.7139 | 0 | 0.5118 | 0.43503 | 4.0944 | 3.4802 | 0.011099 | 12432.1936 | 1181.925 | 13614.1186 | 675.3901 | 115.1061 | 68.864 | 9237.1378 | 0 | 0 | 2335.6957 | 0 | 0 | 0 | 0 | 0 | 1181.925 | 0 | 1181.925 | 0 | 0 | 44030.5899 | 37426.0014 | 0 | 0 | 0.0899 | 0 | 0.36292 | 0.030739 | 0.36146 | 0.029276 | 0.51547 | -0.27302 | 0.05916 | -0.27156 | 0.060624 | 0 | 0 | 0 | 0 | -0.42558 | 0
1261 | SCE | SCE-13-SW-003C | 14-28W Integral Spiral with Reflector CFL replacing Com CFL Base Case, Total Watts = 3.57 x Msr Watts | 14-28W Integral Spiral with Reflector CFL replacing Com CFL Base Case, Total Watts = 3.57 x Msr Watts | 0 | 0 | 0 | 0 | 0 | 0 | 0 | 0 | 0 | 0 | 0 | 0 | 0 | 0 | 0 | 0 | 0 | 0 | 0 | 0 | 0 | 0 | 0 | 0 | 0 | 0 | 0 | 0 | 0 | 0 | 0 | 0 | 0 | 0 | 0 | 0 | 0 | 0 | 0 | 0 | 0 | 0 | 0 | 0 | 0 | 0 | 0 | 0 | 0 | 0 | 0 | 0 | 0 | 0 | 0 | 0 | 0 | 0 | 0 | 0 | 0 | 0 | 0 | 0 | 0 | 0 | 0 | 0 | 0 | 0 | 0 | 0 | 0 | 0 | 0 | 0 | 0 | 0 | 0 | 0 | 0 | 0 | 0 | 0 | 0 | 0 | 0 | 0 | 0 | 0 | 0 | 0 | 0 | 0 | 0 | 0 | 0
1262 | SCE | SCE-13-SW-003C | 245 to 360 Watt (Tier 2) Interior Fixture T5 Linear Flourescent replacing 400 Watt lamp base case | 245 to 360 Watt (Tier 2) Interior Fixture T5 Linear Flourescent replacing 400 Watt lamp base case | 0.25146 | 0.25472 | 828.5784 | -11.5157 | 3249.3201 | 3207.7017 | 4.3528 | 5.5929 | 187.7078 | 146.0894 | -2432.2575 | -2390.639 | 1051.1304 | -12.082 | 4246.7501 | 0.1924 | 874.6245 | 0.19357 | -1.3815 | 743.4308 | 0.16454 | -1.1743 | 874.6245 | 0.19357 | -1.3815 | 874.6245 | 0.19357 | -1.3815 | 743.4308 | 0.16454 | -1.1743 | 13119.3675 | -20.7231 | 11151.4624 | -17.6146 | 0.093159 | -0.0068697 | 0.1096 | -0.008082 | 1.3974 | -0.10305 | 1.644 | -0.12123 | 0.096542 | 0 | 0.11358 | 0 | 1.4481 | 0 | 1.7037 | 0 | 0.059737 | 0.050776 | 0.89605 | 0.76164 | 0.0027333 | 3061.6123 | 157.59 | 3219.2023 | 166.3248 | 28.3466 | 16.9588 | 2274.7823 | 0 | 0 | 575.1998 | 0 | 0 | 0 | 0 | 0 | 157.59 | 0 | 201.1374 | 0 | 34.8379 | 7633.2495 | 6488.2621 | -12.0573 | -10.2487 | 0.1277 | 1.1236 | 0.5008 | 0.02893 | 0.49439 | 0.022516 | 0.65453 | -0.3731 | 0.098774 | -0.36668 | 0.10519 | 1.1236 | 1.1236 | 1.1236 | 1.1236 | -0.52682 | 1.1236
1263 | SCE | SCE-13-SW-003C | Up to 128 Watt Interior Fixture CFL replacing 101 - 175 Watt lamp base case | Up to 128 Watt Interior Fixture CFL replacing 101 - 175 Watt lamp base case | 0 | 0 | 0 | 0 | 0 | 0 | 0 | 0 | 0 | 0 | 0 | 0 | 0 | 0 | 0 | 0 | 0 | 0 | 0 | 0 | 0 | 0 | 0 | 0 | 0 | 0 | 0 | 0 | 0 | 0 | 0 | 0 | 0 | 0 | 0 | 0 | 0 | 0 | 0 | 0 | 0 | 0 | 0 | 0 | 0 | 0 | 0 | 0 | 0 | 0 | 0 | 0 | 0 | 0 | 0 | 0 | 0 | 0 | 0 | 0 | 0 | 0 | 0 | 0 | 0 | 0 | 0 | 0 | 0 | 0 | 0 | 0 | 0 | 0 | 0 | 0 | 0 | 0 | 0 | 0 | 0 | 0 | 0 | 0 | 0 | 0 | 0 | 0 | 0 | 0 | 0 | 0 | 0 | 0 | 0 | 0 | 0
1264 | SCE | SCE-13-SW-003C | Up to 192 Watt Interior Fixture T5 Linear Flourescent replacing 176 - 399 Watt lamp base case | Up to 192 Watt Interior Fixture T5 Linear Flourescent replacing 176 - 399 Watt lamp base case | 0 | 0 | 0 | 0 | 0 | 0 | 0 | 0 | 0 | 0 | 0 | 0 | 0 | 0 | 0 | 0 | 0 | 0 | 0 | 0 | 0 | 0 | 0 | 0 | 0 | 0 | 0 | 0 | 0 | 0 | 0 | 0 | 0 | 0 | 0 | 0 | 0 | 0 | 0 | 0 | 0 | 0 | 0 | 0 | 0 | 0 | 0 | 0 | 0 | 0 | 0 | 0 | 0 | 0 | 0 | 0 | 0 | 0 | 0 | 0 | 0 | 0 | 0 | 0 | 0 | 0 | 0 | 0 | 0 | 0 | 0 | 0 | 0 | 0 | 0 | 0 | 0 | 0 | 0 | 0 | 0 | 0 | 0 | 0 | 0 | 0 | 0 | 0 | 0 | 0 | 0 | 0 | 0 | 0 | 0 | 0 | 0
1265 | SCE | SCE-13-SW-003C | Wall or Ceiling Mounted Lighting Sensor <500 Watts Control | Wall or Ceiling Mounted Lighting Sensor <500 Watts Control | 0.19784 | 0.22164 | 45.2793 | -0.64139 | 225.6252 | 201.3953 | 0.76543 | 1.3095 | 58.3174 | 34.0875 | -180.9873 | -156.7574 | 77.5582 | -0.75425 | 278.1993 | 0.16045 | 101.9361 | 0.025294 | -0.13652 | 86.6457 | 0.0215 | -0.11604 | 101.9361 | 0.025294 | -0.13652 | 101.9361 | 0.025294 | -0.13652 | 86.6457 | 0.0215 | -0.11604 | 815.489 | -1.0922 | 693.1657 | -0.92835 | 0.0092124 | -0.00067886 | 0.010838 | -0.00079866 | 0.073699 | -0.0054309 | 0.086705 | -0.0063892 | 0.011028 | 0 | 0.012974 | 0 | 0.088222 | 0 | 0.10379 | 0 | 0.0068862 | 0.0058533 | 0.05509 | 0.046826 | 0.00014937 | 167.3078 | 36.771 | 204.0788 | 9.0891 | 1.5491 | 0.92675 | 124.3099 | 0 | 0 | 31.4329 | 0 | 0 | 0 | 0 | 0 | 36.771 | 0 | 65.3578 | 0 | 22.8695 | 592.4283 | 503.564 | -0.79343 | -0.67442 | 0.089918 | 0.95103 | 0.44806 | 0.11581 | 0.39994 | 0.067693 | 0.55246 | -0.35814 | -0.025892 | -0.31002 | 0.022225 | 0.95103 | 0.95103 | 0.95103 | 0.95103 | -0.46254 | 0.95103
1266 | SCE | SCE-13-SW-003C | ≤ 75 HP Variable Speed Drive on Process Fan Control | ≤ 75 HP Variable Speed Drive on Process Fan Control | 0.2465 | 0.26009 | 243.8473 | 0 | 989.2296 | 937.5427 | 2.7644 | 6.6767 | 88.2093 | 36.5224 | -745.3823 | -693.6954 | 401.0046 | 0 | 1338.5473 | 0.18217 | 367.1182 | 0.21172 | 0 | 312.0505 | 0.17996 | 0 | 367.1182 | 0.21172 | 0 | 367.1182 | 0.21172 | 0 | 312.0505 | 0.17996 | 0 | 4772.5367 | 0 | 4056.6562 | 0 | 0.034775 | 0 | 0.040911 | 0 | 0.45207 | 0 | 0.53185 | 0 | 0.036775 | 0 | 0.043265 | 0 | 0.47808 | 0 | 0.56245 | 0 | 0.024154 | 0.020531 | 0.31401 | 0.26691 | 0.0008044 | 901.0204 | 39.3975 | 940.4179 | 48.9487 | 8.3423 | 4.9909 | 669.4594 | 0 | 0 | 169.279 | 0 | 0 | 0 | 0 | 0 | 39.3975 | 0 | 102.6751 | 0 | 50.6221 | 2952.2232 | 2509.3897 | 0 | 0 | 0.097174 | 0 | 0.39421 | 0.035152 | 0.37361 | 0.014554 | 0.53342 | -0.29704 | 0.062022 | -0.27644 | 0.08262 | 0 | 0 | 0 | 0 | -0.43624 | 0
1267 | SCE | SCE-13-SW-003C | > 90 to 120-watt Exterior LED Fixture with IAMS replacing HPS | > 90 to 120-watt Exterior LED Fixture with IAMS replacing HPS | 0 | 0 | 0 | 0 | 0 | 0 | 0 | 0 | 0 | 0 | 0 | 0 | 0 | 0 | 0 | 0 | 0 | 0 | 0 | 0 | 0 | 0 | 0 | 0 | 0 | 0 | 0 | 0 | 0 | 0 | 0 | 0 | 0 | 0 | 0 | 0 | 0 | 0 | 0 | 0 | 0 | 0 | 0 | 0 | 0 | 0 | 0 | 0 | 0 | 0 | 0 | 0 | 0 | 0 | 0 | 0 | 0 | 0 | 0 | 0 | 0 | 0 | 0 | 0 | 0 | 0 | 0 | 0 | 0 | 0 | 0 | 0 | 0 | 0 | 0 | 0 | 0 | 0 | 0 | 0 | 0 | 0 | 0 | 0 | 0 | 0 | 0 | 0 | 0 | 0 | 0 | 0 | 0 | 0 | 0 | 0 | 0
1268 | SCE | SCE-13-SW-003D | Non-Resource | Non-Resource | 0 | 0 | 0 | 0 | 359004.2586 | 359004.2586 | 0 | 0 | 0 | 0 | -359004.2586 | -359004.2586 | 0 | 0 | 359004.2586 | 0 | 0 | 0 | 0 | 0 | 0 | 0 | 0 | 0 | 0 | 0 | 0 | 0 | 0 | 0 | 0 | 0 | 0 | 0 | 0 | 0 | 0 | 0 | 0 | 0 | 0 | 0 | 0 | 0 | 0 | 0 | 0 | 0 | 0 | 0 | 0 | 0 | 0 | 0 | 0 | 1 | 359004.2586 | 0 | 359004.2586 | 16735.9539 | 34756.6065 | 0 | 307511.6982 | 0 | 0 | 0 | 0 | 0 | 0 | 0 | 0 | 0 | 0 | 0 | 0 | 0 | 0 | 0 | 0 | 0 | 0 | 0 | 0 | 0 | 0 | 0 | 0 | 0 | 0 | 0 | 0 | 0 | 0 | 0 | 0 | 0 | 0
1269 | SCE | SCE-13-SW-004A | Non-Resource | Non-Resource | 0 | 0 | 0 | 0 | 2014181.3946 | 2014181.3946 | 0 | 0 | 0 | 0 | -2014181.3946 | -2014181.3946 | 0 | 0 | 2014181.3946 | 0 | 0 | 0 | 0 | 0 | 0 | 0 | 0 | 0 | 0 | 0 | 0 | 0 | 0 | 0 | 0 | 0 | 0 | 0 | 0 | 0 | 0 | 0 | 0 | 0 | 0 | 0 | 0 | 0 | 0 | 0 | 0 | 0 | 0 | 0 | 0 | 0 | 0 | 0 | 0 | 1 | 2014181.3946 | 0 | 2014181.3946 | 98794.1657 | 42134.0048 | 0 | 1873253.2242 | 0 | 0 | 0 | 0 | 0 | 0 | 0 | 0 | 0 | 0 | 0 | 0 | 0 | 0 | 0 | 0 | 0 | 0 | 0 | 0 | 0 | 0 | 0 | 0 | 0 | 0 | 0 | 0 | 0 | 0 | 0 | 0 | 0 | 0
1270 | SCE | SCE-13-SW-004B | Interior LED fixture replacement (utilizing approved luminaries) | Interior LED fixture replacement (utilizing approved luminaries) | 0.79792 | 0.80049 | 10369.2267 | 0 | 12995.3872 | 12953.6718 | 11.8367 | 12.4285 | 876.0235 | 834.3081 | -2626.1605 | -2584.4451 | 13307.0747 | 0 | 26260.7464 | 0.39486 | 12882.4459 | 1.925 | 0 | 10950.079 | 1.6362 | 0 | 14313.8288 | 2.1389 | 0 | 12882.4459 | 1.925 | 0 | 10950.079 | 1.6362 | 0 | 154589.3509 | 0 | 131400.9482 | 0 | 1.3722 | 0 | 1.6143 | 0 | 16.4659 | 0 | 19.3716 | 0 | 1.422 | 0 | 1.6729 | 0 | 17.0638 | 0 | 20.0751 | 0 | 0.87987 | 0.74789 | 10.5584 | 8.9747 | 0.018033 | 12119.3637 | 899.9873 | 13019.351 | 961.57 | 340.8221 | 139.5925 | 10323.3696 | 0 | 0 | 354.0094 | 0 | 0 | 0 | 0 | 0 | 899.9873 | 0 | 899.9873 | 0 | 0 | 98664.8339 | 83865.1088 | 0 | 0 | 0.12364 | 0 | 0.15496 | 0.010446 | 0.15446 | 0.0099482 | 0.31313 | -0.031314 | 0.1132 | -0.030817 | 0.11369 | 0 | 0 | 0 | 0 | -0.18949 | 0
1271 | SCE | SCE-13-SW-004B | Exterior LED fixture replacements (utilizing approved luminaries) | Exterior LED fixture replacements (utilizing approved luminaries) | 0 | 0 | 0 | 0 | 0 | 0 | 0 | 0 | 0 | 0 | 0 | 0 | 0 | 0 | 0 | 0 | 0 | 0 | 0 | 0 | 0 | 0 | 0 | 0 | 0 | 0 | 0 | 0 | 0 | 0 | 0 | 0 | 0 | 0 | 0 | 0 | 0 | 0 | 0 | 0 | 0 | 0 | 0 | 0 | 0 | 0 | 0 | 0 | 0 | 0 | 0 | 0 | 0 | 0 | 0 | 0 | 0 | 0 | 0 | 0 | 0 | 0 | 0 | 0 | 0 | 0 | 0 | 0 | 0 | 0 | 0 | 0 | 0 | 0 | 0 | 0 | 0 | 0 | 0 | 0 | 0 | 0 | 0 | 0 | 0 | 0 | 0 | 0 | 0 | 0 | 0 | 0 | 0 | 0 | 0 | 0 | 0
1272 | SCE | SCE-13-SW-004B | Exterior LED wall-mounted area luminaires | Exterior LED wall-mounted area luminaires | 0 | 0 | 0 | 0 | 0 | 0 | 0 | 0 | 0 | 0 | 0 | 0 | 0 | 0 | 0 | 0 | 0 | 0 | 0 | 0 | 0 | 0 | 0 | 0 | 0 | 0 | 0 | 0 | 0 | 0 | 0 | 0 | 0 | 0 | 0 | 0 | 0 | 0 | 0 | 0 | 0 | 0 | 0 | 0 | 0 | 0 | 0 | 0 | 0 | 0 | 0 | 0 | 0 | 0 | 0 | 0 | 0 | 0 | 0 | 0 | 0 | 0 | 0 | 0 | 0 | 0 | 0 | 0 | 0 | 0 | 0 | 0 | 0 | 0 | 0 | 0 | 0 | 0 | 0 | 0 | 0 | 0 | 0 | 0 | 0 | 0 | 0 | 0 | 0 | 0 | 0 | 0 | 0 | 0 | 0 | 0 | 0
1273 | SCE | SCE-13-SW-004B | Well pump - VSD | Well pump - VSD | 0.064188 | 0.39701 | 4228.5212 | 0 | 65877.4268 | 10650.9508 | 0.069394 | 0.74071 | 60935.2081 | 5708.7321 | -61648.9056 | -6422.4296 | 8110.5257 | 0 | 18761.4765 | 0.22538 | 29811.5351 | 9.839 | 0 | 19377.4986 | 6.3954 | 0 | 33123.9279 | 10.9322 | 0 | 29811.5351 | 9.839 | 0 | 19377.4986 | 6.3954 | 0 | 98378.0645 | 0 | 63945.7443 | 0 | 1.9177 | 0 | 2.9503 | 0 | 6.3283 | 0 | 9.7359 | 0 | 2.2904 | 0 | 3.5237 | 0 | 7.5584 | 0 | 11.6282 | 0 | 1.9636 | 1.2763 | 6.4799 | 4.2119 | 0.0073538 | 4942.2187 | 6158.1406 | 11100.3593 | 392.1237 | 138.9856 | 56.9252 | 4209.8209 | 0 | 0 | 144.3634 | 0 | 0 | 0 | 0 | 0 | 6158.1406 | 0 | 97336.8493 | 0 | 54707.2274 | 83973.8246 | 54582.988 | 0 | 0 | 0.07747 | 0 | 1.2069 | 1.1164 | 0.19513 | 0.10459 | 0.34372 | -1.1295 | -1.0389 | -0.11766 | -0.027119 | 0 | 0 | 0 | 0 | -0.26625 | 0
1274 | SCE | SCE-13-SW-004B | Fluid Pump - VFD | Fluid Pump - VFD | 0.08193 | 0.55669 | 4100.5669 | 0 | 50049.6147 | 7365.985 | 0.090606 | 1.5935 | 45256.9466 | 2573.317 | -45949.0478 | -3265.4181 | 7247.8358 | 0 | 14613.8208 | 0.2806 | 18418.2549 | 4.6996 | 0 | 11971.8661 | 3.0547 | 0 | 20464.7277 | 5.2218 | 0 | 18418.2549 | 4.6996 | 0 | 11971.8661 | 3.0547 | 0 | 92091.2746 | 0 | 59859.3307 | 0 | 1.1848 | 0 | 1.8227 | 0 | 5.9239 | 0 | 9.1137 | 0 | 1.4151 | 0 | 2.177 | 0 | 7.0753 | 0 | 10.8851 | 0 | 1.2132 | 0.78855 | 6.0658 | 3.9428 | 0.0071313 | 4792.668 | 2775.8962 | 7568.5642 | 380.2581 | 134.78 | 55.2026 | 4082.4325 | 0 | 0 | 139.9949 | 0 | 0 | 0 | 0 | 0 | 2775.8962 | 0 | 73398.9986 | 0 | 42373.8631 | 74069.2515 | 48145.0152 | 0 | 0 | 0.085171 | 0 | 1.0396 | 0.94001 | 0.153 | 0.053449 | 0.30354 | -0.95439 | -0.85484 | -0.067825 | 0.031722 | 0 | 0 | 0 | 0 | -0.21837 | 0
1275 | SCE | SCE-13-SW-004B | Industrial Door Automated Closer | Industrial Door Automated Closer | 0.18387 | 0.72088 | 4447.3702 | 0 | 24187.0269 | 6169.3415 | 0.23421 | 4.5786 | 18989.0214 | 971.336 | -19739.6567 | -1721.9713 | 7222.2098 | 0 | 13391.5513 | 0.3321 | 7858.5189 | 0 | 0 | 5108.0374 | 0 | 0 | 8731.6876 | 0 | 0 | 7858.5189 | 0 | 0 | 5108.0374 | 0 | 0 | 117877.7829 | 0 | 76620.5617 | 0 | 0.56924 | 0 | 0.87575 | 0 | 8.5385 | 0 | 13.1362 | 0 | 0.60199 | 0 | 0.92613 | 0 | 9.0298 | 0 | 13.892 | 0 | 0.51705 | 0.33608 | 7.7557 | 5.0412 | 0.0077344 | 5198.0055 | 1047.8025 | 6245.808 | 412.4182 | 146.1789 | 59.8713 | 4427.7021 | 0 | 0 | 151.8349 | 0 | 0 | 0 | 0 | 0 | 1047.8025 | 0 | 30868.8807 | 0 | 17892.6476 | 68584.9014 | 44580.1876 | 0 | 0 | 0.099761 | 0 | 0.54255 | 0.42595 | 0.13839 | 0.021789 | 0.30039 | -0.44279 | -0.32619 | -0.038626 | 0.077973 | 0 | 0 | 0 | 0 | -0.20063 | 0
1276 | SCE | SCE-13-SW-004B | Refrigeration- energy management system (EMS) | Refrigeration- energy management system (EMS) | 0.1352 | 0.45855 | 1037.8296 | 0 | 7676.4152 | 2263.2779 | 0.16057 | 0.98814 | 6463.4188 | 1050.2815 | -6638.5856 | -1225.4483 | 1903.9664 | 0 | 4167.2443 | 0.24904 | 4838.3737 | 0.43052 | 0 | 3144.943 | 0.27984 | 0 | 5375.9708 | 0.47835 | 0 | 4838.3737 | 0.43052 | 0 | 3144.943 | 0.27984 | 0 | 24191.8684 | 0 | 15724.7151 | 0 | 0.34764 | 0 | 0.53484 | 0 | 1.7382 | 0 | 2.6742 | 0 | 0.38376 | 0 | 0.5904 | 0 | 1.9188 | 0 | 2.952 | 0 | 0.32278 | 0.20981 | 1.6139 | 1.0491 | 0.0018049 | 1212.9964 | 1132.9628 | 2345.9592 | 96.2411 | 34.112 | 13.9715 | 1033.2399 | 0 | 0 | 35.4319 | 0 | 0 | 0 | 0 | 0 | 1132.9628 | 0 | 10029.3126 | 0 | 5337.8101 | 19457.5826 | 12647.4292 | 0 | 0 | 0.082059 | 0 | 0.60695 | 0.51105 | 0.17895 | 0.083043 | 0.32949 | -0.5249 | -0.42899 | -0.096893 | -0.00098454 | 0 | 0 | 0 | 0 | -0.24743 | 0
1277 | SCE | SCE-13-SW-004B | Evaporator coil fan - VFD | Evaporator coil fan - VFD | 0.02139 | 0.57303 | 603.3085 | 0 | 28204.7656 | 1052.8339 | 0.021939 | 1.7352 | 27499.6295 | 347.6979 | -27601.4571 | -449.5254 | 1106.9631 | 0 | 2159.797 | 0.27934 | 2813.0229 | 0 | 0 | 1828.4649 | 0 | 0 | 3125.581 | 0 | 0 | 2813.0229 | 0 | 0 | 1828.4649 | 0 | 0 | 14065.1143 | 0 | 9142.3247 | 0 | 0.20212 | 0 | 0.31095 | 0 | 1.0106 | 0 | 1.5548 | 0 | 0.22312 | 0 | 0.34326 | 0 | 1.1156 | 0 | 1.7163 | 0 | 0.18767 | 0.12198 | 0.93833 | 0.60992 | 0.0010492 | 705.136 | 375.0697 | 1080.2058 | 55.9466 | 19.8299 | 8.1219 | 600.6405 | 0 | 0 | 20.5972 | 0 | 0 | 0 | 0 | 0 | 375.0697 | 0 | 45406.8522 | 0 | 27019.0706 | 11312.608 | 7353.1955 | 0 | 0 | 0.082047 | 0 | 3.8357 | 3.7398 | 0.14318 | 0.047285 | 0.29372 | -3.7537 | -3.6578 | -0.061133 | 0.034762 | 0 | 0 | 0 | 0 | -0.21168 | 0
1278 | SCE | SCE-13-SW-004B | Interior LED fixture replacement (utilizing approved luminaries) | Interior LED fixture replacement (utilizing approved luminaries) | 0.79793 | 0.8005 | 226632.0866 | 0 | 284024.5776 | 283113.096 | 11.8401 | 12.4321 | 19141.1137 | 18229.6321 | -57392.491 | -56481.0094 | 290759.5812 | 0 | 573872.6772 | 0.39492 | 281481.443 | 42.0609 | 0 | 239259.2266 | 35.7517 | 0 | 312757.1589 | 46.7343 | 0 | 281481.443 | 42.0609 | 0 | 239259.2266 | 35.7517 | 0 | 3377777.3166 | 0 | 2871110.7191 | 0 | 29.9816 | 0 | 35.2725 | 0 | 359.7792 | 0 | 423.2697 | 0 | 31.0703 | 0 | 36.5534 | 0 | 372.8442 | 0 | 438.6402 | 0 | 19.2251 | 16.3414 | 230.7017 | 196.0965 | 0.39414 | 264883.4639 | 19664.7234 | 284548.1873 | 21016.2844 | 7449.0832 | 3050.9641 | 225629.8247 | 0 | 0 | 7737.3074 | 0 | 0 | 0 | 0 | 0 | 19664.7234 | 0 | 19664.7234 | 0 | 0 | 2155826.6198 | 1832452.6269 | 0 | 0 | 0.12368 | 0 | 0.155 | 0.010446 | 0.1545 | 0.0099482 | 0.31317 | -0.03132 | 0.11323 | -0.030823 | 0.11373 | 0 | 0 | 0 | 0 | -0.18949 | 0
1279 | SCE | SCE-13-SW-004B | Exterior LED fixture replacements (utilizing approved luminaries) | Exterior LED fixture replacements (utilizing approved luminaries) | 0 | 0 | 0 | 0 | 0 | 0 | 0 | 0 | 0 | 0 | 0 | 0 | 0 | 0 | 0 | 0 | 0 | 0 | 0 | 0 | 0 | 0 | 0 | 0 | 0 | 0 | 0 | 0 | 0 | 0 | 0 | 0 | 0 | 0 | 0 | 0 | 0 | 0 | 0 | 0 | 0 | 0 | 0 | 0 | 0 | 0 | 0 | 0 | 0 | 0 | 0 | 0 | 0 | 0 | 0 | 0 | 0 | 0 | 0 | 0 | 0 | 0 | 0 | 0 | 0 | 0 | 0 | 0 | 0 | 0 | 0 | 0 | 0 | 0 | 0 | 0 | 0 | 0 | 0 | 0 | 0 | 0 | 0 | 0 | 0 | 0 | 0 | 0 | 0 | 0 | 0 | 0 | 0 | 0 | 0 | 0 | 0
1280 | SCE | SCE-13-SW-004B | Exterior LED wall-mounted area luminaires | Exterior LED wall-mounted area luminaires | 0 | 0 | 0 | 0 | 0 | 0 | 0 | 0 | 0 | 0 | 0 | 0 | 0 | 0 | 0 | 0 | 0 | 0 | 0 | 0 | 0 | 0 | 0 | 0 | 0 | 0 | 0 | 0 | 0 | 0 | 0 | 0 | 0 | 0 | 0 | 0 | 0 | 0 | 0 | 0 | 0 | 0 | 0 | 0 | 0 | 0 | 0 | 0 | 0 | 0 | 0 | 0 | 0 | 0 | 0 | 0 | 0 | 0 | 0 | 0 | 0 | 0 | 0 | 0 | 0 | 0 | 0 | 0 | 0 | 0 | 0 | 0 | 0 | 0 | 0 | 0 | 0 | 0 | 0 | 0 | 0 | 0 | 0 | 0 | 0 | 0 | 0 | 0 | 0 | 0 | 0 | 0 | 0 | 0 | 0 | 0 | 0
1281 | SCE | SCE-13-SW-004B | Well pump - VSD | Well pump - VSD | 0.42589 | 0.43632 | 80344.3887 | 0 | 188650.8124 | 184139.11 | 0.848 | 0.8904 | 94745.7511 | 90234.0486 | -108306.4237 | -103794.7212 | 154099.988 | 0 | 338239.098 | 0.23754 | 566419.1677 | 186.9413 | 0 | 368172.4725 | 121.5119 | 0 | 629354.6307 | 207.7126 | 0 | 566419.1677 | 186.9413 | 0 | 368172.4725 | 121.5119 | 0 | 1869183.2263 | 0 | 1214969.1417 | 0 | 36.4359 | 0 | 56.0553 | 0 | 120.2386 | 0 | 184.9824 | 0 | 43.5178 | 0 | 66.9505 | 0 | 143.6088 | 0 | 220.9366 | 0 | 37.3085 | 24.2505 | 123.118 | 80.0267 | 0.13973 | 93905.0613 | 97337.5437 | 191242.605 | 7450.5802 | 2640.8089 | 1081.6114 | 79989.0722 | 0 | 0 | 2742.9886 | 0 | 0 | 0 | 0 | 0 | 97337.5437 | 0 | 97337.5437 | 0 | 0 | 1595502.6679 | 1037076.7722 | 0 | 0 | 0.077472 | 0 | 0.18191 | 0.091358 | 0.17756 | 0.087008 | 0.32615 | -0.10443 | -0.013886 | -0.10008 | -0.0095361 | 0 | 0 | 0 | 0 | -0.24867 | 0
1282 | SCE | SCE-13-SW-004B | Fluid Pump - VFD | Fluid Pump - VFD | 0.50316 | 0.5567 | 155826.5298 | 0 | 309695.9102 | 279913.2606 | 1.2215 | 1.5935 | 127568.6943 | 97786.0447 | -153869.3804 | -124086.7309 | 275417.7604 | 0 | 555331.0211 | 0.2806 | 699893.6869 | 178.5843 | 0 | 454930.9131 | 116.0798 | 0 | 777659.6521 | 198.427 | 0 | 699893.6869 | 178.5843 | 0 | 454930.9131 | 116.0798 | 0 | 3499468.4343 | 0 | 2274654.5657 | 0 | 45.0219 | 0 | 69.2645 | 0 | 225.1096 | 0 | 346.3224 | 0 | 53.7726 | 0 | 82.7271 | 0 | 268.8631 | 0 | 413.6356 | 0 | 46.1001 | 29.9651 | 230.5004 | 149.8253 | 0.271 | 182127.2159 | 105484.0555 | 287611.2714 | 14450.2693 | 5121.8025 | 2097.7663 | 155137.3996 | 0 | 0 | 5319.9782 | 0 | 0 | 0 | 0 | 0 | 105484.0555 | 0 | 146796.4021 | 0 | 24787.4089 | 2814631.5567 | 1829510.5789 | 0 | 0 | 0.085174 | 0 | 0.16928 | 0.069728 | 0.153 | 0.053449 | 0.30354 | -0.084104 | 0.015446 | -0.067825 | 0.031725 | 0 | 0 | 0 | 0 | -0.21837 | 0
1283 | SCE | SCE-13-SW-004B | Industrial Door Automated Closer | Industrial Door Automated Closer | 0.18387 | 0.72088 | 42250.0173 | 0 | 229776.7559 | 58608.7446 | 0.23421 | 4.5786 | 180395.7036 | 9227.6923 | -187526.7386 | -16358.7273 | 68610.9932 | 0 | 127219.7378 | 0.3321 | 74655.9292 | 0 | 0 | 48526.3557 | 0 | 0 | 82951.0324 | 0 | 0 | 74655.9292 | 0 | 0 | 48526.3557 | 0 | 0 | 1119838.9377 | 0 | 727895.3362 | 0 | 5.4077 | 0 | 8.3196 | 0 | 81.116 | 0 | 124.7939 | 0 | 5.7189 | 0 | 8.7983 | 0 | 85.7833 | 0 | 131.9742 | 0 | 4.912 | 3.1928 | 73.6793 | 47.8916 | 0.073477 | 49381.0523 | 9954.1239 | 59335.1762 | 3917.9729 | 1388.6996 | 568.7777 | 42063.17 | 0 | 0 | 1442.432 | 0 | 0 | 0 | 0 | 0 | 9954.1239 | 0 | 293254.3665 | 0 | 169980.1523 | 651556.5635 | 423511.7818 | 0 | 0 | 0.099761 | 0 | 0.54255 | 0.42595 | 0.13839 | 0.021789 | 0.30039 | -0.44279 | -0.32619 | -0.038626 | 0.077973 | 0 | 0 | 0 | 0 | -0.20063 | 0
1284 | SCE | SCE-13-SW-004B | Refrigeration- energy management system (EMS) | Refrigeration- energy management system (EMS) | 0.60102 | 0.60966 | 39437.8357 | 0 | 65618.3343 | 64688.6149 | 2.02 | 2.121 | 19524.1087 | 18594.3893 | -26180.4986 | -25250.7792 | 72350.7222 | 0 | 137039.337 | 0.28778 | 183858.2 | 16.3597 | 0 | 119507.8344 | 10.6338 | 0 | 204286.8889 | 18.1775 | 0 | 183858.2 | 16.3597 | 0 | 119507.8344 | 10.6338 | 0 | 919291 | 0 | 597539.1719 | 0 | 13.2105 | 0 | 20.3238 | 0 | 66.0523 | 0 | 101.619 | 0 | 14.5828 | 0 | 22.4351 | 0 | 72.914 | 0 | 112.1753 | 0 | 12.2658 | 7.9728 | 61.3291 | 39.8639 | 0.068586 | 46094.2256 | 20058.1954 | 66152.421 | 3657.1908 | 1296.2671 | 530.9196 | 39263.4251 | 0 | 0 | 1346.423 | 0 | 0 | 0 | 0 | 0 | 20058.1954 | 0 | 20058.1954 | 0 | 0 | 739388.1405 | 480602.3089 | 0 | 0 | 0.082059 | 0 | 0.13653 | 0.040624 | 0.1346 | 0.03869 | 0.28514 | -0.054474 | 0.041435 | -0.05254 | 0.043369 | 0 | 0 | 0 | 0 | -0.20308 | 0
1285 | SCE | SCE-13-SW-004B | Evaporator coil fan - VFD | Evaporator coil fan - VFD | 0.26412 | 0.57303 | 5731.4311 | 0 | 21699.9193 | 10001.9225 | 0.38207 | 1.7352 | 15001.1269 | 3303.13 | -15968.4882 | -4270.4914 | 10516.1491 | 0 | 20518.0716 | 0.27934 | 26723.7172 | 0 | 0 | 17370.4168 | 0 | 0 | 29693.0192 | 0 | 0 | 26723.7172 | 0 | 0 | 17370.4168 | 0 | 0 | 133618.5862 | 0 | 86852.0842 | 0 | 1.9201 | 0 | 2.9541 | 0 | 9.6007 | 0 | 14.7703 | 0 | 2.1196 | 0 | 3.2609 | 0 | 10.598 | 0 | 16.3046 | 0 | 1.7828 | 1.1588 | 8.9142 | 5.7942 | 0.0099675 | 6698.7925 | 3563.1623 | 10261.9548 | 531.4931 | 188.3842 | 77.1576 | 5706.0843 | 0 | 0 | 195.6733 | 0 | 0 | 0 | 0 | 0 | 3563.1623 | 0 | 22702.7618 | 0 | 11483.7602 | 107469.7761 | 69855.3571 | 0 | 0 | 0.082047 | 0 | 0.31064 | 0.21475 | 0.14318 | 0.047285 | 0.29372 | -0.22859 | -0.1327 | -0.061133 | 0.034762 | 0 | 0 | 0 | 0 | -0.21168 | 0
1286 | SCE | SCE-13-SW-004C | Up to 128 Watt Interior Fixture T5 Linear Flourescent replacing 101 - 175 Watt lamp base case | Up to 128 Watt Interior Fixture T5 Linear Flourescent replacing 101 - 175 Watt lamp base case | 0 | 0 | 0 | 0 | 54834.6726 | 54834.6726 | 0 | 0 | 0 | 0 | -54834.6726 | -54834.6726 | 0 | 0 | 54834.6726 | 0 | 0 | 0 | 0 | 0 | 0 | 0 | 0 | 0 | 0 | 0 | 0 | 0 | 0 | 0 | 0 | 0 | 0 | 0 | 0 | 0 | 0 | 0 | 0 | 0 | 0 | 0 | 0 | 0 | 0 | 0 | 0 | 0 | 0 | 0 | 0 | 0 | 0 | 0 | 0 | 0.25 | 54834.6726 | 0 | 54834.6726 | 2551.25 | 2094.6316 | 2508.3047 | 38110.3577 | 0 | 0 | 9570.1286 | 0 | 0 | 0 | 0 | 0 | 0 | 0 | 0 | 0 | 0 | 0 | 0 | 0 | 0 | 0 | 0 | 0 | 0 | 0 | 0 | 0 | 0 | 0 | 0 | 0 | 0 | 0 | 0 | 0 | 0 | 0
1287 | SCE | SCE-13-SW-004C | Up to 244 Watt (Tier 1) Interior Fixture T5 Linear Flourescent replacing 400 Watt lamp base case | Up to 244 Watt (Tier 1) Interior Fixture T5 Linear Flourescent replacing 400 Watt lamp base case | 0 | 0 | 0 | 0 | 54834.6726 | 54834.6726 | 0 | 0 | 0 | 0 | -54834.6726 | -54834.6726 | 0 | 0 | 54834.6726 | 0 | 0 | 0 | 0 | 0 | 0 | 0 | 0 | 0 | 0 | 0 | 0 | 0 | 0 | 0 | 0 | 0 | 0 | 0 | 0 | 0 | 0 | 0 | 0 | 0 | 0 | 0 | 0 | 0 | 0 | 0 | 0 | 0 | 0 | 0 | 0 | 0 | 0 | 0 | 0 | 0.25 | 54834.6726 | 0 | 54834.6726 | 2551.25 | 2094.6316 | 2508.3047 | 38110.3577 | 0 | 0 | 9570.1286 | 0 | 0 | 0 | 0 | 0 | 0 | 0 | 0 | 0 | 0 | 0 | 0 | 0 | 0 | 0 | 0 | 0 | 0 | 0 | 0 | 0 | 0 | 0 | 0 | 0 | 0 | 0 | 0 | 0 | 0 | 0
1288 | SCE | SCE-13-SW-004C | Up to 64 Watt Interior Fixture T5 Linear Flourescent replacing less than 100 Watt lamp base case | Up to 64 Watt Interior Fixture T5 Linear Flourescent replacing less than 100 Watt lamp base case | 0 | 0 | 0 | 0 | 54834.6726 | 54834.6726 | 0 | 0 | 0 | 0 | -54834.6726 | -54834.6726 | 0 | 0 | 54834.6726 | 0 | 0 | 0 | 0 | 0 | 0 | 0 | 0 | 0 | 0 | 0 | 0 | 0 | 0 | 0 | 0 | 0 | 0 | 0 | 0 | 0 | 0 | 0 | 0 | 0 | 0 | 0 | 0 | 0 | 0 | 0 | 0 | 0 | 0 | 0 | 0 | 0 | 0 | 0 | 0 | 0.25 | 54834.6726 | 0 | 54834.6726 | 2551.25 | 2094.6316 | 2508.3047 | 38110.3577 | 0 | 0 | 9570.1286 | 0 | 0 | 0 | 0 | 0 | 0 | 0 | 0 | 0 | 0 | 0 | 0 | 0 | 0 | 0 | 0 | 0 | 0 | 0 | 0 | 0 | 0 | 0 | 0 | 0 | 0 | 0 | 0 | 0 | 0 | 0
1289 | SCE | SCE-13-SW-004C | 14-28W Integral Spiral with Reflector CFL replacing Com CFL Base Case, Total Watts = 3.57 x Msr Watts | 14-28W Integral Spiral with Reflector CFL replacing Com CFL Base Case, Total Watts = 3.57 x Msr Watts | 0 | 0 | 0 | 0 | 54834.6726 | 54834.6726 | 0 | 0 | 0 | 0 | -54834.6726 | -54834.6726 | 0 | 0 | 54834.6726 | 0 | 0 | 0 | 0 | 0 | 0 | 0 | 0 | 0 | 0 | 0 | 0 | 0 | 0 | 0 | 0 | 0 | 0 | 0 | 0 | 0 | 0 | 0 | 0 | 0 | 0 | 0 | 0 | 0 | 0 | 0 | 0 | 0 | 0 | 0 | 0 | 0 | 0 | 0 | 0 | 0.25 | 54834.6726 | 0 | 54834.6726 | 2551.25 | 2094.6316 | 2508.3047 | 38110.3577 | 0 | 0 | 9570.1286 | 0 | 0 | 0 | 0 | 0 | 0 | 0 | 0 | 0 | 0 | 0 | 0 | 0 | 0 | 0 | 0 | 0 | 0 | 0 | 0 | 0 | 0 | 0 | 0 | 0 | 0 | 0 | 0 | 0 | 0 | 0
1290 | SCE | SCE-13-SW-004D | Non-Resource | Non-Resource | 0 | 0 | 0 | 0 | 70900.5164 | 70900.5164 | 0 | 0 | 0 | 0 | -70900.5164 | -70900.5164 | 0 | 0 | 70900.5164 | 0 | 0 | 0 | 0 | 0 | 0 | 0 | 0 | 0 | 0 | 0 | 0 | 0 | 0 | 0 | 0 | 0 | 0 | 0 | 0 | 0 | 0 | 0 | 0 | 0 | 0 | 0 | 0 | 0 | 0 | 0 | 0 | 0 | 0 | 0 | 0 | 0 | 0 | 0 | 0 | 1 | 70900.5164 | 0 | 70900.5164 | 3305.2192 | 24914.6606 | 0 | 42680.6366 | 0 | 0 | 0 | 0 | 0 | 0 | 0 | 0 | 0 | 0 | 0 | 0 | 0 | 0 | 0 | 0 | 0 | 0 | 0 | 0 | 0 | 0 | 0 | 0 | 0 | 0 | 0 | 0 | 0 | 0 | 0 | 0 | 0 | 0
1291 | SCE | SCE-13-SW-005A | Non-Resource | Non-Resource | 0 | 0 | 0 | 0 | 78588.9633 | 78588.9633 | 0 | 0 | 0 | 0 | -78588.9633 | -78588.9633 | 0 | 0 | 78588.9633 | 0 | 0 | 0 | 0 | 0 | 0 | 0 | 0 | 0 | 0 | 0 | 0 | 0 | 0 | 0 | 0 | 0 | 0 | 0 | 0 | 0 | 0 | 0 | 0 | 0 | 0 | 0 | 0 | 0 | 0 | 0 | 0 | 0 | 0 | 0 | 0 | 0 | 0 | 0 | 0 | 1 | 78588.9633 | 0 | 78588.9633 | 3452.6475 | 75136.3158 | 0 | 0 | 0 | 0 | 0 | 0 | 0 | 0 | 0 | 0 | 0 | 0 | 0 | 0 | 0 | 0 | 0 | 0 | 0 | 0 | 0 | 0 | 0 | 0 | 0 | 0 | 0 | 0 | 0 | 0 | 0 | 0 | 0 | 0 | 0 | 0
1292 | SCE | SCE-13-SW-005C | 32 Watt Integral Spiral CFL replacing Non-Refl CFL Base Case, Total Watts = 2.48 x Msr Watts | 32 Watt Integral Spiral CFL replacing Non-Refl CFL Base Case, Total Watts = 2.48 x Msr Watts | 0 | 0 | 0 | 0 | 14391.7808 | 14391.7808 | 0 | 0 | 0 | 0 | -14391.7808 | -14391.7808 | 0 | 0 | 14391.7808 | 0 | 0 | 0 | 0 | 0 | 0 | 0 | 0 | 0 | 0 | 0 | 0 | 0 | 0 | 0 | 0 | 0 | 0 | 0 | 0 | 0 | 0 | 0 | 0 | 0 | 0 | 0 | 0 | 0 | 0 | 0 | 0 | 0 | 0 | 0 | 0 | 0 | 0 | 0 | 0 | 0.013699 | 14391.7808 | 0 | 14391.7808 | 0 | 0 | 0 | 14391.7808 | 0 | 0 | 0 | 0 | 0 | 0 | 0 | 0 | 0 | 0 | 0 | 0 | 0 | 0 | 0 | 0 | 0 | 0 | 0 | 0 | 0 | 0 | 0 | 0 | 0 | 0 | 0 | 0 | 0 | 0 | 0 | 0 | 0 | 0
1293 | SCE | SCE-13-SW-005C | 32 Watt Integral Spiral CFL replacing Com CFL Base Case, Total Watts = 3.57 x Msr Watts | 32 Watt Integral Spiral CFL replacing Com CFL Base Case, Total Watts = 3.57 x Msr Watts | 0 | 0 | 0 | 0 | 14391.7808 | 14391.7808 | 0 | 0 | 0 | 0 | -14391.7808 | -14391.7808 | 0 | 0 | 14391.7808 | 0 | 0 | 0 | 0 | 0 | 0 | 0 | 0 | 0 | 0 | 0 | 0 | 0 | 0 | 0 | 0 | 0 | 0 | 0 | 0 | 0 | 0 | 0 | 0 | 0 | 0 | 0 | 0 | 0 | 0 | 0 | 0 | 0 | 0 | 0 | 0 | 0 | 0 | 0 | 0 | 0.013699 | 14391.7808 | 0 | 14391.7808 | 0 | 0 | 0 | 14391.7808 | 0 | 0 | 0 | 0 | 0 | 0 | 0 | 0 | 0 | 0 | 0 | 0 | 0 | 0 | 0 | 0 | 0 | 0 | 0 | 0 | 0 | 0 | 0 | 0 | 0 | 0 | 0 | 0 | 0 | 0 | 0 | 0 | 0 | 0
1294 | SCE | SCE-13-SW-005C | 33 Watt 3-Way CFL replacing Incandescent Average Watts = 114.51 | 33 Watt 3-Way CFL replacing Incandescent Average Watts = 114.51 | 0 | 0 | 0 | 0 | 14391.7808 | 14391.7808 | 0 | 0 | 0 | 0 | -14391.7808 | -14391.7808 | 0 | 0 | 14391.7808 | 0 | 0 | 0 | 0 | 0 | 0 | 0 | 0 | 0 | 0 | 0 | 0 | 0 | 0 | 0 | 0 | 0 | 0 | 0 | 0 | 0 | 0 | 0 | 0 | 0 | 0 | 0 | 0 | 0 | 0 | 0 | 0 | 0 | 0 | 0 | 0 | 0 | 0 | 0 | 0 | 0.013699 | 14391.7808 | 0 | 14391.7808 | 0 | 0 | 0 | 14391.7808 | 0 | 0 | 0 | 0 | 0 | 0 | 0 | 0 | 0 | 0 | 0 | 0 | 0 | 0 | 0 | 0 | 0 | 0 | 0 | 0 | 0 | 0 | 0 | 0 | 0 | 0 | 0 | 0 | 0 | 0 | 0 | 0 | 0 | 0
1295 | SCE | SCE-13-SW-005C | 33 Watt 3-Way CFL replacing Incandescent Average Watts = 114.51 | 33 Watt 3-Way CFL replacing Incandescent Average Watts = 114.51 | 0 | 0 | 0 | 0 | 14391.7808 | 14391.7808 | 0 | 0 | 0 | 0 | -14391.7808 | -14391.7808 | 0 | 0 | 14391.7808 | 0 | 0 | 0 | 0 | 0 | 0 | 0 | 0 | 0 | 0 | 0 | 0 | 0 | 0 | 0 | 0 | 0 | 0 | 0 | 0 | 0 | 0 | 0 | 0 | 0 | 0 | 0 | 0 | 0 | 0 | 0 | 0 | 0 | 0 | 0 | 0 | 0 | 0 | 0 | 0 | 0.013699 | 14391.7808 | 0 | 14391.7808 | 0 | 0 | 0 | 14391.7808 | 0 | 0 | 0 | 0 | 0 | 0 | 0 | 0 | 0 | 0 | 0 | 0 | 0 | 0 | 0 | 0 | 0 | 0 | 0 | 0 | 0 | 0 | 0 | 0 | 0 | 0 | 0 | 0 | 0 | 0 | 0 | 0 | 0 | 0
1296 | SCE | SCE-13-SW-005C | 42 Watt Integral Spiral CFL replacing Non-Refl CFL Base Case, Total Watts = 2.48 x Msr Watts | 42 Watt Integral Spiral CFL replacing Non-Refl CFL Base Case, Total Watts = 2.48 x Msr Watts | 0 | 0 | 0 | 0 | 14391.7808 | 14391.7808 | 0 | 0 | 0 | 0 | -14391.7808 | -14391.7808 | 0 | 0 | 14391.7808 | 0 | 0 | 0 | 0 | 0 | 0 | 0 | 0 | 0 | 0 | 0 | 0 | 0 | 0 | 0 | 0 | 0 | 0 | 0 | 0 | 0 | 0 | 0 | 0 | 0 | 0 | 0 | 0 | 0 | 0 | 0 | 0 | 0 | 0 | 0 | 0 | 0 | 0 | 0 | 0 | 0.013699 | 14391.7808 | 0 | 14391.7808 | 0 | 0 | 0 | 14391.7808 | 0 | 0 | 0 | 0 | 0 | 0 | 0 | 0 | 0 | 0 | 0 | 0 | 0 | 0 | 0 | 0 | 0 | 0 | 0 | 0 | 0 | 0 | 0 | 0 | 0 | 0 | 0 | 0 | 0 | 0 | 0 | 0 | 0 | 0
1297 | SCE | SCE-13-SW-005C | 42 Watt Integral Spiral CFL replacing Com CFL Base Case, Total Watts = 3.57 x Msr Watts | 42 Watt Integral Spiral CFL replacing Com CFL Base Case, Total Watts = 3.57 x Msr Watts | 0 | 0 | 0 | 0 | 14391.7808 | 14391.7808 | 0 | 0 | 0 | 0 | -14391.7808 | -14391.7808 | 0 | 0 | 14391.7808 | 0 | 0 | 0 | 0 | 0 | 0 | 0 | 0 | 0 | 0 | 0 | 0 | 0 | 0 | 0 | 0 | 0 | 0 | 0 | 0 | 0 | 0 | 0 | 0 | 0 | 0 | 0 | 0 | 0 | 0 | 0 | 0 | 0 | 0 | 0 | 0 | 0 | 0 | 0 | 0 | 0.013699 | 14391.7808 | 0 | 14391.7808 | 0 | 0 | 0 | 14391.7808 | 0 | 0 | 0 | 0 | 0 | 0 | 0 | 0 | 0 | 0 | 0 | 0 | 0 | 0 | 0 | 0 | 0 | 0 | 0 | 0 | 0 | 0 | 0 | 0 | 0 | 0 | 0 | 0 | 0 | 0 | 0 | 0 | 0 | 0
1298 | SCE | SCE-13-SW-005C | 45 Watt Integral Spiral CFL replacing Incandescent Average Watts = 156.15 | 45 Watt Integral Spiral CFL replacing Incandescent Average Watts = 156.15 | 0 | 0 | 0 | 0 | 14391.7808 | 14391.7808 | 0 | 0 | 0 | 0 | -14391.7808 | -14391.7808 | 0 | 0 | 14391.7808 | 0 | 0 | 0 | 0 | 0 | 0 | 0 | 0 | 0 | 0 | 0 | 0 | 0 | 0 | 0 | 0 | 0 | 0 | 0 | 0 | 0 | 0 | 0 | 0 | 0 | 0 | 0 | 0 | 0 | 0 | 0 | 0 | 0 | 0 | 0 | 0 | 0 | 0 | 0 | 0 | 0.013699 | 14391.7808 | 0 | 14391.7808 | 0 | 0 | 0 | 14391.7808 | 0 | 0 | 0 | 0 | 0 | 0 | 0 | 0 | 0 | 0 | 0 | 0 | 0 | 0 | 0 | 0 | 0 | 0 | 0 | 0 | 0 | 0 | 0 | 0 | 0 | 0 | 0 | 0 | 0 | 0 | 0 | 0 | 0 | 0
1299 | SCE | SCE-13-SW-005C | 45 Watt Integral Spiral CFL replacing Incandescent Average Watts = 156.15 | 45 Watt Integral Spiral CFL replacing Incandescent Average Watts = 156.15 | 0 | 0 | 0 | 0 | 14391.7808 | 14391.7808 | 0 | 0 | 0 | 0 | -14391.7808 | -14391.7808 | 0 | 0 | 14391.7808 | 0 | 0 | 0 | 0 | 0 | 0 | 0 | 0 | 0 | 0 | 0 | 0 | 0 | 0 | 0 | 0 | 0 | 0 | 0 | 0 | 0 | 0 | 0 | 0 | 0 | 0 | 0 | 0 | 0 | 0 | 0 | 0 | 0 | 0 | 0 | 0 | 0 | 0 | 0 | 0 | 0.013699 | 14391.7808 | 0 | 14391.7808 | 0 | 0 | 0 | 14391.7808 | 0 | 0 | 0 | 0 | 0 | 0 | 0 | 0 | 0 | 0 | 0 | 0 | 0 | 0 | 0 | 0 | 0 | 0 | 0 | 0 | 0 | 0 | 0 | 0 | 0 | 0 | 0 | 0 | 0 | 0 | 0 | 0 | 0 | 0
1300 | SCE | SCE-13-SW-005C | 8 Watt to < 9 Watt A-Lamp LED replacing A19 Basecase, Total Watts = 2.96 x Msr Watts | 8 Watt to < 9 Watt A-Lamp LED replacing A19 Basecase, Total Watts = 2.96 x Msr Watts | 0 | 0 | 0 | 0 | 14391.7808 | 14391.7808 | 0 | 0 | 0 | 0 | -14391.7808 | -14391.7808 | 0 | 0 | 14391.7808 | 0 | 0 | 0 | 0 | 0 | 0 | 0 | 0 | 0 | 0 | 0 | 0 | 0 | 0 | 0 | 0 | 0 | 0 | 0 | 0 | 0 | 0 | 0 | 0 | 0 | 0 | 0 | 0 | 0 | 0 | 0 | 0 | 0 | 0 | 0 | 0 | 0 | 0 | 0 | 0 | 0.013699 | 14391.7808 | 0 | 14391.7808 | 0 | 0 | 0 | 14391.7808 | 0 | 0 | 0 | 0 | 0 | 0 | 0 | 0 | 0 | 0 | 0 | 0 | 0 | 0 | 0 | 0 | 0 | 0 | 0 | 0 | 0 | 0 | 0 | 0 | 0 | 0 | 0 | 0 | 0 | 0 | 0 | 0 | 0 | 0
1301 | SCE | SCE-13-SW-005C | 8 Watt to < 9 Watt A-Lamp LED replacing A19 Basecase, Total Watts = 2.96 x Msr Watts | 8 Watt to < 9 Watt A-Lamp LED replacing A19 Basecase, Total Watts = 2.96 x Msr Watts | 0 | 0 | 0 | 0 | 14391.7808 | 14391.7808 | 0 | 0 | 0 | 0 | -14391.7808 | -14391.7808 | 0 | 0 | 14391.7808 | 0 | 0 | 0 | 0 | 0 | 0 | 0 | 0 | 0 | 0 | 0 | 0 | 0 | 0 | 0 | 0 | 0 | 0 | 0 | 0 | 0 | 0 | 0 | 0 | 0 | 0 | 0 | 0 | 0 | 0 | 0 | 0 | 0 | 0 | 0 | 0 | 0 | 0 | 0 | 0 | 0.013699 | 14391.7808 | 0 | 14391.7808 | 0 | 0 | 0 | 14391.7808 | 0 | 0 | 0 | 0 | 0 | 0 | 0 | 0 | 0 | 0 | 0 | 0 | 0 | 0 | 0 | 0 | 0 | 0 | 0 | 0 | 0 | 0 | 0 | 0 | 0 | 0 | 0 | 0 | 0 | 0 | 0 | 0 | 0 | 0
1302 | SCE | SCE-13-SW-005C | 8 Watt to < 9 Watt PAR20 LED replacing PAR20 Basecase, Total Watts = 4.7 x Msr Watts | 8 Watt to < 9 Watt PAR20 LED replacing PAR20 Basecase, Total Watts = 4.7 x Msr Watts | 0 | 0 | 0 | 0 | 14391.7808 | 14391.7808 | 0 | 0 | 0 | 0 | -14391.7808 | -14391.7808 | 0 | 0 | 14391.7808 | 0 | 0 | 0 | 0 | 0 | 0 | 0 | 0 | 0 | 0 | 0 | 0 | 0 | 0 | 0 | 0 | 0 | 0 | 0 | 0 | 0 | 0 | 0 | 0 | 0 | 0 | 0 | 0 | 0 | 0 | 0 | 0 | 0 | 0 | 0 | 0 | 0 | 0 | 0 | 0 | 0.013699 | 14391.7808 | 0 | 14391.7808 | 0 | 0 | 0 | 14391.7808 | 0 | 0 | 0 | 0 | 0 | 0 | 0 | 0 | 0 | 0 | 0 | 0 | 0 | 0 | 0 | 0 | 0 | 0 | 0 | 0 | 0 | 0 | 0 | 0 | 0 | 0 | 0 | 0 | 0 | 0 | 0 | 0 | 0 | 0
1303 | SCE | SCE-13-SW-005C | 8 Watt to < 9 Watt PAR20 LED replacing PAR20 Basecase, Total Watts = 4.7 x Msr Watts | 8 Watt to < 9 Watt PAR20 LED replacing PAR20 Basecase, Total Watts = 4.7 x Msr Watts | 0 | 0 | 0 | 0 | 14391.7808 | 14391.7808 | 0 | 0 | 0 | 0 | -14391.7808 | -14391.7808 | 0 | 0 | 14391.7808 | 0 | 0 | 0 | 0 | 0 | 0 | 0 | 0 | 0 | 0 | 0 | 0 | 0 | 0 | 0 | 0 | 0 | 0 | 0 | 0 | 0 | 0 | 0 | 0 | 0 | 0 | 0 | 0 | 0 | 0 | 0 | 0 | 0 | 0 | 0 | 0 | 0 | 0 | 0 | 0 | 0.013699 | 14391.7808 | 0 | 14391.7808 | 0 | 0 | 0 | 14391.7808 | 0 | 0 | 0 | 0 | 0 | 0 | 0 | 0 | 0 | 0 | 0 | 0 | 0 | 0 | 0 | 0 | 0 | 0 | 0 | 0 | 0 | 0 | 0 | 0 | 0 | 0 | 0 | 0 | 0 | 0 | 0 | 0 | 0 | 0
1304 | SCE | SCE-13-SW-005C | 9 Watt to < 10 Watt A-Lamp LED replacing A19 Basecase, Total Watts = 2.96 x Msr Watts | 9 Watt to < 10 Watt A-Lamp LED replacing A19 Basecase, Total Watts = 2.96 x Msr Watts | 0 | 0 | 0 | 0 | 14391.7808 | 14391.7808 | 0 | 0 | 0 | 0 | -14391.7808 | -14391.7808 | 0 | 0 | 14391.7808 | 0 | 0 | 0 | 0 | 0 | 0 | 0 | 0 | 0 | 0 | 0 | 0 | 0 | 0 | 0 | 0 | 0 | 0 | 0 | 0 | 0 | 0 | 0 | 0 | 0 | 0 | 0 | 0 | 0 | 0 | 0 | 0 | 0 | 0 | 0 | 0 | 0 | 0 | 0 | 0 | 0.013699 | 14391.7808 | 0 | 14391.7808 | 0 | 0 | 0 | 14391.7808 | 0 | 0 | 0 | 0 | 0 | 0 | 0 | 0 | 0 | 0 | 0 | 0 | 0 | 0 | 0 | 0 | 0 | 0 | 0 | 0 | 0 | 0 | 0 | 0 | 0 | 0 | 0 | 0 | 0 | 0 | 0 | 0 | 0 | 0
1305 | SCE | SCE-13-SW-005C | 9 Watt to < 10 Watt A-Lamp LED replacing A19 Basecase, Total Watts = 2.96 x Msr Watts | 9 Watt to < 10 Watt A-Lamp LED replacing A19 Basecase, Total Watts = 2.96 x Msr Watts | 0 | 0 | 0 | 0 | 14391.7808 | 14391.7808 | 0 | 0 | 0 | 0 | -14391.7808 | -14391.7808 | 0 | 0 | 14391.7808 | 0 | 0 | 0 | 0 | 0 | 0 | 0 | 0 | 0 | 0 | 0 | 0 | 0 | 0 | 0 | 0 | 0 | 0 | 0 | 0 | 0 | 0 | 0 | 0 | 0 | 0 | 0 | 0 | 0 | 0 | 0 | 0 | 0 | 0 | 0 | 0 | 0 | 0 | 0 | 0 | 0.013699 | 14391.7808 | 0 | 14391.7808 | 0 | 0 | 0 | 14391.7808 | 0 | 0 | 0 | 0 | 0 | 0 | 0 | 0 | 0 | 0 | 0 | 0 | 0 | 0 | 0 | 0 | 0 | 0 | 0 | 0 | 0 | 0 | 0 | 0 | 0 | 0 | 0 | 0 | 0 | 0 | 0 | 0 | 0 | 0
1306 | SCE | SCE-13-SW-005C | 10 Watt to < 11 Watt A-Lamp LED replacing A19 Basecase, Total Watts = 2.96 x Msr Watts | 10 Watt to < 11 Watt A-Lamp LED replacing A19 Basecase, Total Watts = 2.96 x Msr Watts | 0 | 0 | 0 | 0 | 14391.7808 | 14391.7808 | 0 | 0 | 0 | 0 | -14391.7808 | -14391.7808 | 0 | 0 | 14391.7808 | 0 | 0 | 0 | 0 | 0 | 0 | 0 | 0 | 0 | 0 | 0 | 0 | 0 | 0 | 0 | 0 | 0 | 0 | 0 | 0 | 0 | 0 | 0 | 0 | 0 | 0 | 0 | 0 | 0 | 0 | 0 | 0 | 0 | 0 | 0 | 0 | 0 | 0 | 0 | 0 | 0.013699 | 14391.7808 | 0 | 14391.7808 | 0 | 0 | 0 | 14391.7808 | 0 | 0 | 0 | 0 | 0 | 0 | 0 | 0 | 0 | 0 | 0 | 0 | 0 | 0 | 0 | 0 | 0 | 0 | 0 | 0 | 0 | 0 | 0 | 0 | 0 | 0 | 0 | 0 | 0 | 0 | 0 | 0 | 0 | 0
1307 | SCE | SCE-13-SW-005C | 10 Watt to < 11 Watt A-Lamp LED replacing A19 Basecase, Total Watts = 2.96 x Msr Watts | 10 Watt to < 11 Watt A-Lamp LED replacing A19 Basecase, Total Watts = 2.96 x Msr Watts | 0 | 0 | 0 | 0 | 14391.7808 | 14391.7808 | 0 | 0 | 0 | 0 | -14391.7808 | -14391.7808 | 0 | 0 | 14391.7808 | 0 | 0 | 0 | 0 | 0 | 0 | 0 | 0 | 0 | 0 | 0 | 0 | 0 | 0 | 0 | 0 | 0 | 0 | 0 | 0 | 0 | 0 | 0 | 0 | 0 | 0 | 0 | 0 | 0 | 0 | 0 | 0 | 0 | 0 | 0 | 0 | 0 | 0 | 0 | 0 | 0.013699 | 14391.7808 | 0 | 14391.7808 | 0 | 0 | 0 | 14391.7808 | 0 | 0 | 0 | 0 | 0 | 0 | 0 | 0 | 0 | 0 | 0 | 0 | 0 | 0 | 0 | 0 | 0 | 0 | 0 | 0 | 0 | 0 | 0 | 0 | 0 | 0 | 0 | 0 | 0 | 0 | 0 | 0 | 0 | 0
1308 | SCE | SCE-13-SW-005C | 10 Watt to < 11 Watt PAR30 LED replacing PAR30 Basecase, Total Watts = 3.42 x Msr Watts | 10 Watt to < 11 Watt PAR30 LED replacing PAR30 Basecase, Total Watts = 3.42 x Msr Watts | 0 | 0 | 0 | 0 | 14391.7808 | 14391.7808 | 0 | 0 | 0 | 0 | -14391.7808 | -14391.7808 | 0 | 0 | 14391.7808 | 0 | 0 | 0 | 0 | 0 | 0 | 0 | 0 | 0 | 0 | 0 | 0 | 0 | 0 | 0 | 0 | 0 | 0 | 0 | 0 | 0 | 0 | 0 | 0 | 0 | 0 | 0 | 0 | 0 | 0 | 0 | 0 | 0 | 0 | 0 | 0 | 0 | 0 | 0 | 0 | 0.013699 | 14391.7808 | 0 | 14391.7808 | 0 | 0 | 0 | 14391.7808 | 0 | 0 | 0 | 0 | 0 | 0 | 0 | 0 | 0 | 0 | 0 | 0 | 0 | 0 | 0 | 0 | 0 | 0 | 0 | 0 | 0 | 0 | 0 | 0 | 0 | 0 | 0 | 0 | 0 | 0 | 0 | 0 | 0 | 0
1309 | SCE | SCE-13-SW-005C | 10 Watt to < 11 Watt PAR30 LED replacing PAR30 Basecase, Total Watts = 3.42 x Msr Watts | 10 Watt to < 11 Watt PAR30 LED replacing PAR30 Basecase, Total Watts = 3.42 x Msr Watts | 0 | 0 | 0 | 0 | 14391.7808 | 14391.7808 | 0 | 0 | 0 | 0 | -14391.7808 | -14391.7808 | 0 | 0 | 14391.7808 | 0 | 0 | 0 | 0 | 0 | 0 | 0 | 0 | 0 | 0 | 0 | 0 | 0 | 0 | 0 | 0 | 0 | 0 | 0 | 0 | 0 | 0 | 0 | 0 | 0 | 0 | 0 | 0 | 0 | 0 | 0 | 0 | 0 | 0 | 0 | 0 | 0 | 0 | 0 | 0 | 0.013699 | 14391.7808 | 0 | 14391.7808 | 0 | 0 | 0 | 14391.7808 | 0 | 0 | 0 | 0 | 0 | 0 | 0 | 0 | 0 | 0 | 0 | 0 | 0 | 0 | 0 | 0 | 0 | 0 | 0 | 0 | 0 | 0 | 0 | 0 | 0 | 0 | 0 | 0 | 0 | 0 | 0 | 0 | 0 | 0
1310 | SCE | SCE-13-SW-005C | 11 Watt to < 12 Watt PAR30 LED replacing PAR30 Basecase, Total Watts = 3.42 x Msr Watts | 11 Watt to < 12 Watt PAR30 LED replacing PAR30 Basecase, Total Watts = 3.42 x Msr Watts | 0 | 0 | 0 | 0 | 14391.7808 | 14391.7808 | 0 | 0 | 0 | 0 | -14391.7808 | -14391.7808 | 0 | 0 | 14391.7808 | 0 | 0 | 0 | 0 | 0 | 0 | 0 | 0 | 0 | 0 | 0 | 0 | 0 | 0 | 0 | 0 | 0 | 0 | 0 | 0 | 0 | 0 | 0 | 0 | 0 | 0 | 0 | 0 | 0 | 0 | 0 | 0 | 0 | 0 | 0 | 0 | 0 | 0 | 0 | 0 | 0.013699 | 14391.7808 | 0 | 14391.7808 | 0 | 0 | 0 | 14391.7808 | 0 | 0 | 0 | 0 | 0 | 0 | 0 | 0 | 0 | 0 | 0 | 0 | 0 | 0 | 0 | 0 | 0 | 0 | 0 | 0 | 0 | 0 | 0 | 0 | 0 | 0 | 0 | 0 | 0 | 0 | 0 | 0 | 0 | 0
1311 | SCE | SCE-13-SW-005C | 11 Watt to < 12 Watt PAR30 LED replacing PAR30 Basecase, Total Watts = 3.42 x Msr Watts | 11 Watt to < 12 Watt PAR30 LED replacing PAR30 Basecase, Total Watts = 3.42 x Msr Watts | 0 | 0 | 0 | 0 | 14391.7808 | 14391.7808 | 0 | 0 | 0 | 0 | -14391.7808 | -14391.7808 | 0 | 0 | 14391.7808 | 0 | 0 | 0 | 0 | 0 | 0 | 0 | 0 | 0 | 0 | 0 | 0 | 0 | 0 | 0 | 0 | 0 | 0 | 0 | 0 | 0 | 0 | 0 | 0 | 0 | 0 | 0 | 0 | 0 | 0 | 0 | 0 | 0 | 0 | 0 | 0 | 0 | 0 | 0 | 0 | 0.013699 | 14391.7808 | 0 | 14391.7808 | 0 | 0 | 0 | 14391.7808 | 0 | 0 | 0 | 0 | 0 | 0 | 0 | 0 | 0 | 0 | 0 | 0 | 0 | 0 | 0 | 0 | 0 | 0 | 0 | 0 | 0 | 0 | 0 | 0 | 0 | 0 | 0 | 0 | 0 | 0 | 0 | 0 | 0 | 0
1312 | SCE | SCE-13-SW-005C | 12 Watt to < 13 Watt A-Lamp LED replacing A19 Basecase, Total Watts = 2.96 x Msr Watts | 12 Watt to < 13 Watt A-Lamp LED replacing A19 Basecase, Total Watts = 2.96 x Msr Watts | 0 | 0 | 0 | 0 | 14391.7808 | 14391.7808 | 0 | 0 | 0 | 0 | -14391.7808 | -14391.7808 | 0 | 0 | 14391.7808 | 0 | 0 | 0 | 0 | 0 | 0 | 0 | 0 | 0 | 0 | 0 | 0 | 0 | 0 | 0 | 0 | 0 | 0 | 0 | 0 | 0 | 0 | 0 | 0 | 0 | 0 | 0 | 0 | 0 | 0 | 0 | 0 | 0 | 0 | 0 | 0 | 0 | 0 | 0 | 0 | 0.013699 | 14391.7808 | 0 | 14391.7808 | 0 | 0 | 0 | 14391.7808 | 0 | 0 | 0 | 0 | 0 | 0 | 0 | 0 | 0 | 0 | 0 | 0 | 0 | 0 | 0 | 0 | 0 | 0 | 0 | 0 | 0 | 0 | 0 | 0 | 0 | 0 | 0 | 0 | 0 | 0 | 0 | 0 | 0 | 0
1313 | SCE | SCE-13-SW-005C | 12 Watt to < 13 Watt A-Lamp LED replacing A19 Basecase, Total Watts = 2.96 x Msr Watts | 12 Watt to < 13 Watt A-Lamp LED replacing A19 Basecase, Total Watts = 2.96 x Msr Watts | 0 | 0 | 0 | 0 | 14391.7808 | 14391.7808 | 0 | 0 | 0 | 0 | -14391.7808 | -14391.7808 | 0 | 0 | 14391.7808 | 0 | 0 | 0 | 0 | 0 | 0 | 0 | 0 | 0 | 0 | 0 | 0 | 0 | 0 | 0 | 0 | 0 | 0 | 0 | 0 | 0 | 0 | 0 | 0 | 0 | 0 | 0 | 0 | 0 | 0 | 0 | 0 | 0 | 0 | 0 | 0 | 0 | 0 | 0 | 0 | 0.013699 | 14391.7808 | 0 | 14391.7808 | 0 | 0 | 0 | 14391.7808 | 0 | 0 | 0 | 0 | 0 | 0 | 0 | 0 | 0 | 0 | 0 | 0 | 0 | 0 | 0 | 0 | 0 | 0 | 0 | 0 | 0 | 0 | 0 | 0 | 0 | 0 | 0 | 0 | 0 | 0 | 0 | 0 | 0 | 0
1314 | SCE | SCE-13-SW-005C | 12 Watt to < 13 Watt PAR30 LED replacing PAR30 Basecase, Total Watts = 3.42 x Msr Watts | 12 Watt to < 13 Watt PAR30 LED replacing PAR30 Basecase, Total Watts = 3.42 x Msr Watts | 0 | 0 | 0 | 0 | 14391.7808 | 14391.7808 | 0 | 0 | 0 | 0 | -14391.7808 | -14391.7808 | 0 | 0 | 14391.7808 | 0 | 0 | 0 | 0 | 0 | 0 | 0 | 0 | 0 | 0 | 0 | 0 | 0 | 0 | 0 | 0 | 0 | 0 | 0 | 0 | 0 | 0 | 0 | 0 | 0 | 0 | 0 | 0 | 0 | 0 | 0 | 0 | 0 | 0 | 0 | 0 | 0 | 0 | 0 | 0 | 0.013699 | 14391.7808 | 0 | 14391.7808 | 0 | 0 | 0 | 14391.7808 | 0 | 0 | 0 | 0 | 0 | 0 | 0 | 0 | 0 | 0 | 0 | 0 | 0 | 0 | 0 | 0 | 0 | 0 | 0 | 0 | 0 | 0 | 0 | 0 | 0 | 0 | 0 | 0 | 0 | 0 | 0 | 0 | 0 | 0
1315 | SCE | SCE-13-SW-005C | 12 Watt to < 13 Watt PAR30 LED replacing PAR30 Basecase, Total Watts = 3.42 x Msr Watts | 12 Watt to < 13 Watt PAR30 LED replacing PAR30 Basecase, Total Watts = 3.42 x Msr Watts | 0 | 0 | 0 | 0 | 14391.7808 | 14391.7808 | 0 | 0 | 0 | 0 | -14391.7808 | -14391.7808 | 0 | 0 | 14391.7808 | 0 | 0 | 0 | 0 | 0 | 0 | 0 | 0 | 0 | 0 | 0 | 0 | 0 | 0 | 0 | 0 | 0 | 0 | 0 | 0 | 0 | 0 | 0 | 0 | 0 | 0 | 0 | 0 | 0 | 0 | 0 | 0 | 0 | 0 | 0 | 0 | 0 | 0 | 0 | 0 | 0.013699 | 14391.7808 | 0 | 14391.7808 | 0 | 0 | 0 | 14391.7808 | 0 | 0 | 0 | 0 | 0 | 0 | 0 | 0 | 0 | 0 | 0 | 0 | 0 | 0 | 0 | 0 | 0 | 0 | 0 | 0 | 0 | 0 | 0 | 0 | 0 | 0 | 0 | 0 | 0 | 0 | 0 | 0 | 0 | 0
1316 | SCE | SCE-13-SW-005C | 13 Watt to < 14 Watt A-Lamp LED replacing A19 Basecase, Total Watts = 2.96 x Msr Watts | 13 Watt to < 14 Watt A-Lamp LED replacing A19 Basecase, Total Watts = 2.96 x Msr Watts | 0 | 0 | 0 | 0 | 14391.7808 | 14391.7808 | 0 | 0 | 0 | 0 | -14391.7808 | -14391.7808 | 0 | 0 | 14391.7808 | 0 | 0 | 0 | 0 | 0 | 0 | 0 | 0 | 0 | 0 | 0 | 0 | 0 | 0 | 0 | 0 | 0 | 0 | 0 | 0 | 0 | 0 | 0 | 0 | 0 | 0 | 0 | 0 | 0 | 0 | 0 | 0 | 0 | 0 | 0 | 0 | 0 | 0 | 0 | 0 | 0.013699 | 14391.7808 | 0 | 14391.7808 | 0 | 0 | 0 | 14391.7808 | 0 | 0 | 0 | 0 | 0 | 0 | 0 | 0 | 0 | 0 | 0 | 0 | 0 | 0 | 0 | 0 | 0 | 0 | 0 | 0 | 0 | 0 | 0 | 0 | 0 | 0 | 0 | 0 | 0 | 0 | 0 | 0 | 0 | 0
1317 | SCE | SCE-13-SW-005C | 13 Watt to < 14 Watt A-Lamp LED replacing A19 Basecase, Total Watts = 2.96 x Msr Watts | 13 Watt to < 14 Watt A-Lamp LED replacing A19 Basecase, Total Watts = 2.96 x Msr Watts | 0 | 0 | 0 | 0 | 14391.7808 | 14391.7808 | 0 | 0 | 0 | 0 | -14391.7808 | -14391.7808 | 0 | 0 | 14391.7808 | 0 | 0 | 0 | 0 | 0 | 0 | 0 | 0 | 0 | 0 | 0 | 0 | 0 | 0 | 0 | 0 | 0 | 0 | 0 | 0 | 0 | 0 | 0 | 0 | 0 | 0 | 0 | 0 | 0 | 0 | 0 | 0 | 0 | 0 | 0 | 0 | 0 | 0 | 0 | 0 | 0.013699 | 14391.7808 | 0 | 14391.7808 | 0 | 0 | 0 | 14391.7808 | 0 | 0 | 0 | 0 | 0 | 0 | 0 | 0 | 0 | 0 | 0 | 0 | 0 | 0 | 0 | 0 | 0 | 0 | 0 | 0 | 0 | 0 | 0 | 0 | 0 | 0 | 0 | 0 | 0 | 0 | 0 | 0 | 0 | 0
1318 | SCE | SCE-13-SW-005C | 13 Watt to < 14 Watt PAR30 LED replacing PAR30 Basecase, Total Watts = 3.42 x Msr Watts | 13 Watt to < 14 Watt PAR30 LED replacing PAR30 Basecase, Total Watts = 3.42 x Msr Watts | 0 | 0 | 0 | 0 | 14391.7808 | 14391.7808 | 0 | 0 | 0 | 0 | -14391.7808 | -14391.7808 | 0 | 0 | 14391.7808 | 0 | 0 | 0 | 0 | 0 | 0 | 0 | 0 | 0 | 0 | 0 | 0 | 0 | 0 | 0 | 0 | 0 | 0 | 0 | 0 | 0 | 0 | 0 | 0 | 0 | 0 | 0 | 0 | 0 | 0 | 0 | 0 | 0 | 0 | 0 | 0 | 0 | 0 | 0 | 0 | 0.013699 | 14391.7808 | 0 | 14391.7808 | 0 | 0 | 0 | 14391.7808 | 0 | 0 | 0 | 0 | 0 | 0 | 0 | 0 | 0 | 0 | 0 | 0 | 0 | 0 | 0 | 0 | 0 | 0 | 0 | 0 | 0 | 0 | 0 | 0 | 0 | 0 | 0 | 0 | 0 | 0 | 0 | 0 | 0 | 0
1319 | SCE | SCE-13-SW-005C | 13 Watt to < 14 Watt PAR30 LED replacing PAR30 Basecase, Total Watts = 3.42 x Msr Watts | 13 Watt to < 14 Watt PAR30 LED replacing PAR30 Basecase, Total Watts = 3.42 x Msr Watts | 0 | 0 | 0 | 0 | 14391.7808 | 14391.7808 | 0 | 0 | 0 | 0 | -14391.7808 | -14391.7808 | 0 | 0 | 14391.7808 | 0 | 0 | 0 | 0 | 0 | 0 | 0 | 0 | 0 | 0 | 0 | 0 | 0 | 0 | 0 | 0 | 0 | 0 | 0 | 0 | 0 | 0 | 0 | 0 | 0 | 0 | 0 | 0 | 0 | 0 | 0 | 0 | 0 | 0 | 0 | 0 | 0 | 0 | 0 | 0 | 0.013699 | 14391.7808 | 0 | 14391.7808 | 0 | 0 | 0 | 14391.7808 | 0 | 0 | 0 | 0 | 0 | 0 | 0 | 0 | 0 | 0 | 0 | 0 | 0 | 0 | 0 | 0 | 0 | 0 | 0 | 0 | 0 | 0 | 0 | 0 | 0 | 0 | 0 | 0 | 0 | 0 | 0 | 0 | 0 | 0
1320 | SCE | SCE-13-SW-005C | 14 Watt to < 15 Watt A-Lamp LED replacing A19 Basecase, Total Watts = 2.96 x Msr Watts | 14 Watt to < 15 Watt A-Lamp LED replacing A19 Basecase, Total Watts = 2.96 x Msr Watts | 0 | 0 | 0 | 0 | 14391.7808 | 14391.7808 | 0 | 0 | 0 | 0 | -14391.7808 | -14391.7808 | 0 | 0 | 14391.7808 | 0 | 0 | 0 | 0 | 0 | 0 | 0 | 0 | 0 | 0 | 0 | 0 | 0 | 0 | 0 | 0 | 0 | 0 | 0 | 0 | 0 | 0 | 0 | 0 | 0 | 0 | 0 | 0 | 0 | 0 | 0 | 0 | 0 | 0 | 0 | 0 | 0 | 0 | 0 | 0 | 0.013699 | 14391.7808 | 0 | 14391.7808 | 0 | 0 | 0 | 14391.7808 | 0 | 0 | 0 | 0 | 0 | 0 | 0 | 0 | 0 | 0 | 0 | 0 | 0 | 0 | 0 | 0 | 0 | 0 | 0 | 0 | 0 | 0 | 0 | 0 | 0 | 0 | 0 | 0 | 0 | 0 | 0 | 0 | 0 | 0
1321 | SCE | SCE-13-SW-005C | 14 Watt to < 15 Watt A-Lamp LED replacing A19 Basecase, Total Watts = 2.96 x Msr Watts | 14 Watt to < 15 Watt A-Lamp LED replacing A19 Basecase, Total Watts = 2.96 x Msr Watts | 0 | 0 | 0 | 0 | 14391.7808 | 14391.7808 | 0 | 0 | 0 | 0 | -14391.7808 | -14391.7808 | 0 | 0 | 14391.7808 | 0 | 0 | 0 | 0 | 0 | 0 | 0 | 0 | 0 | 0 | 0 | 0 | 0 | 0 | 0 | 0 | 0 | 0 | 0 | 0 | 0 | 0 | 0 | 0 | 0 | 0 | 0 | 0 | 0 | 0 | 0 | 0 | 0 | 0 | 0 | 0 | 0 | 0 | 0 | 0 | 0.013699 | 14391.7808 | 0 | 14391.7808 | 0 | 0 | 0 | 14391.7808 | 0 | 0 | 0 | 0 | 0 | 0 | 0 | 0 | 0 | 0 | 0 | 0 | 0 | 0 | 0 | 0 | 0 | 0 | 0 | 0 | 0 | 0 | 0 | 0 | 0 | 0 | 0 | 0 | 0 | 0 | 0 | 0 | 0 | 0
1322 | SCE | SCE-13-SW-005C | 14 Watt to < 15 Watt PAR30 LED replacing PAR30 Basecase, Total Watts = 3.42 x Msr Watts | 14 Watt to < 15 Watt PAR30 LED replacing PAR30 Basecase, Total Watts = 3.42 x Msr Watts | 0 | 0 | 0 | 0 | 14391.7808 | 14391.7808 | 0 | 0 | 0 | 0 | -14391.7808 | -14391.7808 | 0 | 0 | 14391.7808 | 0 | 0 | 0 | 0 | 0 | 0 | 0 | 0 | 0 | 0 | 0 | 0 | 0 | 0 | 0 | 0 | 0 | 0 | 0 | 0 | 0 | 0 | 0 | 0 | 0 | 0 | 0 | 0 | 0 | 0 | 0 | 0 | 0 | 0 | 0 | 0 | 0 | 0 | 0 | 0 | 0.013699 | 14391.7808 | 0 | 14391.7808 | 0 | 0 | 0 | 14391.7808 | 0 | 0 | 0 | 0 | 0 | 0 | 0 | 0 | 0 | 0 | 0 | 0 | 0 | 0 | 0 | 0 | 0 | 0 | 0 | 0 | 0 | 0 | 0 | 0 | 0 | 0 | 0 | 0 | 0 | 0 | 0 | 0 | 0 | 0
1323 | SCE | SCE-13-SW-005C | 14 Watt to < 15 Watt PAR30 LED replacing PAR30 Basecase, Total Watts = 3.42 x Msr Watts | 14 Watt to < 15 Watt PAR30 LED replacing PAR30 Basecase, Total Watts = 3.42 x Msr Watts | 0 | 0 | 0 | 0 | 14391.7808 | 14391.7808 | 0 | 0 | 0 | 0 | -14391.7808 | -14391.7808 | 0 | 0 | 14391.7808 | 0 | 0 | 0 | 0 | 0 | 0 | 0 | 0 | 0 | 0 | 0 | 0 | 0 | 0 | 0 | 0 | 0 | 0 | 0 | 0 | 0 | 0 | 0 | 0 | 0 | 0 | 0 | 0 | 0 | 0 | 0 | 0 | 0 | 0 | 0 | 0 | 0 | 0 | 0 | 0 | 0.013699 | 14391.7808 | 0 | 14391.7808 | 0 | 0 | 0 | 14391.7808 | 0 | 0 | 0 | 0 | 0 | 0 | 0 | 0 | 0 | 0 | 0 | 0 | 0 | 0 | 0 | 0 | 0 | 0 | 0 | 0 | 0 | 0 | 0 | 0 | 0 | 0 | 0 | 0 | 0 | 0 | 0 | 0 | 0 | 0
1324 | SCE | SCE-13-SW-005C | 15 Watt to < 16 Watt A-Lamp LED replacing A19 Basecase, Total Watts = 2.96 x Msr Watts | 15 Watt to < 16 Watt A-Lamp LED replacing A19 Basecase, Total Watts = 2.96 x Msr Watts | 0 | 0 | 0 | 0 | 14391.7808 | 14391.7808 | 0 | 0 | 0 | 0 | -14391.7808 | -14391.7808 | 0 | 0 | 14391.7808 | 0 | 0 | 0 | 0 | 0 | 0 | 0 | 0 | 0 | 0 | 0 | 0 | 0 | 0 | 0 | 0 | 0 | 0 | 0 | 0 | 0 | 0 | 0 | 0 | 0 | 0 | 0 | 0 | 0 | 0 | 0 | 0 | 0 | 0 | 0 | 0 | 0 | 0 | 0 | 0 | 0.013699 | 14391.7808 | 0 | 14391.7808 | 0 | 0 | 0 | 14391.7808 | 0 | 0 | 0 | 0 | 0 | 0 | 0 | 0 | 0 | 0 | 0 | 0 | 0 | 0 | 0 | 0 | 0 | 0 | 0 | 0 | 0 | 0 | 0 | 0 | 0 | 0 | 0 | 0 | 0 | 0 | 0 | 0 | 0 | 0
1325 | SCE | SCE-13-SW-005C | 15 Watt to < 16 Watt A-Lamp LED replacing A19 Basecase, Total Watts = 2.96 x Msr Watts | 15 Watt to < 16 Watt A-Lamp LED replacing A19 Basecase, Total Watts = 2.96 x Msr Watts | 0 | 0 | 0 | 0 | 14391.7808 | 14391.7808 | 0 | 0 | 0 | 0 | -14391.7808 | -14391.7808 | 0 | 0 | 14391.7808 | 0 | 0 | 0 | 0 | 0 | 0 | 0 | 0 | 0 | 0 | 0 | 0 | 0 | 0 | 0 | 0 | 0 | 0 | 0 | 0 | 0 | 0 | 0 | 0 | 0 | 0 | 0 | 0 | 0 | 0 | 0 | 0 | 0 | 0 | 0 | 0 | 0 | 0 | 0 | 0 | 0.013699 | 14391.7808 | 0 | 14391.7808 | 0 | 0 | 0 | 14391.7808 | 0 | 0 | 0 | 0 | 0 | 0 | 0 | 0 | 0 | 0 | 0 | 0 | 0 | 0 | 0 | 0 | 0 | 0 | 0 | 0 | 0 | 0 | 0 | 0 | 0 | 0 | 0 | 0 | 0 | 0 | 0 | 0 | 0 | 0
1326 | SCE | SCE-13-SW-005C | 15 Watt to < 16 Watt PAR30 LED replacing PAR30 Basecase, Total Watts = 3.42 x Msr Watts | 15 Watt to < 16 Watt PAR30 LED replacing PAR30 Basecase, Total Watts = 3.42 x Msr Watts | 0 | 0 | 0 | 0 | 14391.7808 | 14391.7808 | 0 | 0 | 0 | 0 | -14391.7808 | -14391.7808 | 0 | 0 | 14391.7808 | 0 | 0 | 0 | 0 | 0 | 0 | 0 | 0 | 0 | 0 | 0 | 0 | 0 | 0 | 0 | 0 | 0 | 0 | 0 | 0 | 0 | 0 | 0 | 0 | 0 | 0 | 0 | 0 | 0 | 0 | 0 | 0 | 0 | 0 | 0 | 0 | 0 | 0 | 0 | 0 | 0.013699 | 14391.7808 | 0 | 14391.7808 | 0 | 0 | 0 | 14391.7808 | 0 | 0 | 0 | 0 | 0 | 0 | 0 | 0 | 0 | 0 | 0 | 0 | 0 | 0 | 0 | 0 | 0 | 0 | 0 | 0 | 0 | 0 | 0 | 0 | 0 | 0 | 0 | 0 | 0 | 0 | 0 | 0 | 0 | 0
1327 | SCE | SCE-13-SW-005C | 15 Watt to < 16 Watt PAR30 LED replacing PAR30 Basecase, Total Watts = 3.42 x Msr Watts | 15 Watt to < 16 Watt PAR30 LED replacing PAR30 Basecase, Total Watts = 3.42 x Msr Watts | 0 | 0 | 0 | 0 | 14391.7808 | 14391.7808 | 0 | 0 | 0 | 0 | -14391.7808 | -14391.7808 | 0 | 0 | 14391.7808 | 0 | 0 | 0 | 0 | 0 | 0 | 0 | 0 | 0 | 0 | 0 | 0 | 0 | 0 | 0 | 0 | 0 | 0 | 0 | 0 | 0 | 0 | 0 | 0 | 0 | 0 | 0 | 0 | 0 | 0 | 0 | 0 | 0 | 0 | 0 | 0 | 0 | 0 | 0 | 0 | 0.013699 | 14391.7808 | 0 | 14391.7808 | 0 | 0 | 0 | 14391.7808 | 0 | 0 | 0 | 0 | 0 | 0 | 0 | 0 | 0 | 0 | 0 | 0 | 0 | 0 | 0 | 0 | 0 | 0 | 0 | 0 | 0 | 0 | 0 | 0 | 0 | 0 | 0 | 0 | 0 | 0 | 0 | 0 | 0 | 0
1328 | SCE | SCE-13-SW-005C | 16 Watt to < 17 Watt A-Lamp LED replacing A19 Basecase, Total Watts = 2.96 x Msr Watts | 16 Watt to < 17 Watt A-Lamp LED replacing A19 Basecase, Total Watts = 2.96 x Msr Watts | 0 | 0 | 0 | 0 | 14391.7808 | 14391.7808 | 0 | 0 | 0 | 0 | -14391.7808 | -14391.7808 | 0 | 0 | 14391.7808 | 0 | 0 | 0 | 0 | 0 | 0 | 0 | 0 | 0 | 0 | 0 | 0 | 0 | 0 | 0 | 0 | 0 | 0 | 0 | 0 | 0 | 0 | 0 | 0 | 0 | 0 | 0 | 0 | 0 | 0 | 0 | 0 | 0 | 0 | 0 | 0 | 0 | 0 | 0 | 0 | 0.013699 | 14391.7808 | 0 | 14391.7808 | 0 | 0 | 0 | 14391.7808 | 0 | 0 | 0 | 0 | 0 | 0 | 0 | 0 | 0 | 0 | 0 | 0 | 0 | 0 | 0 | 0 | 0 | 0 | 0 | 0 | 0 | 0 | 0 | 0 | 0 | 0 | 0 | 0 | 0 | 0 | 0 | 0 | 0 | 0
1329 | SCE | SCE-13-SW-005C | 16 Watt to < 17 Watt A-Lamp LED replacing A19 Basecase, Total Watts = 2.96 x Msr Watts | 16 Watt to < 17 Watt A-Lamp LED replacing A19 Basecase, Total Watts = 2.96 x Msr Watts | 0 | 0 | 0 | 0 | 14391.7808 | 14391.7808 | 0 | 0 | 0 | 0 | -14391.7808 | -14391.7808 | 0 | 0 | 14391.7808 | 0 | 0 | 0 | 0 | 0 | 0 | 0 | 0 | 0 | 0 | 0 | 0 | 0 | 0 | 0 | 0 | 0 | 0 | 0 | 0 | 0 | 0 | 0 | 0 | 0 | 0 | 0 | 0 | 0 | 0 | 0 | 0 | 0 | 0 | 0 | 0 | 0 | 0 | 0 | 0 | 0.013699 | 14391.7808 | 0 | 14391.7808 | 0 | 0 | 0 | 14391.7808 | 0 | 0 | 0 | 0 | 0 | 0 | 0 | 0 | 0 | 0 | 0 | 0 | 0 | 0 | 0 | 0 | 0 | 0 | 0 | 0 | 0 | 0 | 0 | 0 | 0 | 0 | 0 | 0 | 0 | 0 | 0 | 0 | 0 | 0
1330 | SCE | SCE-13-SW-005C | 45 Watt Integral Spiral CFL replacing Incandescent Average Watts = 156.15 | 45 Watt Integral Spiral CFL replacing Incandescent Average Watts = 156.15 | 0 | 0 | 0 | 0 | 14391.7808 | 14391.7808 | 0 | 0 | 0 | 0 | -14391.7808 | -14391.7808 | 0 | 0 | 14391.7808 | 0 | 0 | 0 | 0 | 0 | 0 | 0 | 0 | 0 | 0 | 0 | 0 | 0 | 0 | 0 | 0 | 0 | 0 | 0 | 0 | 0 | 0 | 0 | 0 | 0 | 0 | 0 | 0 | 0 | 0 | 0 | 0 | 0 | 0 | 0 | 0 | 0 | 0 | 0 | 0 | 0.013699 | 14391.7808 | 0 | 14391.7808 | 0 | 0 | 0 | 14391.7808 | 0 | 0 | 0 | 0 | 0 | 0 | 0 | 0 | 0 | 0 | 0 | 0 | 0 | 0 | 0 | 0 | 0 | 0 | 0 | 0 | 0 | 0 | 0 | 0 | 0 | 0 | 0 | 0 | 0 | 0 | 0 | 0 | 0 | 0
1331 | SCE | SCE-13-SW-005C | 45 Watt Integral Spiral CFL replacing Incandescent Average Watts = 156.15 | 45 Watt Integral Spiral CFL replacing Incandescent Average Watts = 156.15 | 0 | 0 | 0 | 0 | 14391.7808 | 14391.7808 | 0 | 0 | 0 | 0 | -14391.7808 | -14391.7808 | 0 | 0 | 14391.7808 | 0 | 0 | 0 | 0 | 0 | 0 | 0 | 0 | 0 | 0 | 0 | 0 | 0 | 0 | 0 | 0 | 0 | 0 | 0 | 0 | 0 | 0 | 0 | 0 | 0 | 0 | 0 | 0 | 0 | 0 | 0 | 0 | 0 | 0 | 0 | 0 | 0 | 0 | 0 | 0 | 0.013699 | 14391.7808 | 0 | 14391.7808 | 0 | 0 | 0 | 14391.7808 | 0 | 0 | 0 | 0 | 0 | 0 | 0 | 0 | 0 | 0 | 0 | 0 | 0 | 0 | 0 | 0 | 0 | 0 | 0 | 0 | 0 | 0 | 0 | 0 | 0 | 0 | 0 | 0 | 0 | 0 | 0 | 0 | 0 | 0
1332 | SCE | SCE-13-SW-005C | 42 Watt Integral Spiral CFL replacing Non-Refl CFL Base Case, Total Watts = 2.48 x Msr Watts | 42 Watt Integral Spiral CFL replacing Non-Refl CFL Base Case, Total Watts = 2.48 x Msr Watts | 0 | 0 | 0 | 0 | 14391.7808 | 14391.7808 | 0 | 0 | 0 | 0 | -14391.7808 | -14391.7808 | 0 | 0 | 14391.7808 | 0 | 0 | 0 | 0 | 0 | 0 | 0 | 0 | 0 | 0 | 0 | 0 | 0 | 0 | 0 | 0 | 0 | 0 | 0 | 0 | 0 | 0 | 0 | 0 | 0 | 0 | 0 | 0 | 0 | 0 | 0 | 0 | 0 | 0 | 0 | 0 | 0 | 0 | 0 | 0 | 0.013699 | 14391.7808 | 0 | 14391.7808 | 0 | 0 | 0 | 14391.7808 | 0 | 0 | 0 | 0 | 0 | 0 | 0 | 0 | 0 | 0 | 0 | 0 | 0 | 0 | 0 | 0 | 0 | 0 | 0 | 0 | 0 | 0 | 0 | 0 | 0 | 0 | 0 | 0 | 0 | 0 | 0 | 0 | 0 | 0
1333 | SCE | SCE-13-SW-005C | 42 Watt Integral Spiral CFL replacing Com CFL Base Case, Total Watts = 3.57 x Msr Watts | 42 Watt Integral Spiral CFL replacing Com CFL Base Case, Total Watts = 3.57 x Msr Watts | 0 | 0 | 0 | 0 | 14391.7808 | 14391.7808 | 0 | 0 | 0 | 0 | -14391.7808 | -14391.7808 | 0 | 0 | 14391.7808 | 0 | 0 | 0 | 0 | 0 | 0 | 0 | 0 | 0 | 0 | 0 | 0 | 0 | 0 | 0 | 0 | 0 | 0 | 0 | 0 | 0 | 0 | 0 | 0 | 0 | 0 | 0 | 0 | 0 | 0 | 0 | 0 | 0 | 0 | 0 | 0 | 0 | 0 | 0 | 0 | 0.013699 | 14391.7808 | 0 | 14391.7808 | 0 | 0 | 0 | 14391.7808 | 0 | 0 | 0 | 0 | 0 | 0 | 0 | 0 | 0 | 0 | 0 | 0 | 0 | 0 | 0 | 0 | 0 | 0 | 0 | 0 | 0 | 0 | 0 | 0 | 0 | 0 | 0 | 0 | 0 | 0 | 0 | 0 | 0 | 0
1334 | SCE | SCE-13-SW-005C | 32 Watt Integral Spiral CFL replacing Non-Refl CFL Base Case, Total Watts = 2.48 x Msr Watts | 32 Watt Integral Spiral CFL replacing Non-Refl CFL Base Case, Total Watts = 2.48 x Msr Watts | 0 | 0 | 0 | 0 | 14391.7808 | 14391.7808 | 0 | 0 | 0 | 0 | -14391.7808 | -14391.7808 | 0 | 0 | 14391.7808 | 0 | 0 | 0 | 0 | 0 | 0 | 0 | 0 | 0 | 0 | 0 | 0 | 0 | 0 | 0 | 0 | 0 | 0 | 0 | 0 | 0 | 0 | 0 | 0 | 0 | 0 | 0 | 0 | 0 | 0 | 0 | 0 | 0 | 0 | 0 | 0 | 0 | 0 | 0 | 0 | 0.013699 | 14391.7808 | 0 | 14391.7808 | 0 | 0 | 0 | 14391.7808 | 0 | 0 | 0 | 0 | 0 | 0 | 0 | 0 | 0 | 0 | 0 | 0 | 0 | 0 | 0 | 0 | 0 | 0 | 0 | 0 | 0 | 0 | 0 | 0 | 0 | 0 | 0 | 0 | 0 | 0 | 0 | 0 | 0 | 0
1335 | SCE | SCE-13-SW-005C | 32 Watt Integral Spiral CFL replacing Com CFL Base Case, Total Watts = 3.57 x Msr Watts | 32 Watt Integral Spiral CFL replacing Com CFL Base Case, Total Watts = 3.57 x Msr Watts | 0 | 0 | 0 | 0 | 14391.7808 | 14391.7808 | 0 | 0 | 0 | 0 | -14391.7808 | -14391.7808 | 0 | 0 | 14391.7808 | 0 | 0 | 0 | 0 | 0 | 0 | 0 | 0 | 0 | 0 | 0 | 0 | 0 | 0 | 0 | 0 | 0 | 0 | 0 | 0 | 0 | 0 | 0 | 0 | 0 | 0 | 0 | 0 | 0 | 0 | 0 | 0 | 0 | 0 | 0 | 0 | 0 | 0 | 0 | 0 | 0.013699 | 14391.7808 | 0 | 14391.7808 | 0 | 0 | 0 | 14391.7808 | 0 | 0 | 0 | 0 | 0 | 0 | 0 | 0 | 0 | 0 | 0 | 0 | 0 | 0 | 0 | 0 | 0 | 0 | 0 | 0 | 0 | 0 | 0 | 0 | 0 | 0 | 0 | 0 | 0 | 0 | 0 | 0 | 0 | 0
1336 | SCE | SCE-13-SW-005C | 10 Watt to < 11 Watt PAR30 LED replacing PAR30 Basecase, Total Watts = 3.42 x Msr Watts | 10 Watt to < 11 Watt PAR30 LED replacing PAR30 Basecase, Total Watts = 3.42 x Msr Watts | 0 | 0 | 0 | 0 | 14391.7808 | 14391.7808 | 0 | 0 | 0 | 0 | -14391.7808 | -14391.7808 | 0 | 0 | 14391.7808 | 0 | 0 | 0 | 0 | 0 | 0 | 0 | 0 | 0 | 0 | 0 | 0 | 0 | 0 | 0 | 0 | 0 | 0 | 0 | 0 | 0 | 0 | 0 | 0 | 0 | 0 | 0 | 0 | 0 | 0 | 0 | 0 | 0 | 0 | 0 | 0 | 0 | 0 | 0 | 0 | 0.013699 | 14391.7808 | 0 | 14391.7808 | 0 | 0 | 0 | 14391.7808 | 0 | 0 | 0 | 0 | 0 | 0 | 0 | 0 | 0 | 0 | 0 | 0 | 0 | 0 | 0 | 0 | 0 | 0 | 0 | 0 | 0 | 0 | 0 | 0 | 0 | 0 | 0 | 0 | 0 | 0 | 0 | 0 | 0 | 0
1337 | SCE | SCE-13-SW-005C | 10 Watt to < 11 Watt PAR30 LED replacing PAR30 Basecase, Total Watts = 3.42 x Msr Watts | 10 Watt to < 11 Watt PAR30 LED replacing PAR30 Basecase, Total Watts = 3.42 x Msr Watts | 0 | 0 | 0 | 0 | 14391.7808 | 14391.7808 | 0 | 0 | 0 | 0 | -14391.7808 | -14391.7808 | 0 | 0 | 14391.7808 | 0 | 0 | 0 | 0 | 0 | 0 | 0 | 0 | 0 | 0 | 0 | 0 | 0 | 0 | 0 | 0 | 0 | 0 | 0 | 0 | 0 | 0 | 0 | 0 | 0 | 0 | 0 | 0 | 0 | 0 | 0 | 0 | 0 | 0 | 0 | 0 | 0 | 0 | 0 | 0 | 0.013699 | 14391.7808 | 0 | 14391.7808 | 0 | 0 | 0 | 14391.7808 | 0 | 0 | 0 | 0 | 0 | 0 | 0 | 0 | 0 | 0 | 0 | 0 | 0 | 0 | 0 | 0 | 0 | 0 | 0 | 0 | 0 | 0 | 0 | 0 | 0 | 0 | 0 | 0 | 0 | 0 | 0 | 0 | 0 | 0
1338 | SCE | SCE-13-SW-005C | 11 Watt to < 12 Watt PAR30 LED replacing PAR30 Basecase, Total Watts = 3.42 x Msr Watts | 11 Watt to < 12 Watt PAR30 LED replacing PAR30 Basecase, Total Watts = 3.42 x Msr Watts | 0 | 0 | 0 | 0 | 14391.7808 | 14391.7808 | 0 | 0 | 0 | 0 | -14391.7808 | -14391.7808 | 0 | 0 | 14391.7808 | 0 | 0 | 0 | 0 | 0 | 0 | 0 | 0 | 0 | 0 | 0 | 0 | 0 | 0 | 0 | 0 | 0 | 0 | 0 | 0 | 0 | 0 | 0 | 0 | 0 | 0 | 0 | 0 | 0 | 0 | 0 | 0 | 0 | 0 | 0 | 0 | 0 | 0 | 0 | 0 | 0.013699 | 14391.7808 | 0 | 14391.7808 | 0 | 0 | 0 | 14391.7808 | 0 | 0 | 0 | 0 | 0 | 0 | 0 | 0 | 0 | 0 | 0 | 0 | 0 | 0 | 0 | 0 | 0 | 0 | 0 | 0 | 0 | 0 | 0 | 0 | 0 | 0 | 0 | 0 | 0 | 0 | 0 | 0 | 0 | 0
1339 | SCE | SCE-13-SW-005C | 11 Watt to < 12 Watt PAR30 LED replacing PAR30 Basecase, Total Watts = 3.42 x Msr Watts | 11 Watt to < 12 Watt PAR30 LED replacing PAR30 Basecase, Total Watts = 3.42 x Msr Watts | 0 | 0 | 0 | 0 | 14391.7808 | 14391.7808 | 0 | 0 | 0 | 0 | -14391.7808 | -14391.7808 | 0 | 0 | 14391.7808 | 0 | 0 | 0 | 0 | 0 | 0 | 0 | 0 | 0 | 0 | 0 | 0 | 0 | 0 | 0 | 0 | 0 | 0 | 0 | 0 | 0 | 0 | 0 | 0 | 0 | 0 | 0 | 0 | 0 | 0 | 0 | 0 | 0 | 0 | 0 | 0 | 0 | 0 | 0 | 0 | 0.013699 | 14391.7808 | 0 | 14391.7808 | 0 | 0 | 0 | 14391.7808 | 0 | 0 | 0 | 0 | 0 | 0 | 0 | 0 | 0 | 0 | 0 | 0 | 0 | 0 | 0 | 0 | 0 | 0 | 0 | 0 | 0 | 0 | 0 | 0 | 0 | 0 | 0 | 0 | 0 | 0 | 0 | 0 | 0 | 0
1340 | SCE | SCE-13-SW-005C | 12 Watt to < 13 Watt PAR30 LED replacing PAR30 Basecase, Total Watts = 3.42 x Msr Watts | 12 Watt to < 13 Watt PAR30 LED replacing PAR30 Basecase, Total Watts = 3.42 x Msr Watts | 0 | 0 | 0 | 0 | 14391.7808 | 14391.7808 | 0 | 0 | 0 | 0 | -14391.7808 | -14391.7808 | 0 | 0 | 14391.7808 | 0 | 0 | 0 | 0 | 0 | 0 | 0 | 0 | 0 | 0 | 0 | 0 | 0 | 0 | 0 | 0 | 0 | 0 | 0 | 0 | 0 | 0 | 0 | 0 | 0 | 0 | 0 | 0 | 0 | 0 | 0 | 0 | 0 | 0 | 0 | 0 | 0 | 0 | 0 | 0 | 0.013699 | 14391.7808 | 0 | 14391.7808 | 0 | 0 | 0 | 14391.7808 | 0 | 0 | 0 | 0 | 0 | 0 | 0 | 0 | 0 | 0 | 0 | 0 | 0 | 0 | 0 | 0 | 0 | 0 | 0 | 0 | 0 | 0 | 0 | 0 | 0 | 0 | 0 | 0 | 0 | 0 | 0 | 0 | 0 | 0
1341 | SCE | SCE-13-SW-005C | 12 Watt to < 13 Watt PAR30 LED replacing PAR30 Basecase, Total Watts = 3.42 x Msr Watts | 12 Watt to < 13 Watt PAR30 LED replacing PAR30 Basecase, Total Watts = 3.42 x Msr Watts | 0 | 0 | 0 | 0 | 14391.7808 | 14391.7808 | 0 | 0 | 0 | 0 | -14391.7808 | -14391.7808 | 0 | 0 | 14391.7808 | 0 | 0 | 0 | 0 | 0 | 0 | 0 | 0 | 0 | 0 | 0 | 0 | 0 | 0 | 0 | 0 | 0 | 0 | 0 | 0 | 0 | 0 | 0 | 0 | 0 | 0 | 0 | 0 | 0 | 0 | 0 | 0 | 0 | 0 | 0 | 0 | 0 | 0 | 0 | 0 | 0.013699 | 14391.7808 | 0 | 14391.7808 | 0 | 0 | 0 | 14391.7808 | 0 | 0 | 0 | 0 | 0 | 0 | 0 | 0 | 0 | 0 | 0 | 0 | 0 | 0 | 0 | 0 | 0 | 0 | 0 | 0 | 0 | 0 | 0 | 0 | 0 | 0 | 0 | 0 | 0 | 0 | 0 | 0 | 0 | 0
1342 | SCE | SCE-13-SW-005C | 13 Watt to < 14 Watt PAR30 LED replacing PAR30 Basecase, Total Watts = 3.42 x Msr Watts | 13 Watt to < 14 Watt PAR30 LED replacing PAR30 Basecase, Total Watts = 3.42 x Msr Watts | 0 | 0 | 0 | 0 | 14391.7808 | 14391.7808 | 0 | 0 | 0 | 0 | -14391.7808 | -14391.7808 | 0 | 0 | 14391.7808 | 0 | 0 | 0 | 0 | 0 | 0 | 0 | 0 | 0 | 0 | 0 | 0 | 0 | 0 | 0 | 0 | 0 | 0 | 0 | 0 | 0 | 0 | 0 | 0 | 0 | 0 | 0 | 0 | 0 | 0 | 0 | 0 | 0 | 0 | 0 | 0 | 0 | 0 | 0 | 0 | 0.013699 | 14391.7808 | 0 | 14391.7808 | 0 | 0 | 0 | 14391.7808 | 0 | 0 | 0 | 0 | 0 | 0 | 0 | 0 | 0 | 0 | 0 | 0 | 0 | 0 | 0 | 0 | 0 | 0 | 0 | 0 | 0 | 0 | 0 | 0 | 0 | 0 | 0 | 0 | 0 | 0 | 0 | 0 | 0 | 0
1343 | SCE | SCE-13-SW-005C | 13 Watt to < 14 Watt PAR30 LED replacing PAR30 Basecase, Total Watts = 3.42 x Msr Watts | 13 Watt to < 14 Watt PAR30 LED replacing PAR30 Basecase, Total Watts = 3.42 x Msr Watts | 0 | 0 | 0 | 0 | 14391.7808 | 14391.7808 | 0 | 0 | 0 | 0 | -14391.7808 | -14391.7808 | 0 | 0 | 14391.7808 | 0 | 0 | 0 | 0 | 0 | 0 | 0 | 0 | 0 | 0 | 0 | 0 | 0 | 0 | 0 | 0 | 0 | 0 | 0 | 0 | 0 | 0 | 0 | 0 | 0 | 0 | 0 | 0 | 0 | 0 | 0 | 0 | 0 | 0 | 0 | 0 | 0 | 0 | 0 | 0 | 0.013699 | 14391.7808 | 0 | 14391.7808 | 0 | 0 | 0 | 14391.7808 | 0 | 0 | 0 | 0 | 0 | 0 | 0 | 0 | 0 | 0 | 0 | 0 | 0 | 0 | 0 | 0 | 0 | 0 | 0 | 0 | 0 | 0 | 0 | 0 | 0 | 0 | 0 | 0 | 0 | 0 | 0 | 0 | 0 | 0
1344 | SCE | SCE-13-SW-005C | 14 Watt to < 15 Watt PAR30 LED replacing PAR30 Basecase, Total Watts = 3.42 x Msr Watts | 14 Watt to < 15 Watt PAR30 LED replacing PAR30 Basecase, Total Watts = 3.42 x Msr Watts | 0 | 0 | 0 | 0 | 14391.7808 | 14391.7808 | 0 | 0 | 0 | 0 | -14391.7808 | -14391.7808 | 0 | 0 | 14391.7808 | 0 | 0 | 0 | 0 | 0 | 0 | 0 | 0 | 0 | 0 | 0 | 0 | 0 | 0 | 0 | 0 | 0 | 0 | 0 | 0 | 0 | 0 | 0 | 0 | 0 | 0 | 0 | 0 | 0 | 0 | 0 | 0 | 0 | 0 | 0 | 0 | 0 | 0 | 0 | 0 | 0.013699 | 14391.7808 | 0 | 14391.7808 | 0 | 0 | 0 | 14391.7808 | 0 | 0 | 0 | 0 | 0 | 0 | 0 | 0 | 0 | 0 | 0 | 0 | 0 | 0 | 0 | 0 | 0 | 0 | 0 | 0 | 0 | 0 | 0 | 0 | 0 | 0 | 0 | 0 | 0 | 0 | 0 | 0 | 0 | 0
1345 | SCE | SCE-13-SW-005C | 14 Watt to < 15 Watt PAR30 LED replacing PAR30 Basecase, Total Watts = 3.42 x Msr Watts | 14 Watt to < 15 Watt PAR30 LED replacing PAR30 Basecase, Total Watts = 3.42 x Msr Watts | 0 | 0 | 0 | 0 | 14391.7808 | 14391.7808 | 0 | 0 | 0 | 0 | -14391.7808 | -14391.7808 | 0 | 0 | 14391.7808 | 0 | 0 | 0 | 0 | 0 | 0 | 0 | 0 | 0 | 0 | 0 | 0 | 0 | 0 | 0 | 0 | 0 | 0 | 0 | 0 | 0 | 0 | 0 | 0 | 0 | 0 | 0 | 0 | 0 | 0 | 0 | 0 | 0 | 0 | 0 | 0 | 0 | 0 | 0 | 0 | 0.013699 | 14391.7808 | 0 | 14391.7808 | 0 | 0 | 0 | 14391.7808 | 0 | 0 | 0 | 0 | 0 | 0 | 0 | 0 | 0 | 0 | 0 | 0 | 0 | 0 | 0 | 0 | 0 | 0 | 0 | 0 | 0 | 0 | 0 | 0 | 0 | 0 | 0 | 0 | 0 | 0 | 0 | 0 | 0 | 0
1346 | SCE | SCE-13-SW-005C | 15 Watt to < 16 Watt PAR30 LED replacing PAR30 Basecase, Total Watts = 3.42 x Msr Watts | 15 Watt to < 16 Watt PAR30 LED replacing PAR30 Basecase, Total Watts = 3.42 x Msr Watts | 0 | 0 | 0 | 0 | 14391.7808 | 14391.7808 | 0 | 0 | 0 | 0 | -14391.7808 | -14391.7808 | 0 | 0 | 14391.7808 | 0 | 0 | 0 | 0 | 0 | 0 | 0 | 0 | 0 | 0 | 0 | 0 | 0 | 0 | 0 | 0 | 0 | 0 | 0 | 0 | 0 | 0 | 0 | 0 | 0 | 0 | 0 | 0 | 0 | 0 | 0 | 0 | 0 | 0 | 0 | 0 | 0 | 0 | 0 | 0 | 0.013699 | 14391.7808 | 0 | 14391.7808 | 0 | 0 | 0 | 14391.7808 | 0 | 0 | 0 | 0 | 0 | 0 | 0 | 0 | 0 | 0 | 0 | 0 | 0 | 0 | 0 | 0 | 0 | 0 | 0 | 0 | 0 | 0 | 0 | 0 | 0 | 0 | 0 | 0 | 0 | 0 | 0 | 0 | 0 | 0
1347 | SCE | SCE-13-SW-005C | 15 Watt to < 16 Watt PAR30 LED replacing PAR30 Basecase, Total Watts = 3.42 x Msr Watts | 15 Watt to < 16 Watt PAR30 LED replacing PAR30 Basecase, Total Watts = 3.42 x Msr Watts | 0 | 0 | 0 | 0 | 14391.7808 | 14391.7808 | 0 | 0 | 0 | 0 | -14391.7808 | -14391.7808 | 0 | 0 | 14391.7808 | 0 | 0 | 0 | 0 | 0 | 0 | 0 | 0 | 0 | 0 | 0 | 0 | 0 | 0 | 0 | 0 | 0 | 0 | 0 | 0 | 0 | 0 | 0 | 0 | 0 | 0 | 0 | 0 | 0 | 0 | 0 | 0 | 0 | 0 | 0 | 0 | 0 | 0 | 0 | 0 | 0.013699 | 14391.7808 | 0 | 14391.7808 | 0 | 0 | 0 | 14391.7808 | 0 | 0 | 0 | 0 | 0 | 0 | 0 | 0 | 0 | 0 | 0 | 0 | 0 | 0 | 0 | 0 | 0 | 0 | 0 | 0 | 0 | 0 | 0 | 0 | 0 | 0 | 0 | 0 | 0 | 0 | 0 | 0 | 0 | 0
1348 | SCE | SCE-13-SW-005C | 8 Watt to < 9 Watt PAR20 LED replacing PAR20 Basecase, Total Watts = 4.7 x Msr Watts | 8 Watt to < 9 Watt PAR20 LED replacing PAR20 Basecase, Total Watts = 4.7 x Msr Watts | 0 | 0 | 0 | 0 | 14391.7808 | 14391.7808 | 0 | 0 | 0 | 0 | -14391.7808 | -14391.7808 | 0 | 0 | 14391.7808 | 0 | 0 | 0 | 0 | 0 | 0 | 0 | 0 | 0 | 0 | 0 | 0 | 0 | 0 | 0 | 0 | 0 | 0 | 0 | 0 | 0 | 0 | 0 | 0 | 0 | 0 | 0 | 0 | 0 | 0 | 0 | 0 | 0 | 0 | 0 | 0 | 0 | 0 | 0 | 0 | 0.013699 | 14391.7808 | 0 | 14391.7808 | 0 | 0 | 0 | 14391.7808 | 0 | 0 | 0 | 0 | 0 | 0 | 0 | 0 | 0 | 0 | 0 | 0 | 0 | 0 | 0 | 0 | 0 | 0 | 0 | 0 | 0 | 0 | 0 | 0 | 0 | 0 | 0 | 0 | 0 | 0 | 0 | 0 | 0 | 0
1349 | SCE | SCE-13-SW-005C | 8 Watt to < 9 Watt A-Lamp LED replacing A19 Basecase, Total Watts = 2.96 x Msr Watts | 8 Watt to < 9 Watt A-Lamp LED replacing A19 Basecase, Total Watts = 2.96 x Msr Watts | 0 | 0 | 0 | 0 | 14391.7808 | 14391.7808 | 0 | 0 | 0 | 0 | -14391.7808 | -14391.7808 | 0 | 0 | 14391.7808 | 0 | 0 | 0 | 0 | 0 | 0 | 0 | 0 | 0 | 0 | 0 | 0 | 0 | 0 | 0 | 0 | 0 | 0 | 0 | 0 | 0 | 0 | 0 | 0 | 0 | 0 | 0 | 0 | 0 | 0 | 0 | 0 | 0 | 0 | 0 | 0 | 0 | 0 | 0 | 0 | 0.013699 | 14391.7808 | 0 | 14391.7808 | 0 | 0 | 0 | 14391.7808 | 0 | 0 | 0 | 0 | 0 | 0 | 0 | 0 | 0 | 0 | 0 | 0 | 0 | 0 | 0 | 0 | 0 | 0 | 0 | 0 | 0 | 0 | 0 | 0 | 0 | 0 | 0 | 0 | 0 | 0 | 0 | 0 | 0 | 0
1350 | SCE | SCE-13-SW-005C | 8 Watt to < 9 Watt A-Lamp LED replacing A19 Basecase, Total Watts = 2.96 x Msr Watts | 8 Watt to < 9 Watt A-Lamp LED replacing A19 Basecase, Total Watts = 2.96 x Msr Watts | 0 | 0 | 0 | 0 | 14391.7808 | 14391.7808 | 0 | 0 | 0 | 0 | -14391.7808 | -14391.7808 | 0 | 0 | 14391.7808 | 0 | 0 | 0 | 0 | 0 | 0 | 0 | 0 | 0 | 0 | 0 | 0 | 0 | 0 | 0 | 0 | 0 | 0 | 0 | 0 | 0 | 0 | 0 | 0 | 0 | 0 | 0 | 0 | 0 | 0 | 0 | 0 | 0 | 0 | 0 | 0 | 0 | 0 | 0 | 0 | 0.013699 | 14391.7808 | 0 | 14391.7808 | 0 | 0 | 0 | 14391.7808 | 0 | 0 | 0 | 0 | 0 | 0 | 0 | 0 | 0 | 0 | 0 | 0 | 0 | 0 | 0 | 0 | 0 | 0 | 0 | 0 | 0 | 0 | 0 | 0 | 0 | 0 | 0 | 0 | 0 | 0 | 0 | 0 | 0 | 0
1351 | SCE | SCE-13-SW-005C | 9 Watt to < 10 Watt A-Lamp LED replacing A19 Basecase, Total Watts = 2.96 x Msr Watts | 9 Watt to < 10 Watt A-Lamp LED replacing A19 Basecase, Total Watts = 2.96 x Msr Watts | 0 | 0 | 0 | 0 | 14391.7808 | 14391.7808 | 0 | 0 | 0 | 0 | -14391.7808 | -14391.7808 | 0 | 0 | 14391.7808 | 0 | 0 | 0 | 0 | 0 | 0 | 0 | 0 | 0 | 0 | 0 | 0 | 0 | 0 | 0 | 0 | 0 | 0 | 0 | 0 | 0 | 0 | 0 | 0 | 0 | 0 | 0 | 0 | 0 | 0 | 0 | 0 | 0 | 0 | 0 | 0 | 0 | 0 | 0 | 0 | 0.013699 | 14391.7808 | 0 | 14391.7808 | 0 | 0 | 0 | 14391.7808 | 0 | 0 | 0 | 0 | 0 | 0 | 0 | 0 | 0 | 0 | 0 | 0 | 0 | 0 | 0 | 0 | 0 | 0 | 0 | 0 | 0 | 0 | 0 | 0 | 0 | 0 | 0 | 0 | 0 | 0 | 0 | 0 | 0 | 0
1352 | SCE | SCE-13-SW-005C | 9 Watt to < 10 Watt A-Lamp LED replacing A19 Basecase, Total Watts = 2.96 x Msr Watts | 9 Watt to < 10 Watt A-Lamp LED replacing A19 Basecase, Total Watts = 2.96 x Msr Watts | 0 | 0 | 0 | 0 | 14391.7808 | 14391.7808 | 0 | 0 | 0 | 0 | -14391.7808 | -14391.7808 | 0 | 0 | 14391.7808 | 0 | 0 | 0 | 0 | 0 | 0 | 0 | 0 | 0 | 0 | 0 | 0 | 0 | 0 | 0 | 0 | 0 | 0 | 0 | 0 | 0 | 0 | 0 | 0 | 0 | 0 | 0 | 0 | 0 | 0 | 0 | 0 | 0 | 0 | 0 | 0 | 0 | 0 | 0 | 0 | 0.013699 | 14391.7808 | 0 | 14391.7808 | 0 | 0 | 0 | 14391.7808 | 0 | 0 | 0 | 0 | 0 | 0 | 0 | 0 | 0 | 0 | 0 | 0 | 0 | 0 | 0 | 0 | 0 | 0 | 0 | 0 | 0 | 0 | 0 | 0 | 0 | 0 | 0 | 0 | 0 | 0 | 0 | 0 | 0 | 0
1353 | SCE | SCE-13-SW-005C | 10 Watt to < 11 Watt A-Lamp LED replacing A19 Basecase, Total Watts = 2.96 x Msr Watts | 10 Watt to < 11 Watt A-Lamp LED replacing A19 Basecase, Total Watts = 2.96 x Msr Watts | 0 | 0 | 0 | 0 | 14391.7808 | 14391.7808 | 0 | 0 | 0 | 0 | -14391.7808 | -14391.7808 | 0 | 0 | 14391.7808 | 0 | 0 | 0 | 0 | 0 | 0 | 0 | 0 | 0 | 0 | 0 | 0 | 0 | 0 | 0 | 0 | 0 | 0 | 0 | 0 | 0 | 0 | 0 | 0 | 0 | 0 | 0 | 0 | 0 | 0 | 0 | 0 | 0 | 0 | 0 | 0 | 0 | 0 | 0 | 0 | 0.013699 | 14391.7808 | 0 | 14391.7808 | 0 | 0 | 0 | 14391.7808 | 0 | 0 | 0 | 0 | 0 | 0 | 0 | 0 | 0 | 0 | 0 | 0 | 0 | 0 | 0 | 0 | 0 | 0 | 0 | 0 | 0 | 0 | 0 | 0 | 0 | 0 | 0 | 0 | 0 | 0 | 0 | 0 | 0 | 0
1354 | SCE | SCE-13-SW-005C | 10 Watt to < 11 Watt A-Lamp LED replacing A19 Basecase, Total Watts = 2.96 x Msr Watts | 10 Watt to < 11 Watt A-Lamp LED replacing A19 Basecase, Total Watts = 2.96 x Msr Watts | 0 | 0 | 0 | 0 | 14391.7808 | 14391.7808 | 0 | 0 | 0 | 0 | -14391.7808 | -14391.7808 | 0 | 0 | 14391.7808 | 0 | 0 | 0 | 0 | 0 | 0 | 0 | 0 | 0 | 0 | 0 | 0 | 0 | 0 | 0 | 0 | 0 | 0 | 0 | 0 | 0 | 0 | 0 | 0 | 0 | 0 | 0 | 0 | 0 | 0 | 0 | 0 | 0 | 0 | 0 | 0 | 0 | 0 | 0 | 0 | 0.013699 | 14391.7808 | 0 | 14391.7808 | 0 | 0 | 0 | 14391.7808 | 0 | 0 | 0 | 0 | 0 | 0 | 0 | 0 | 0 | 0 | 0 | 0 | 0 | 0 | 0 | 0 | 0 | 0 | 0 | 0 | 0 | 0 | 0 | 0 | 0 | 0 | 0 | 0 | 0 | 0 | 0 | 0 | 0 | 0
1355 | SCE | SCE-13-SW-005C | 12 Watt to < 13 Watt A-Lamp LED replacing A19 Basecase, Total Watts = 2.96 x Msr Watts | 12 Watt to < 13 Watt A-Lamp LED replacing A19 Basecase, Total Watts = 2.96 x Msr Watts | 0 | 0 | 0 | 0 | 14391.7808 | 14391.7808 | 0 | 0 | 0 | 0 | -14391.7808 | -14391.7808 | 0 | 0 | 14391.7808 | 0 | 0 | 0 | 0 | 0 | 0 | 0 | 0 | 0 | 0 | 0 | 0 | 0 | 0 | 0 | 0 | 0 | 0 | 0 | 0 | 0 | 0 | 0 | 0 | 0 | 0 | 0 | 0 | 0 | 0 | 0 | 0 | 0 | 0 | 0 | 0 | 0 | 0 | 0 | 0 | 0.013699 | 14391.7808 | 0 | 14391.7808 | 0 | 0 | 0 | 14391.7808 | 0 | 0 | 0 | 0 | 0 | 0 | 0 | 0 | 0 | 0 | 0 | 0 | 0 | 0 | 0 | 0 | 0 | 0 | 0 | 0 | 0 | 0 | 0 | 0 | 0 | 0 | 0 | 0 | 0 | 0 | 0 | 0 | 0 | 0
1356 | SCE | SCE-13-SW-005C | 12 Watt to < 13 Watt A-Lamp LED replacing A19 Basecase, Total Watts = 2.96 x Msr Watts | 12 Watt to < 13 Watt A-Lamp LED replacing A19 Basecase, Total Watts = 2.96 x Msr Watts | 0 | 0 | 0 | 0 | 14391.7808 | 14391.7808 | 0 | 0 | 0 | 0 | -14391.7808 | -14391.7808 | 0 | 0 | 14391.7808 | 0 | 0 | 0 | 0 | 0 | 0 | 0 | 0 | 0 | 0 | 0 | 0 | 0 | 0 | 0 | 0 | 0 | 0 | 0 | 0 | 0 | 0 | 0 | 0 | 0 | 0 | 0 | 0 | 0 | 0 | 0 | 0 | 0 | 0 | 0 | 0 | 0 | 0 | 0 | 0 | 0.013699 | 14391.7808 | 0 | 14391.7808 | 0 | 0 | 0 | 14391.7808 | 0 | 0 | 0 | 0 | 0 | 0 | 0 | 0 | 0 | 0 | 0 | 0 | 0 | 0 | 0 | 0 | 0 | 0 | 0 | 0 | 0 | 0 | 0 | 0 | 0 | 0 | 0 | 0 | 0 | 0 | 0 | 0 | 0 | 0
1357 | SCE | SCE-13-SW-005C | 13 Watt to < 14 Watt A-Lamp LED replacing A19 Basecase, Total Watts = 2.96 x Msr Watts | 13 Watt to < 14 Watt A-Lamp LED replacing A19 Basecase, Total Watts = 2.96 x Msr Watts | 0 | 0 | 0 | 0 | 14391.7808 | 14391.7808 | 0 | 0 | 0 | 0 | -14391.7808 | -14391.7808 | 0 | 0 | 14391.7808 | 0 | 0 | 0 | 0 | 0 | 0 | 0 | 0 | 0 | 0 | 0 | 0 | 0 | 0 | 0 | 0 | 0 | 0 | 0 | 0 | 0 | 0 | 0 | 0 | 0 | 0 | 0 | 0 | 0 | 0 | 0 | 0 | 0 | 0 | 0 | 0 | 0 | 0 | 0 | 0 | 0.013699 | 14391.7808 | 0 | 14391.7808 | 0 | 0 | 0 | 14391.7808 | 0 | 0 | 0 | 0 | 0 | 0 | 0 | 0 | 0 | 0 | 0 | 0 | 0 | 0 | 0 | 0 | 0 | 0 | 0 | 0 | 0 | 0 | 0 | 0 | 0 | 0 | 0 | 0 | 0 | 0 | 0 | 0 | 0 | 0
1358 | SCE | SCE-13-SW-005C | 13 Watt to < 14 Watt A-Lamp LED replacing A19 Basecase, Total Watts = 2.96 x Msr Watts | 13 Watt to < 14 Watt A-Lamp LED replacing A19 Basecase, Total Watts = 2.96 x Msr Watts | 0 | 0 | 0 | 0 | 14391.7808 | 14391.7808 | 0 | 0 | 0 | 0 | -14391.7808 | -14391.7808 | 0 | 0 | 14391.7808 | 0 | 0 | 0 | 0 | 0 | 0 | 0 | 0 | 0 | 0 | 0 | 0 | 0 | 0 | 0 | 0 | 0 | 0 | 0 | 0 | 0 | 0 | 0 | 0 | 0 | 0 | 0 | 0 | 0 | 0 | 0 | 0 | 0 | 0 | 0 | 0 | 0 | 0 | 0 | 0 | 0.013699 | 14391.7808 | 0 | 14391.7808 | 0 | 0 | 0 | 14391.7808 | 0 | 0 | 0 | 0 | 0 | 0 | 0 | 0 | 0 | 0 | 0 | 0 | 0 | 0 | 0 | 0 | 0 | 0 | 0 | 0 | 0 | 0 | 0 | 0 | 0 | 0 | 0 | 0 | 0 | 0 | 0 | 0 | 0 | 0
1359 | SCE | SCE-13-SW-005C | 14 Watt to < 15 Watt A-Lamp LED replacing A19 Basecase, Total Watts = 2.96 x Msr Watts | 14 Watt to < 15 Watt A-Lamp LED replacing A19 Basecase, Total Watts = 2.96 x Msr Watts | 0 | 0 | 0 | 0 | 14391.7808 | 14391.7808 | 0 | 0 | 0 | 0 | -14391.7808 | -14391.7808 | 0 | 0 | 14391.7808 | 0 | 0 | 0 | 0 | 0 | 0 | 0 | 0 | 0 | 0 | 0 | 0 | 0 | 0 | 0 | 0 | 0 | 0 | 0 | 0 | 0 | 0 | 0 | 0 | 0 | 0 | 0 | 0 | 0 | 0 | 0 | 0 | 0 | 0 | 0 | 0 | 0 | 0 | 0 | 0 | 0.013699 | 14391.7808 | 0 | 14391.7808 | 0 | 0 | 0 | 14391.7808 | 0 | 0 | 0 | 0 | 0 | 0 | 0 | 0 | 0 | 0 | 0 | 0 | 0 | 0 | 0 | 0 | 0 | 0 | 0 | 0 | 0 | 0 | 0 | 0 | 0 | 0 | 0 | 0 | 0 | 0 | 0 | 0 | 0 | 0
1360 | SCE | SCE-13-SW-005C | 14 Watt to < 15 Watt A-Lamp LED replacing A19 Basecase, Total Watts = 2.96 x Msr Watts | 14 Watt to < 15 Watt A-Lamp LED replacing A19 Basecase, Total Watts = 2.96 x Msr Watts | 0 | 0 | 0 | 0 | 14391.7808 | 14391.7808 | 0 | 0 | 0 | 0 | -14391.7808 | -14391.7808 | 0 | 0 | 14391.7808 | 0 | 0 | 0 | 0 | 0 | 0 | 0 | 0 | 0 | 0 | 0 | 0 | 0 | 0 | 0 | 0 | 0 | 0 | 0 | 0 | 0 | 0 | 0 | 0 | 0 | 0 | 0 | 0 | 0 | 0 | 0 | 0 | 0 | 0 | 0 | 0 | 0 | 0 | 0 | 0 | 0.013699 | 14391.7808 | 0 | 14391.7808 | 0 | 0 | 0 | 14391.7808 | 0 | 0 | 0 | 0 | 0 | 0 | 0 | 0 | 0 | 0 | 0 | 0 | 0 | 0 | 0 | 0 | 0 | 0 | 0 | 0 | 0 | 0 | 0 | 0 | 0 | 0 | 0 | 0 | 0 | 0 | 0 | 0 | 0 | 0
1361 | SCE | SCE-13-SW-005C | 15 Watt to < 16 Watt A-Lamp LED replacing A19 Basecase, Total Watts = 2.96 x Msr Watts | 15 Watt to < 16 Watt A-Lamp LED replacing A19 Basecase, Total Watts = 2.96 x Msr Watts | 0 | 0 | 0 | 0 | 14391.7808 | 14391.7808 | 0 | 0 | 0 | 0 | -14391.7808 | -14391.7808 | 0 | 0 | 14391.7808 | 0 | 0 | 0 | 0 | 0 | 0 | 0 | 0 | 0 | 0 | 0 | 0 | 0 | 0 | 0 | 0 | 0 | 0 | 0 | 0 | 0 | 0 | 0 | 0 | 0 | 0 | 0 | 0 | 0 | 0 | 0 | 0 | 0 | 0 | 0 | 0 | 0 | 0 | 0 | 0 | 0.013699 | 14391.7808 | 0 | 14391.7808 | 0 | 0 | 0 | 14391.7808 | 0 | 0 | 0 | 0 | 0 | 0 | 0 | 0 | 0 | 0 | 0 | 0 | 0 | 0 | 0 | 0 | 0 | 0 | 0 | 0 | 0 | 0 | 0 | 0 | 0 | 0 | 0 | 0 | 0 | 0 | 0 | 0 | 0 | 0
1362 | SCE | SCE-13-SW-005C | 15 Watt to < 16 Watt A-Lamp LED replacing A19 Basecase, Total Watts = 2.96 x Msr Watts | 15 Watt to < 16 Watt A-Lamp LED replacing A19 Basecase, Total Watts = 2.96 x Msr Watts | 0 | 0 | 0 | 0 | 14391.7808 | 14391.7808 | 0 | 0 | 0 | 0 | -14391.7808 | -14391.7808 | 0 | 0 | 14391.7808 | 0 | 0 | 0 | 0 | 0 | 0 | 0 | 0 | 0 | 0 | 0 | 0 | 0 | 0 | 0 | 0 | 0 | 0 | 0 | 0 | 0 | 0 | 0 | 0 | 0 | 0 | 0 | 0 | 0 | 0 | 0 | 0 | 0 | 0 | 0 | 0 | 0 | 0 | 0 | 0 | 0.013699 | 14391.7808 | 0 | 14391.7808 | 0 | 0 | 0 | 14391.7808 | 0 | 0 | 0 | 0 | 0 | 0 | 0 | 0 | 0 | 0 | 0 | 0 | 0 | 0 | 0 | 0 | 0 | 0 | 0 | 0 | 0 | 0 | 0 | 0 | 0 | 0 | 0 | 0 | 0 | 0 | 0 | 0 | 0 | 0
1363 | SCE | SCE-13-SW-005C | 16 Watt to < 17 Watt A-Lamp LED replacing A19 Basecase, Total Watts = 2.96 x Msr Watts | 16 Watt to < 17 Watt A-Lamp LED replacing A19 Basecase, Total Watts = 2.96 x Msr Watts | 0 | 0 | 0 | 0 | 14391.7808 | 14391.7808 | 0 | 0 | 0 | 0 | -14391.7808 | -14391.7808 | 0 | 0 | 14391.7808 | 0 | 0 | 0 | 0 | 0 | 0 | 0 | 0 | 0 | 0 | 0 | 0 | 0 | 0 | 0 | 0 | 0 | 0 | 0 | 0 | 0 | 0 | 0 | 0 | 0 | 0 | 0 | 0 | 0 | 0 | 0 | 0 | 0 | 0 | 0 | 0 | 0 | 0 | 0 | 0 | 0.013699 | 14391.7808 | 0 | 14391.7808 | 0 | 0 | 0 | 14391.7808 | 0 | 0 | 0 | 0 | 0 | 0 | 0 | 0 | 0 | 0 | 0 | 0 | 0 | 0 | 0 | 0 | 0 | 0 | 0 | 0 | 0 | 0 | 0 | 0 | 0 | 0 | 0 | 0 | 0 | 0 | 0 | 0 | 0 | 0
1364 | SCE | SCE-13-SW-005C | 16 Watt to < 17 Watt A-Lamp LED replacing A19 Basecase, Total Watts = 2.96 x Msr Watts | 16 Watt to < 17 Watt A-Lamp LED replacing A19 Basecase, Total Watts = 2.96 x Msr Watts | 0 | 0 | 0 | 0 | 14391.7808 | 14391.7808 | 0 | 0 | 0 | 0 | -14391.7808 | -14391.7808 | 0 | 0 | 14391.7808 | 0 | 0 | 0 | 0 | 0 | 0 | 0 | 0 | 0 | 0 | 0 | 0 | 0 | 0 | 0 | 0 | 0 | 0 | 0 | 0 | 0 | 0 | 0 | 0 | 0 | 0 | 0 | 0 | 0 | 0 | 0 | 0 | 0 | 0 | 0 | 0 | 0 | 0 | 0 | 0 | 0.013699 | 14391.7808 | 0 | 14391.7808 | 0 | 0 | 0 | 14391.7808 | 0 | 0 | 0 | 0 | 0 | 0 | 0 | 0 | 0 | 0 | 0 | 0 | 0 | 0 | 0 | 0 | 0 | 0 | 0 | 0 | 0 | 0 | 0 | 0 | 0 | 0 | 0 | 0 | 0 | 0 | 0 | 0 | 0 | 0
1365 | SCE | SCE-13-SW-006 | Non-Resource | Non-Resource | 0 | 0 | 0 | 0 | 151738.4472 | 151738.4472 | 0 | 0 | 0 | 0 | -151738.4472 | -151738.4472 | 0 | 0 | 151738.4472 | 0 | 0 | 0 | 0 | 0 | 0 | 0 | 0 | 0 | 0 | 0 | 0 | 0 | 0 | 0 | 0 | 0 | 0 | 0 | 0 | 0 | 0 | 0 | 0 | 0 | 0 | 0 | 0 | 0 | 0 | 0 | 0 | 0 | 0 | 0 | 0 | 0 | 0 | 0 | 0 | 1 | 151738.4472 | 0 | 151738.4472 | 5746.1197 | 0 | 0 | 145992.3275 | 0 | 0 | 0 | 0 | 0 | 0 | 0 | 0 | 0 | 0 | 0 | 0 | 0 | 0 | 0 | 0 | 0 | 0 | 0 | 0 | 0 | 0 | 0 | 0 | 0 | 0 | 0 | 0 | 0 | 0 | 0 | 0 | 0 | 0
1366 | SCE | SCE-13-SW-007A | Non-Resource | Non-Resource | 0 | 0 | 0 | 0 | 1569841.1231 | 1569841.1231 | 0 | 0 | 0 | 0 | -1569841.1231 | -1569841.1231 | 0 | 0 | 1569841.1231 | 0 | 0 | 0 | 0 | 0 | 0 | 0 | 0 | 0 | 0 | 0 | 0 | 0 | 0 | 0 | 0 | 0 | 0 | 0 | 0 | 0 | 0 | 0 | 0 | 0 | 0 | 0 | 0 | 0 | 0 | 0 | 0 | 0 | 0 | 0 | 0 | 0 | 0 | 0 | 0 | 1 | 1569841.1231 | 0 | 1569841.1231 | 68632.7602 | 113039.0194 | 47078.2793 | 818638.4988 | 0 | 0 | 522452.5655 | 0 | 0 | 0 | 0 | 0 | 0 | 0 | 0 | 0 | 0 | 0 | 0 | 0 | 0 | 0 | 0 | 0 | 0 | 0 | 0 | 0 | 0 | 0 | 0 | 0 | 0 | 0 | 0 | 0 | 0 | 0
1795 | SCE | SCE-13-SW-008A | 2005 T-20 - Commercial Refrigeration Equipment, Solid Door | 2005 T-20 - Commercial Refrigeration Equipment, Solid Door | 0 | 0 | 0 | 0 | 9354.0668 | 9354.0668 | 0 | 0 | 0 | 0 | -9354.0668 | -9354.0668 | 0 | 0 | 9354.0668 | 0 | 0 | 0 | 0 | 0 | 0 | 0 | 0 | 0 | 0 | 0 | 0 | 0 | 0 | 0 | 0 | 0 | 0 | 0 | 0 | 0 | 0 | 0 | 0 | 0 | 0 | 0 | 0 | 0 | 0 | 0 | 0 | 0 | 0 | 0 | 0 | 0 | 0 | 0 | 0 | 0.0054054 | 9354.0668 | 0 | 9354.0668 | 378.2729 | 462.8811 | 0 | 8512.9128 | 0 | 0 | 0 | 0 | 0 | 0 | 0 | 0 | 0 | 0 | 0 | 0 | 0 | 0 | 0 | 0 | 0 | 0 | 0 | 0 | 0 | 0 | 0 | 0 | 0 | 0 | 0 | 0 | 0 | 0 | 0 | 0 | 0 | 0
1796 | SCE | SCE-13-SW-008A | 2005 T-20 - Commercial Refrigeration Equipment, Transparent Door | 2005 T-20 - Commercial Refrigeration Equipment, Transparent Door | 0 | 0 | 0 | 0 | 9354.0668 | 9354.0668 | 0 | 0 | 0 | 0 | -9354.0668 | -9354.0668 | 0 | 0 | 9354.0668 | 0 | 0 | 0 | 0 | 0 | 0 | 0 | 0 | 0 | 0 | 0 | 0 | 0 | 0 | 0 | 0 | 0 | 0 | 0 | 0 | 0 | 0 | 0 | 0 | 0 | 0 | 0 | 0 | 0 | 0 | 0 | 0 | 0 | 0 | 0 | 0 | 0 | 0 | 0 | 0 | 0.0054054 | 9354.0668 | 0 | 9354.0668 | 378.2729 | 462.8811 | 0 | 8512.9128 | 0 | 0 | 0 | 0 | 0 | 0 | 0 | 0 | 0 | 0 | 0 | 0 | 0 | 0 | 0 | 0 | 0 | 0 | 0 | 0 | 0 | 0 | 0 | 0 | 0 | 0 | 0 | 0 | 0 | 0 | 0 | 0 | 0 | 0
1797 | SCE | SCE-13-SW-008A | 2005 T-20 - Commercial Ice Maker Equipment | 2005 T-20 - Commercial Ice Maker Equipment | 0 | 0 | 0 | 0 | 9354.0668 | 9354.0668 | 0 | 0 | 0 | 0 | -9354.0668 | -9354.0668 | 0 | 0 | 9354.0668 | 0 | 0 | 0 | 0 | 0 | 0 | 0 | 0 | 0 | 0 | 0 | 0 | 0 | 0 | 0 | 0 | 0 | 0 | 0 | 0 | 0 | 0 | 0 | 0 | 0 | 0 | 0 | 0 | 0 | 0 | 0 | 0 | 0 | 0 | 0 | 0 | 0 | 0 | 0 | 0 | 0.0054054 | 9354.0668 | 0 | 9354.0668 | 378.2729 | 462.8811 | 0 | 8512.9128 | 0 | 0 | 0 | 0 | 0 | 0 | 0 | 0 | 0 | 0 | 0 | 0 | 0 | 0 | 0 | 0 | 0 | 0 | 0 | 0 | 0 | 0 | 0 | 0 | 0 | 0 | 0 | 0 | 0 | 0 | 0 | 0 | 0 | 0
1798 | SCE | SCE-13-SW-008A | 2005 T-20 - Walk-In Refrigerators / Freezers | 2005 T-20 - Walk-In Refrigerators / Freezers | 0 | 0 | 0 | 0 | 9354.0668 | 9354.0668 | 0 | 0 | 0 | 0 | -9354.0668 | -9354.0668 | 0 | 0 | 9354.0668 | 0 | 0 | 0 | 0 | 0 | 0 | 0 | 0 | 0 | 0 | 0 | 0 | 0 | 0 | 0 | 0 | 0 | 0 | 0 | 0 | 0 | 0 | 0 | 0 | 0 | 0 | 0 | 0 | 0 | 0 | 0 | 0 | 0 | 0 | 0 | 0 | 0 | 0 | 0 | 0 | 0.0054054 | 9354.0668 | 0 | 9354.0668 | 378.2729 | 462.8811 | 0 | 8512.9128 | 0 | 0 | 0 | 0 | 0 | 0 | 0 | 0 | 0 | 0 | 0 | 0 | 0 | 0 | 0 | 0 | 0 | 0 | 0 | 0 | 0 | 0 | 0 | 0 | 0 | 0 | 0 | 0 | 0 | 0 | 0 | 0 | 0 | 0
1799 | SCE | SCE-13-SW-008A | 2005 T-20 - Refrigerated Beverage Vending Machines | 2005 T-20 - Refrigerated Beverage Vending Machines | 0 | 0 | 0 | 0 | 9354.0668 | 9354.0668 | 0 | 0 | 0 | 0 | -9354.0668 | -9354.0668 | 0 | 0 | 9354.0668 | 0 | 0 | 0 | 0 | 0 | 0 | 0 | 0 | 0 | 0 | 0 | 0 | 0 | 0 | 0 | 0 | 0 | 0 | 0 | 0 | 0 | 0 | 0 | 0 | 0 | 0 | 0 | 0 | 0 | 0 | 0 | 0 | 0 | 0 | 0 | 0 | 0 | 0 | 0 | 0 | 0.0054054 | 9354.0668 | 0 | 9354.0668 | 378.2729 | 462.8811 | 0 | 8512.9128 | 0 | 0 | 0 | 0 | 0 | 0 | 0 | 0 | 0 | 0 | 0 | 0 | 0 | 0 | 0 | 0 | 0 | 0 | 0 | 0 | 0 | 0 | 0 | 0 | 0 | 0 | 0 | 0 | 0 | 0 | 0 | 0 | 0 | 0
1800 | SCE | SCE-13-SW-008A | 2005 T-20 - Large Packaged Commercial Air-Conditioners, Tier 1 | 2005 T-20 - Large Packaged Commercial Air-Conditioners, Tier 1 | 0 | 0 | 0 | 0 | 9354.0668 | 9354.0668 | 0 | 0 | 0 | 0 | -9354.0668 | -9354.0668 | 0 | 0 | 9354.0668 | 0 | 0 | 0 | 0 | 0 | 0 | 0 | 0 | 0 | 0 | 0 | 0 | 0 | 0 | 0 | 0 | 0 | 0 | 0 | 0 | 0 | 0 | 0 | 0 | 0 | 0 | 0 | 0 | 0 | 0 | 0 | 0 | 0 | 0 | 0 | 0 | 0 | 0 | 0 | 0 | 0.0054054 | 9354.0668 | 0 | 9354.0668 | 378.2729 | 462.8811 | 0 | 8512.9128 | 0 | 0 | 0 | 0 | 0 | 0 | 0 | 0 | 0 | 0 | 0 | 0 | 0 | 0 | 0 | 0 | 0 | 0 | 0 | 0 | 0 | 0 | 0 | 0 | 0 | 0 | 0 | 0 | 0 | 0 | 0 | 0 | 0 | 0
1801 | SCE | SCE-13-SW-008A | 2005 T-20 - Large Packaged Commercial Air-Conditioners, Tier 2 | 2005 T-20 - Large Packaged Commercial Air-Conditioners, Tier 2 | 0 | 0 | 0 | 0 | 9354.0668 | 9354.0668 | 0 | 0 | 0 | 0 | -9354.0668 | -9354.0668 | 0 | 0 | 9354.0668 | 0 | 0 | 0 | 0 | 0 | 0 | 0 | 0 | 0 | 0 | 0 | 0 | 0 | 0 | 0 | 0 | 0 | 0 | 0 | 0 | 0 | 0 | 0 | 0 | 0 | 0 | 0 | 0 | 0 | 0 | 0 | 0 | 0 | 0 | 0 | 0 | 0 | 0 | 0 | 0 | 0.0054054 | 9354.0668 | 0 | 9354.0668 | 378.2729 | 462.8811 | 0 | 8512.9128 | 0 | 0 | 0 | 0 | 0 | 0 | 0 | 0 | 0 | 0 | 0 | 0 | 0 | 0 | 0 | 0 | 0 | 0 | 0 | 0 | 0 | 0 | 0 | 0 | 0 | 0 | 0 | 0 | 0 | 0 | 0 | 0 | 0 | 0
1802 | SCE | SCE-13-SW-008A | 2005 T-20 - Residential Pool Pumps, High Eff Motor, Tier 1 | 2005 T-20 - Residential Pool Pumps, High Eff Motor, Tier 1 | 0 | 0 | 0 | 0 | 9354.0668 | 9354.0668 | 0 | 0 | 0 | 0 | -9354.0668 | -9354.0668 | 0 | 0 | 9354.0668 | 0 | 0 | 0 | 0 | 0 | 0 | 0 | 0 | 0 | 0 | 0 | 0 | 0 | 0 | 0 | 0 | 0 | 0 | 0 | 0 | 0 | 0 | 0 | 0 | 0 | 0 | 0 | 0 | 0 | 0 | 0 | 0 | 0 | 0 | 0 | 0 | 0 | 0 | 0 | 0 | 0.0054054 | 9354.0668 | 0 | 9354.0668 | 378.2729 | 462.8811 | 0 | 8512.9128 | 0 | 0 | 0 | 0 | 0 | 0 | 0 | 0 | 0 | 0 | 0 | 0 | 0 | 0 | 0 | 0 | 0 | 0 | 0 | 0 | 0 | 0 | 0 | 0 | 0 | 0 | 0 | 0 | 0 | 0 | 0 | 0 | 0 | 0
1803 | SCE | SCE-13-SW-008A | 2006 T-20 - Residential Pool Pumps, 2-speed Motors, Tier 2 | 2006 T-20 - Residential Pool Pumps, 2-speed Motors, Tier 2 | 0 | 0 | 0 | 0 | 9354.0668 | 9354.0668 | 0 | 0 | 0 | 0 | -9354.0668 | -9354.0668 | 0 | 0 | 9354.0668 | 0 | 0 | 0 | 0 | 0 | 0 | 0 | 0 | 0 | 0 | 0 | 0 | 0 | 0 | 0 | 0 | 0 | 0 | 0 | 0 | 0 | 0 | 0 | 0 | 0 | 0 | 0 | 0 | 0 | 0 | 0 | 0 | 0 | 0 | 0 | 0 | 0 | 0 | 0 | 0 | 0.0054054 | 9354.0668 | 0 | 9354.0668 | 378.2729 | 462.8811 | 0 | 8512.9128 | 0 | 0 | 0 | 0 | 0 | 0 | 0 | 0 | 0 | 0 | 0 | 0 | 0 | 0 | 0 | 0 | 0 | 0 | 0 | 0 | 0 | 0 | 0 | 0 | 0 | 0 | 0 | 0 | 0 | 0 | 0 | 0 | 0 | 0
1804 | SCE | SCE-13-SW-008A | 2005 T-20 - Portable Electric Spas | 2005 T-20 - Portable Electric Spas | 0 | 0 | 0 | 0 | 9354.0668 | 9354.0668 | 0 | 0 | 0 | 0 | -9354.0668 | -9354.0668 | 0 | 0 | 9354.0668 | 0 | 0 | 0 | 0 | 0 | 0 | 0 | 0 | 0 | 0 | 0 | 0 | 0 | 0 | 0 | 0 | 0 | 0 | 0 | 0 | 0 | 0 | 0 | 0 | 0 | 0 | 0 | 0 | 0 | 0 | 0 | 0 | 0 | 0 | 0 | 0 | 0 | 0 | 0 | 0 | 0.0054054 | 9354.0668 | 0 | 9354.0668 | 378.2729 | 462.8811 | 0 | 8512.9128 | 0 | 0 | 0 | 0 | 0 | 0 | 0 | 0 | 0 | 0 | 0 | 0 | 0 | 0 | 0 | 0 | 0 | 0 | 0 | 0 | 0 | 0 | 0 | 0 | 0 | 0 | 0 | 0 | 0 | 0 | 0 | 0 | 0 | 0
1805 | SCE | SCE-13-SW-008A | 2005 T-20 - General Service Incandescent Lamps, Tier 1 | 2005 T-20 - General Service Incandescent Lamps, Tier 1 | 0 | 0 | 0 | 0 | 9354.0668 | 9354.0668 | 0 | 0 | 0 | 0 | -9354.0668 | -9354.0668 | 0 | 0 | 9354.0668 | 0 | 0 | 0 | 0 | 0 | 0 | 0 | 0 | 0 | 0 | 0 | 0 | 0 | 0 | 0 | 0 | 0 | 0 | 0 | 0 | 0 | 0 | 0 | 0 | 0 | 0 | 0 | 0 | 0 | 0 | 0 | 0 | 0 | 0 | 0 | 0 | 0 | 0 | 0 | 0 | 0.0054054 | 9354.0668 | 0 | 9354.0668 | 378.2729 | 462.8811 | 0 | 8512.9128 | 0 | 0 | 0 | 0 | 0 | 0 | 0 | 0 | 0 | 0 | 0 | 0 | 0 | 0 | 0 | 0 | 0 | 0 | 0 | 0 | 0 | 0 | 0 | 0 | 0 | 0 | 0 | 0 | 0 | 0 | 0 | 0 | 0 | 0
1806 | SCE | SCE-13-SW-008A | 2006 T-20 - General Service Incandescent Lamps, Tier 2 | 2006 T-20 - General Service Incandescent Lamps, Tier 2 | 0 | 0 | 0 | 0 | 9354.0668 | 9354.0668 | 0 | 0 | 0 | 0 | -9354.0668 | -9354.0668 | 0 | 0 | 9354.0668 | 0 | 0 | 0 | 0 | 0 | 0 | 0 | 0 | 0 | 0 | 0 | 0 | 0 | 0 | 0 | 0 | 0 | 0 | 0 | 0 | 0 | 0 | 0 | 0 | 0 | 0 | 0 | 0 | 0 | 0 | 0 | 0 | 0 | 0 | 0 | 0 | 0 | 0 | 0 | 0 | 0.0054054 | 9354.0668 | 0 | 9354.0668 | 378.2729 | 462.8811 | 0 | 8512.9128 | 0 | 0 | 0 | 0 | 0 | 0 | 0 | 0 | 0 | 0 | 0 | 0 | 0 | 0 | 0 | 0 | 0 | 0 | 0 | 0 | 0 | 0 | 0 | 0 | 0 | 0 | 0 | 0 | 0 | 0 | 0 | 0 | 0 | 0
1807 | SCE | SCE-13-SW-008A | 2006 T-20 - General Service Incandescent Lamps, Tier 2 | 2006 T-20 - General Service Incandescent Lamps, Tier 2 | 0 | 0 | 0 | 0 | 9354.0668 | 9354.0668 | 0 | 0 | 0 | 0 | -9354.0668 | -9354.0668 | 0 | 0 | 9354.0668 | 0 | 0 | 0 | 0 | 0 | 0 | 0 | 0 | 0 | 0 | 0 | 0 | 0 | 0 | 0 | 0 | 0 | 0 | 0 | 0 | 0 | 0 | 0 | 0 | 0 | 0 | 0 | 0 | 0 | 0 | 0 | 0 | 0 | 0 | 0 | 0 | 0 | 0 | 0 | 0 | 0.0054054 | 9354.0668 | 0 | 9354.0668 | 378.2729 | 462.8811 | 0 | 8512.9128 | 0 | 0 | 0 | 0 | 0 | 0 | 0 | 0 | 0 | 0 | 0 | 0 | 0 | 0 | 0 | 0 | 0 | 0 | 0 | 0 | 0 | 0 | 0 | 0 | 0 | 0 | 0 | 0 | 0 | 0 | 0 | 0 | 0 | 0
1808 | SCE | SCE-13-SW-008A | 2006 T-20 - General Service Incandescent Lamps, Tier 2 | 2006 T-20 - General Service Incandescent Lamps, Tier 2 | 0 | 0 | 0 | 0 | 9354.0668 | 9354.0668 | 0 | 0 | 0 | 0 | -9354.0668 | -9354.0668 | 0 | 0 | 9354.0668 | 0 | 0 | 0 | 0 | 0 | 0 | 0 | 0 | 0 | 0 | 0 | 0 | 0 | 0 | 0 | 0 | 0 | 0 | 0 | 0 | 0 | 0 | 0 | 0 | 0 | 0 | 0 | 0 | 0 | 0 | 0 | 0 | 0 | 0 | 0 | 0 | 0 | 0 | 0 | 0 | 0.0054054 | 9354.0668 | 0 | 9354.0668 | 378.2729 | 462.8811 | 0 | 8512.9128 | 0 | 0 | 0 | 0 | 0 | 0 | 0 | 0 | 0 | 0 | 0 | 0 | 0 | 0 | 0 | 0 | 0 | 0 | 0 | 0 | 0 | 0 | 0 | 0 | 0 | 0 | 0 | 0 | 0 | 0 | 0 | 0 | 0 | 0
1809 | SCE | SCE-13-SW-008A | 2005 T-20 - Pulse Start Metal Halide HID Luminaires, Tier 1 | 2005 T-20 - Pulse Start Metal Halide HID Luminaires, Tier 1 | 0 | 0 | 0 | 0 | 9354.0668 | 9354.0668 | 0 | 0 | 0 | 0 | -9354.0668 | -9354.0668 | 0 | 0 | 9354.0668 | 0 | 0 | 0 | 0 | 0 | 0 | 0 | 0 | 0 | 0 | 0 | 0 | 0 | 0 | 0 | 0 | 0 | 0 | 0 | 0 | 0 | 0 | 0 | 0 | 0 | 0 | 0 | 0 | 0 | 0 | 0 | 0 | 0 | 0 | 0 | 0 | 0 | 0 | 0 | 0 | 0.0054054 | 9354.0668 | 0 | 9354.0668 | 378.2729 | 462.8811 | 0 | 8512.9128 | 0 | 0 | 0 | 0 | 0 | 0 | 0 | 0 | 0 | 0 | 0 | 0 | 0 | 0 | 0 | 0 | 0 | 0 | 0 | 0 | 0 | 0 | 0 | 0 | 0 | 0 | 0 | 0 | 0 | 0 | 0 | 0 | 0 | 0
1810 | SCE | SCE-13-SW-008A | 2005 T-20 - Pulse Start Metal Halide HID Luminaires, Tier 2 | 2005 T-20 - Pulse Start Metal Halide HID Luminaires, Tier 2 | 0 | 0 | 0 | 0 | 9354.0668 | 9354.0668 | 0 | 0 | 0 | 0 | -9354.0668 | -9354.0668 | 0 | 0 | 9354.0668 | 0 | 0 | 0 | 0 | 0 | 0 | 0 | 0 | 0 | 0 | 0 | 0 | 0 | 0 | 0 | 0 | 0 | 0 | 0 | 0 | 0 | 0 | 0 | 0 | 0 | 0 | 0 | 0 | 0 | 0 | 0 | 0 | 0 | 0 | 0 | 0 | 0 | 0 | 0 | 0 | 0.0054054 | 9354.0668 | 0 | 9354.0668 | 378.2729 | 462.8811 | 0 | 8512.9128 | 0 | 0 | 0 | 0 | 0 | 0 | 0 | 0 | 0 | 0 | 0 | 0 | 0 | 0 | 0 | 0 | 0 | 0 | 0 | 0 | 0 | 0 | 0 | 0 | 0 | 0 | 0 | 0 | 0 | 0 | 0 | 0 | 0 | 0
1811 | SCE | SCE-13-SW-008A | 2005 T-20 - Modular Furniture Task Lighting Fixtures | 2005 T-20 - Modular Furniture Task Lighting Fixtures | 0 | 0 | 0 | 0 | 9354.0668 | 9354.0668 | 0 | 0 | 0 | 0 | -9354.0668 | -9354.0668 | 0 | 0 | 9354.0668 | 0 | 0 | 0 | 0 | 0 | 0 | 0 | 0 | 0 | 0 | 0 | 0 | 0 | 0 | 0 | 0 | 0 | 0 | 0 | 0 | 0 | 0 | 0 | 0 | 0 | 0 | 0 | 0 | 0 | 0 | 0 | 0 | 0 | 0 | 0 | 0 | 0 | 0 | 0 | 0 | 0.0054054 | 9354.0668 | 0 | 9354.0668 | 378.2729 | 462.8811 | 0 | 8512.9128 | 0 | 0 | 0 | 0 | 0 | 0 | 0 | 0 | 0 | 0 | 0 | 0 | 0 | 0 | 0 | 0 | 0 | 0 | 0 | 0 | 0 | 0 | 0 | 0 | 0 | 0 | 0 | 0 | 0 | 0 | 0 | 0 | 0 | 0
1812 | SCE | SCE-13-SW-008A | 2005 T-20 - Hot Food Holding Cabinets | 2005 T-20 - Hot Food Holding Cabinets | 0 | 0 | 0 | 0 | 9354.0668 | 9354.0668 | 0 | 0 | 0 | 0 | -9354.0668 | -9354.0668 | 0 | 0 | 9354.0668 | 0 | 0 | 0 | 0 | 0 | 0 | 0 | 0 | 0 | 0 | 0 | 0 | 0 | 0 | 0 | 0 | 0 | 0 | 0 | 0 | 0 | 0 | 0 | 0 | 0 | 0 | 0 | 0 | 0 | 0 | 0 | 0 | 0 | 0 | 0 | 0 | 0 | 0 | 0 | 0 | 0.0054054 | 9354.0668 | 0 | 9354.0668 | 378.2729 | 462.8811 | 0 | 8512.9128 | 0 | 0 | 0 | 0 | 0 | 0 | 0 | 0 | 0 | 0 | 0 | 0 | 0 | 0 | 0 | 0 | 0 | 0 | 0 | 0 | 0 | 0 | 0 | 0 | 0 | 0 | 0 | 0 | 0 | 0 | 0 | 0 | 0 | 0
1813 | SCE | SCE-13-SW-008A | 2005 T-20 - External Power Supplies, Tier 1 | 2005 T-20 - External Power Supplies, Tier 1 | 0 | 0 | 0 | 0 | 9354.0668 | 9354.0668 | 0 | 0 | 0 | 0 | -9354.0668 | -9354.0668 | 0 | 0 | 9354.0668 | 0 | 0 | 0 | 0 | 0 | 0 | 0 | 0 | 0 | 0 | 0 | 0 | 0 | 0 | 0 | 0 | 0 | 0 | 0 | 0 | 0 | 0 | 0 | 0 | 0 | 0 | 0 | 0 | 0 | 0 | 0 | 0 | 0 | 0 | 0 | 0 | 0 | 0 | 0 | 0 | 0.0054054 | 9354.0668 | 0 | 9354.0668 | 378.2729 | 462.8811 | 0 | 8512.9128 | 0 | 0 | 0 | 0 | 0 | 0 | 0 | 0 | 0 | 0 | 0 | 0 | 0 | 0 | 0 | 0 | 0 | 0 | 0 | 0 | 0 | 0 | 0 | 0 | 0 | 0 | 0 | 0 | 0 | 0 | 0 | 0 | 0 | 0
1814 | SCE | SCE-13-SW-008A | 2005 T-20 - External Power Supplies, Tier 2 | 2005 T-20 - External Power Supplies, Tier 2 | 0 | 0 | 0 | 0 | 9354.0668 | 9354.0668 | 0 | 0 | 0 | 0 | -9354.0668 | -9354.0668 | 0 | 0 | 9354.0668 | 0 | 0 | 0 | 0 | 0 | 0 | 0 | 0 | 0 | 0 | 0 | 0 | 0 | 0 | 0 | 0 | 0 | 0 | 0 | 0 | 0 | 0 | 0 | 0 | 0 | 0 | 0 | 0 | 0 | 0 | 0 | 0 | 0 | 0 | 0 | 0 | 0 | 0 | 0 | 0 | 0.0054054 | 9354.0668 | 0 | 9354.0668 | 378.2729 | 462.8811 | 0 | 8512.9128 | 0 | 0 | 0 | 0 | 0 | 0 | 0 | 0 | 0 | 0 | 0 | 0 | 0 | 0 | 0 | 0 | 0 | 0 | 0 | 0 | 0 | 0 | 0 | 0 | 0 | 0 | 0 | 0 | 0 | 0 | 0 | 0 | 0 | 0
1815 | SCE | SCE-13-SW-008A | 2005 T-20 - Consumer Electronics - Audio Players | 2005 T-20 - Consumer Electronics - Audio Players | 0 | 0 | 0 | 0 | 9354.0668 | 9354.0668 | 0 | 0 | 0 | 0 | -9354.0668 | -9354.0668 | 0 | 0 | 9354.0668 | 0 | 0 | 0 | 0 | 0 | 0 | 0 | 0 | 0 | 0 | 0 | 0 | 0 | 0 | 0 | 0 | 0 | 0 | 0 | 0 | 0 | 0 | 0 | 0 | 0 | 0 | 0 | 0 | 0 | 0 | 0 | 0 | 0 | 0 | 0 | 0 | 0 | 0 | 0 | 0 | 0.0054054 | 9354.0668 | 0 | 9354.0668 | 378.2729 | 462.8811 | 0 | 8512.9128 | 0 | 0 | 0 | 0 | 0 | 0 | 0 | 0 | 0 | 0 | 0 | 0 | 0 | 0 | 0 | 0 | 0 | 0 | 0 | 0 | 0 | 0 | 0 | 0 | 0 | 0 | 0 | 0 | 0 | 0 | 0 | 0 | 0 | 0
1816 | SCE | SCE-13-SW-008A | 2005 T-20 - Consumer Electronics - TVs | 2005 T-20 - Consumer Electronics - TVs | 0 | 0 | 0 | 0 | 9354.0668 | 9354.0668 | 0 | 0 | 0 | 0 | -9354.0668 | -9354.0668 | 0 | 0 | 9354.0668 | 0 | 0 | 0 | 0 | 0 | 0 | 0 | 0 | 0 | 0 | 0 | 0 | 0 | 0 | 0 | 0 | 0 | 0 | 0 | 0 | 0 | 0 | 0 | 0 | 0 | 0 | 0 | 0 | 0 | 0 | 0 | 0 | 0 | 0 | 0 | 0 | 0 | 0 | 0 | 0 | 0.0054054 | 9354.0668 | 0 | 9354.0668 | 378.2729 | 462.8811 | 0 | 8512.9128 | 0 | 0 | 0 | 0 | 0 | 0 | 0 | 0 | 0 | 0 | 0 | 0 | 0 | 0 | 0 | 0 | 0 | 0 | 0 | 0 | 0 | 0 | 0 | 0 | 0 | 0 | 0 | 0 | 0 | 0 | 0 | 0 | 0 | 0
1817 | SCE | SCE-13-SW-008A | 2005 T-20 - Consumer Electronics - DVDs | 2005 T-20 - Consumer Electronics - DVDs | 0 | 0 | 0 | 0 | 9354.0668 | 9354.0668 | 0 | 0 | 0 | 0 | -9354.0668 | -9354.0668 | 0 | 0 | 9354.0668 | 0 | 0 | 0 | 0 | 0 | 0 | 0 | 0 | 0 | 0 | 0 | 0 | 0 | 0 | 0 | 0 | 0 | 0 | 0 | 0 | 0 | 0 | 0 | 0 | 0 | 0 | 0 | 0 | 0 | 0 | 0 | 0 | 0 | 0 | 0 | 0 | 0 | 0 | 0 | 0 | 0.0054054 | 9354.0668 | 0 | 9354.0668 | 378.2729 | 462.8811 | 0 | 8512.9128 | 0 | 0 | 0 | 0 | 0 | 0 | 0 | 0 | 0 | 0 | 0 | 0 | 0 | 0 | 0 | 0 | 0 | 0 | 0 | 0 | 0 | 0 | 0 | 0 | 0 | 0 | 0 | 0 | 0 | 0 | 0 | 0 | 0 | 0
1818 | SCE | SCE-13-SW-008A | 2005 T-20 - Water Dispensers | 2005 T-20 - Water Dispensers | 0 | 0 | 0 | 0 | 9354.0668 | 9354.0668 | 0 | 0 | 0 | 0 | -9354.0668 | -9354.0668 | 0 | 0 | 9354.0668 | 0 | 0 | 0 | 0 | 0 | 0 | 0 | 0 | 0 | 0 | 0 | 0 | 0 | 0 | 0 | 0 | 0 | 0 | 0 | 0 | 0 | 0 | 0 | 0 | 0 | 0 | 0 | 0 | 0 | 0 | 0 | 0 | 0 | 0 | 0 | 0 | 0 | 0 | 0 | 0 | 0.0054054 | 9354.0668 | 0 | 9354.0668 | 378.2729 | 462.8811 | 0 | 8512.9128 | 0 | 0 | 0 | 0 | 0 | 0 | 0 | 0 | 0 | 0 | 0 | 0 | 0 | 0 | 0 | 0 | 0 | 0 | 0 | 0 | 0 | 0 | 0 | 0 | 0 | 0 | 0 | 0 | 0 | 0 | 0 | 0 | 0 | 0
1819 | SCE | SCE-13-SW-008A | 2005 T-20 - Unit Heaters and Duct Furnaces | 2005 T-20 - Unit Heaters and Duct Furnaces | 0 | 0 | 0 | 0 | 9354.0668 | 9354.0668 | 0 | 0 | 0 | 0 | -9354.0668 | -9354.0668 | 0 | 0 | 9354.0668 | 0 | 0 | 0 | 0 | 0 | 0 | 0 | 0 | 0 | 0 | 0 | 0 | 0 | 0 | 0 | 0 | 0 | 0 | 0 | 0 | 0 | 0 | 0 | 0 | 0 | 0 | 0 | 0 | 0 | 0 | 0 | 0 | 0 | 0 | 0 | 0 | 0 | 0 | 0 | 0 | 0.0054054 | 9354.0668 | 0 | 9354.0668 | 378.2729 | 462.8811 | 0 | 8512.9128 | 0 | 0 | 0 | 0 | 0 | 0 | 0 | 0 | 0 | 0 | 0 | 0 | 0 | 0 | 0 | 0 | 0 | 0 | 0 | 0 | 0 | 0 | 0 | 0 | 0 | 0 | 0 | 0 | 0 | 0 | 0 | 0 | 0 | 0
1820 | SCE | SCE-13-SW-008A | 2005 T-20 - Commercial Dishwasher Pre-Rinse Spray Valves | 2005 T-20 - Commercial Dishwasher Pre-Rinse Spray Valves | 0 | 0 | 0 | 0 | 9354.0668 | 9354.0668 | 0 | 0 | 0 | 0 | -9354.0668 | -9354.0668 | 0 | 0 | 9354.0668 | 0 | 0 | 0 | 0 | 0 | 0 | 0 | 0 | 0 | 0 | 0 | 0 | 0 | 0 | 0 | 0 | 0 | 0 | 0 | 0 | 0 | 0 | 0 | 0 | 0 | 0 | 0 | 0 | 0 | 0 | 0 | 0 | 0 | 0 | 0 | 0 | 0 | 0 | 0 | 0 | 0.0054054 | 9354.0668 | 0 | 9354.0668 | 378.2729 | 462.8811 | 0 | 8512.9128 | 0 | 0 | 0 | 0 | 0 | 0 | 0 | 0 | 0 | 0 | 0 | 0 | 0 | 0 | 0 | 0 | 0 | 0 | 0 | 0 | 0 | 0 | 0 | 0 | 0 | 0 | 0 | 0 | 0 | 0 | 0 | 0 | 0 | 0
1821 | SCE | SCE-13-SW-008A | 2006 T-20 - BR, ER and R20 Incandescent Reflector Lamps: Residential | 2006 T-20 - BR, ER and R20 Incandescent Reflector Lamps: Residential | 0 | 0 | 0 | 0 | 9354.0668 | 9354.0668 | 0 | 0 | 0 | 0 | -9354.0668 | -9354.0668 | 0 | 0 | 9354.0668 | 0 | 0 | 0 | 0 | 0 | 0 | 0 | 0 | 0 | 0 | 0 | 0 | 0 | 0 | 0 | 0 | 0 | 0 | 0 | 0 | 0 | 0 | 0 | 0 | 0 | 0 | 0 | 0 | 0 | 0 | 0 | 0 | 0 | 0 | 0 | 0 | 0 | 0 | 0 | 0 | 0.0054054 | 9354.0668 | 0 | 9354.0668 | 378.2729 | 462.8811 | 0 | 8512.9128 | 0 | 0 | 0 | 0 | 0 | 0 | 0 | 0 | 0 | 0 | 0 | 0 | 0 | 0 | 0 | 0 | 0 | 0 | 0 | 0 | 0 | 0 | 0 | 0 | 0 | 0 | 0 | 0 | 0 | 0 | 0 | 0 | 0 | 0
1822 | SCE | SCE-13-SW-008A | 2006 T-20 - BR, ER and R20 Incandescent Reflector Lamps: Commercial | 2006 T-20 - BR, ER and R20 Incandescent Reflector Lamps: Commercial | 0 | 0 | 0 | 0 | 9354.0668 | 9354.0668 | 0 | 0 | 0 | 0 | -9354.0668 | -9354.0668 | 0 | 0 | 9354.0668 | 0 | 0 | 0 | 0 | 0 | 0 | 0 | 0 | 0 | 0 | 0 | 0 | 0 | 0 | 0 | 0 | 0 | 0 | 0 | 0 | 0 | 0 | 0 | 0 | 0 | 0 | 0 | 0 | 0 | 0 | 0 | 0 | 0 | 0 | 0 | 0 | 0 | 0 | 0 | 0 | 0.0054054 | 9354.0668 | 0 | 9354.0668 | 378.2729 | 462.8811 | 0 | 8512.9128 | 0 | 0 | 0 | 0 | 0 | 0 | 0 | 0 | 0 | 0 | 0 | 0 | 0 | 0 | 0 | 0 | 0 | 0 | 0 | 0 | 0 | 0 | 0 | 0 | 0 | 0 | 0 | 0 | 0 | 0 | 0 | 0 | 0 | 0
1823 | SCE | SCE-13-SW-008A | 2008 T-20 - Metal Halide Fixtures | 2008 T-20 - Metal Halide Fixtures | 0 | 0 | 0 | 0 | 9354.0668 | 9354.0668 | 0 | 0 | 0 | 0 | -9354.0668 | -9354.0668 | 0 | 0 | 9354.0668 | 0 | 0 | 0 | 0 | 0 | 0 | 0 | 0 | 0 | 0 | 0 | 0 | 0 | 0 | 0 | 0 | 0 | 0 | 0 | 0 | 0 | 0 | 0 | 0 | 0 | 0 | 0 | 0 | 0 | 0 | 0 | 0 | 0 | 0 | 0 | 0 | 0 | 0 | 0 | 0 | 0.0054054 | 9354.0668 | 0 | 9354.0668 | 378.2729 | 462.8811 | 0 | 8512.9128 | 0 | 0 | 0 | 0 | 0 | 0 | 0 | 0 | 0 | 0 | 0 | 0 | 0 | 0 | 0 | 0 | 0 | 0 | 0 | 0 | 0 | 0 | 0 | 0 | 0 | 0 | 0 | 0 | 0 | 0 | 0 | 0 | 0 | 0
1824 | SCE | SCE-13-SW-008A | 2008 T-20 - Portable Lighting Fixtures | 2008 T-20 - Portable Lighting Fixtures | 0 | 0 | 0 | 0 | 9354.0668 | 9354.0668 | 0 | 0 | 0 | 0 | -9354.0668 | -9354.0668 | 0 | 0 | 9354.0668 | 0 | 0 | 0 | 0 | 0 | 0 | 0 | 0 | 0 | 0 | 0 | 0 | 0 | 0 | 0 | 0 | 0 | 0 | 0 | 0 | 0 | 0 | 0 | 0 | 0 | 0 | 0 | 0 | 0 | 0 | 0 | 0 | 0 | 0 | 0 | 0 | 0 | 0 | 0 | 0 | 0.0054054 | 9354.0668 | 0 | 9354.0668 | 378.2729 | 462.8811 | 0 | 8512.9128 | 0 | 0 | 0 | 0 | 0 | 0 | 0 | 0 | 0 | 0 | 0 | 0 | 0 | 0 | 0 | 0 | 0 | 0 | 0 | 0 | 0 | 0 | 0 | 0 | 0 | 0 | 0 | 0 | 0 | 0 | 0 | 0 | 0 | 0
1825 | SCE | SCE-13-SW-008A | 2008 T-20 - General Purpose Lighting -- 100 watt | 2008 T-20 - General Purpose Lighting -- 100 watt | 0 | 0 | 0 | 0 | 9354.0668 | 9354.0668 | 0 | 0 | 0 | 0 | -9354.0668 | -9354.0668 | 0 | 0 | 9354.0668 | 0 | 0 | 0 | 0 | 0 | 0 | 0 | 0 | 0 | 0 | 0 | 0 | 0 | 0 | 0 | 0 | 0 | 0 | 0 | 0 | 0 | 0 | 0 | 0 | 0 | 0 | 0 | 0 | 0 | 0 | 0 | 0 | 0 | 0 | 0 | 0 | 0 | 0 | 0 | 0 | 0.0054054 | 9354.0668 | 0 | 9354.0668 | 378.2729 | 462.8811 | 0 | 8512.9128 | 0 | 0 | 0 | 0 | 0 | 0 | 0 | 0 | 0 | 0 | 0 | 0 | 0 | 0 | 0 | 0 | 0 | 0 | 0 | 0 | 0 | 0 | 0 | 0 | 0 | 0 | 0 | 0 | 0 | 0 | 0 | 0 | 0 | 0
1826 | SCE | SCE-13-SW-008A | 2008 T-20 - General Purpose Lighting -- 75 watt | 2008 T-20 - General Purpose Lighting -- 75 watt | 0 | 0 | 0 | 0 | 9354.0668 | 9354.0668 | 0 | 0 | 0 | 0 | -9354.0668 | -9354.0668 | 0 | 0 | 9354.0668 | 0 | 0 | 0 | 0 | 0 | 0 | 0 | 0 | 0 | 0 | 0 | 0 | 0 | 0 | 0 | 0 | 0 | 0 | 0 | 0 | 0 | 0 | 0 | 0 | 0 | 0 | 0 | 0 | 0 | 0 | 0 | 0 | 0 | 0 | 0 | 0 | 0 | 0 | 0 | 0 | 0.0054054 | 9354.0668 | 0 | 9354.0668 | 378.2729 | 462.8811 | 0 | 8512.9128 | 0 | 0 | 0 | 0 | 0 | 0 | 0 | 0 | 0 | 0 | 0 | 0 | 0 | 0 | 0 | 0 | 0 | 0 | 0 | 0 | 0 | 0 | 0 | 0 | 0 | 0 | 0 | 0 | 0 | 0 | 0 | 0 | 0 | 0
1827 | SCE | SCE-13-SW-008A | 2008 T-20 - General Purpose Lighting -- 60 and 40 watt | 2008 T-20 - General Purpose Lighting -- 60 and 40 watt | 0 | 0 | 0 | 0 | 9354.0668 | 9354.0668 | 0 | 0 | 0 | 0 | -9354.0668 | -9354.0668 | 0 | 0 | 9354.0668 | 0 | 0 | 0 | 0 | 0 | 0 | 0 | 0 | 0 | 0 | 0 | 0 | 0 | 0 | 0 | 0 | 0 | 0 | 0 | 0 | 0 | 0 | 0 | 0 | 0 | 0 | 0 | 0 | 0 | 0 | 0 | 0 | 0 | 0 | 0 | 0 | 0 | 0 | 0 | 0 | 0.0054054 | 9354.0668 | 0 | 9354.0668 | 378.2729 | 462.8811 | 0 | 8512.9128 | 0 | 0 | 0 | 0 | 0 | 0 | 0 | 0 | 0 | 0 | 0 | 0 | 0 | 0 | 0 | 0 | 0 | 0 | 0 | 0 | 0 | 0 | 0 | 0 | 0 | 0 | 0 | 0 | 0 | 0 | 0 | 0 | 0 | 0
1828 | SCE | SCE-13-SW-008A | 2009 T-20 - Televisions - Tier 1 | 2009 T-20 - Televisions - Tier 1 | 0 | 0 | 0 | 0 | 9354.0668 | 9354.0668 | 0 | 0 | 0 | 0 | -9354.0668 | -9354.0668 | 0 | 0 | 9354.0668 | 0 | 0 | 0 | 0 | 0 | 0 | 0 | 0 | 0 | 0 | 0 | 0 | 0 | 0 | 0 | 0 | 0 | 0 | 0 | 0 | 0 | 0 | 0 | 0 | 0 | 0 | 0 | 0 | 0 | 0 | 0 | 0 | 0 | 0 | 0 | 0 | 0 | 0 | 0 | 0 | 0.0054054 | 9354.0668 | 0 | 9354.0668 | 378.2729 | 462.8811 | 0 | 8512.9128 | 0 | 0 | 0 | 0 | 0 | 0 | 0 | 0 | 0 | 0 | 0 | 0 | 0 | 0 | 0 | 0 | 0 | 0 | 0 | 0 | 0 | 0 | 0 | 0 | 0 | 0 | 0 | 0 | 0 | 0 | 0 | 0 | 0 | 0
1829 | SCE | SCE-13-SW-008A | 2009 T-20 - Televisions - Tier 2 | 2009 T-20 - Televisions - Tier 2 | 0 | 0 | 0 | 0 | 9354.0668 | 9354.0668 | 0 | 0 | 0 | 0 | -9354.0668 | -9354.0668 | 0 | 0 | 9354.0668 | 0 | 0 | 0 | 0 | 0 | 0 | 0 | 0 | 0 | 0 | 0 | 0 | 0 | 0 | 0 | 0 | 0 | 0 | 0 | 0 | 0 | 0 | 0 | 0 | 0 | 0 | 0 | 0 | 0 | 0 | 0 | 0 | 0 | 0 | 0 | 0 | 0 | 0 | 0 | 0 | 0.0054054 | 9354.0668 | 0 | 9354.0668 | 378.2729 | 462.8811 | 0 | 8512.9128 | 0 | 0 | 0 | 0 | 0 | 0 | 0 | 0 | 0 | 0 | 0 | 0 | 0 | 0 | 0 | 0 | 0 | 0 | 0 | 0 | 0 | 0 | 0 | 0 | 0 | 0 | 0 | 0 | 0 | 0 | 0 | 0 | 0 | 0
1830 | SCE | SCE-13-SW-008A | 2011 T-20 - Small Battery Chargers – Tier 1 (consumer with no USB charger or USB charger <20 watt-hours) | 2011 T-20 - Small Battery Chargers – Tier 1 (consumer with no USB charger or USB charger <20 watt-hours) | 0 | 0 | 0 | 0 | 9354.0668 | 9354.0668 | 0 | 0 | 0 | 0 | -9354.0668 | -9354.0668 | 0 | 0 | 9354.0668 | 0 | 0 | 0 | 0 | 0 | 0 | 0 | 0 | 0 | 0 | 0 | 0 | 0 | 0 | 0 | 0 | 0 | 0 | 0 | 0 | 0 | 0 | 0 | 0 | 0 | 0 | 0 | 0 | 0 | 0 | 0 | 0 | 0 | 0 | 0 | 0 | 0 | 0 | 0 | 0 | 0.0054054 | 9354.0668 | 0 | 9354.0668 | 378.2729 | 462.8811 | 0 | 8512.9128 | 0 | 0 | 0 | 0 | 0 | 0 | 0 | 0 | 0 | 0 | 0 | 0 | 0 | 0 | 0 | 0 | 0 | 0 | 0 | 0 | 0 | 0 | 0 | 0 | 0 | 0 | 0 | 0 | 0 | 0 | 0 | 0 | 0 | 0
1831 | SCE | SCE-13-SW-008A | 2011 T-20 - Small Battery Chargers – Tier 2 (consumer with USB charger ≥20 watt-hours) | 2011 T-20 - Small Battery Chargers – Tier 2 (consumer with USB charger ≥20 watt-hours) | 0 | 0 | 0 | 0 | 9354.0668 | 9354.0668 | 0 | 0 | 0 | 0 | -9354.0668 | -9354.0668 | 0 | 0 | 9354.0668 | 0 | 0 | 0 | 0 | 0 | 0 | 0 | 0 | 0 | 0 | 0 | 0 | 0 | 0 | 0 | 0 | 0 | 0 | 0 | 0 | 0 | 0 | 0 | 0 | 0 | 0 | 0 | 0 | 0 | 0 | 0 | 0 | 0 | 0 | 0 | 0 | 0 | 0 | 0 | 0 | 0.0054054 | 9354.0668 | 0 | 9354.0668 | 378.2729 | 462.8811 | 0 | 8512.9128 | 0 | 0 | 0 | 0 | 0 | 0 | 0 | 0 | 0 | 0 | 0 | 0 | 0 | 0 | 0 | 0 | 0 | 0 | 0 | 0 | 0 | 0 | 0 | 0 | 0 | 0 | 0 | 0 | 0 | 0 | 0 | 0 | 0 | 0
1832 | SCE | SCE-13-SW-008A | 2011 T-20 - Small Battery Chargers – Tier 3 (non-consumer) | 2011 T-20 - Small Battery Chargers – Tier 3 (non-consumer) | 0 | 0 | 0 | 0 | 9354.0668 | 9354.0668 | 0 | 0 | 0 | 0 | -9354.0668 | -9354.0668 | 0 | 0 | 9354.0668 | 0 | 0 | 0 | 0 | 0 | 0 | 0 | 0 | 0 | 0 | 0 | 0 | 0 | 0 | 0 | 0 | 0 | 0 | 0 | 0 | 0 | 0 | 0 | 0 | 0 | 0 | 0 | 0 | 0 | 0 | 0 | 0 | 0 | 0 | 0 | 0 | 0 | 0 | 0 | 0 | 0.0054054 | 9354.0668 | 0 | 9354.0668 | 378.2729 | 462.8811 | 0 | 8512.9128 | 0 | 0 | 0 | 0 | 0 | 0 | 0 | 0 | 0 | 0 | 0 | 0 | 0 | 0 | 0 | 0 | 0 | 0 | 0 | 0 | 0 | 0 | 0 | 0 | 0 | 0 | 0 | 0 | 0 | 0 | 0 | 0 | 0 | 0
1833 | SCE | SCE-13-SW-008A | 2011 T-20 - Large Battery Chargers (≥2kW rated input) | 2011 T-20 - Large Battery Chargers (≥2kW rated input) | 0 | 0 | 0 | 0 | 9354.0668 | 9354.0668 | 0 | 0 | 0 | 0 | -9354.0668 | -9354.0668 | 0 | 0 | 9354.0668 | 0 | 0 | 0 | 0 | 0 | 0 | 0 | 0 | 0 | 0 | 0 | 0 | 0 | 0 | 0 | 0 | 0 | 0 | 0 | 0 | 0 | 0 | 0 | 0 | 0 | 0 | 0 | 0 | 0 | 0 | 0 | 0 | 0 | 0 | 0 | 0 | 0 | 0 | 0 | 0 | 0.0054054 | 9354.0668 | 0 | 9354.0668 | 378.2729 | 462.8811 | 0 | 8512.9128 | 0 | 0 | 0 | 0 | 0 | 0 | 0 | 0 | 0 | 0 | 0 | 0 | 0 | 0 | 0 | 0 | 0 | 0 | 0 | 0 | 0 | 0 | 0 | 0 | 0 | 0 | 0 | 0 | 0 | 0 | 0 | 0 | 0 | 0
1834 | SCE | SCE-13-SW-008A | 2010-12 Fed App - Electric Motors 1-200HP | 2010-12 Fed App - Electric Motors 1-200HP | 0 | 0 | 0 | 0 | 9354.0668 | 9354.0668 | 0 | 0 | 0 | 0 | -9354.0668 | -9354.0668 | 0 | 0 | 9354.0668 | 0 | 0 | 0 | 0 | 0 | 0 | 0 | 0 | 0 | 0 | 0 | 0 | 0 | 0 | 0 | 0 | 0 | 0 | 0 | 0 | 0 | 0 | 0 | 0 | 0 | 0 | 0 | 0 | 0 | 0 | 0 | 0 | 0 | 0 | 0 | 0 | 0 | 0 | 0 | 0 | 0.0054054 | 9354.0668 | 0 | 9354.0668 | 378.2729 | 462.8811 | 0 | 8512.9128 | 0 | 0 | 0 | 0 | 0 | 0 | 0 | 0 | 0 | 0 | 0 | 0 | 0 | 0 | 0 | 0 | 0 | 0 | 0 | 0 | 0 | 0 | 0 | 0 | 0 | 0 | 0 | 0 | 0 | 0 | 0 | 0 | 0 | 0
1835 | SCE | SCE-13-SW-008A | 2010-12 Fed App - Refrigerated Beverage Vending Machines | 2010-12 Fed App - Refrigerated Beverage Vending Machines | 0 | 0 | 0 | 0 | 9354.0668 | 9354.0668 | 0 | 0 | 0 | 0 | -9354.0668 | -9354.0668 | 0 | 0 | 9354.0668 | 0 | 0 | 0 | 0 | 0 | 0 | 0 | 0 | 0 | 0 | 0 | 0 | 0 | 0 | 0 | 0 | 0 | 0 | 0 | 0 | 0 | 0 | 0 | 0 | 0 | 0 | 0 | 0 | 0 | 0 | 0 | 0 | 0 | 0 | 0 | 0 | 0 | 0 | 0 | 0 | 0.0054054 | 9354.0668 | 0 | 9354.0668 | 378.2729 | 462.8811 | 0 | 8512.9128 | 0 | 0 | 0 | 0 | 0 | 0 | 0 | 0 | 0 | 0 | 0 | 0 | 0 | 0 | 0 | 0 | 0 | 0 | 0 | 0 | 0 | 0 | 0 | 0 | 0 | 0 | 0 | 0 | 0 | 0 | 0 | 0 | 0 | 0
1836 | SCE | SCE-13-SW-008A | 2010-12 Fed App - Commercial Refrigeration | 2010-12 Fed App - Commercial Refrigeration | 0 | 0 | 0 | 0 | 9354.0668 | 9354.0668 | 0 | 0 | 0 | 0 | -9354.0668 | -9354.0668 | 0 | 0 | 9354.0668 | 0 | 0 | 0 | 0 | 0 | 0 | 0 | 0 | 0 | 0 | 0 | 0 | 0 | 0 | 0 | 0 | 0 | 0 | 0 | 0 | 0 | 0 | 0 | 0 | 0 | 0 | 0 | 0 | 0 | 0 | 0 | 0 | 0 | 0 | 0 | 0 | 0 | 0 | 0 | 0 | 0.0054054 | 9354.0668 | 0 | 9354.0668 | 378.2729 | 462.8811 | 0 | 8512.9128 | 0 | 0 | 0 | 0 | 0 | 0 | 0 | 0 | 0 | 0 | 0 | 0 | 0 | 0 | 0 | 0 | 0 | 0 | 0 | 0 | 0 | 0 | 0 | 0 | 0 | 0 | 0 | 0 | 0 | 0 | 0 | 0 | 0 | 0
1837 | SCE | SCE-13-SW-008A | 2010-12 Fed App - Residential Electric & Gas Ranges | 2010-12 Fed App - Residential Electric & Gas Ranges | 0 | 0 | 0 | 0 | 9354.0668 | 9354.0668 | 0 | 0 | 0 | 0 | -9354.0668 | -9354.0668 | 0 | 0 | 9354.0668 | 0 | 0 | 0 | 0 | 0 | 0 | 0 | 0 | 0 | 0 | 0 | 0 | 0 | 0 | 0 | 0 | 0 | 0 | 0 | 0 | 0 | 0 | 0 | 0 | 0 | 0 | 0 | 0 | 0 | 0 | 0 | 0 | 0 | 0 | 0 | 0 | 0 | 0 | 0 | 0 | 0.0054054 | 9354.0668 | 0 | 9354.0668 | 378.2729 | 462.8811 | 0 | 8512.9128 | 0 | 0 | 0 | 0 | 0 | 0 | 0 | 0 | 0 | 0 | 0 | 0 | 0 | 0 | 0 | 0 | 0 | 0 | 0 | 0 | 0 | 0 | 0 | 0 | 0 | 0 | 0 | 0 | 0 | 0 | 0 | 0 | 0 | 0
1838 | SCE | SCE-13-SW-008A | 2010-12 Fed App - Incandescent Reflector Lamps | 2010-12 Fed App - Incandescent Reflector Lamps | 0 | 0 | 0 | 0 | 9354.0668 | 9354.0668 | 0 | 0 | 0 | 0 | -9354.0668 | -9354.0668 | 0 | 0 | 9354.0668 | 0 | 0 | 0 | 0 | 0 | 0 | 0 | 0 | 0 | 0 | 0 | 0 | 0 | 0 | 0 | 0 | 0 | 0 | 0 | 0 | 0 | 0 | 0 | 0 | 0 | 0 | 0 | 0 | 0 | 0 | 0 | 0 | 0 | 0 | 0 | 0 | 0 | 0 | 0 | 0 | 0.0054054 | 9354.0668 | 0 | 9354.0668 | 378.2729 | 462.8811 | 0 | 8512.9128 | 0 | 0 | 0 | 0 | 0 | 0 | 0 | 0 | 0 | 0 | 0 | 0 | 0 | 0 | 0 | 0 | 0 | 0 | 0 | 0 | 0 | 0 | 0 | 0 | 0 | 0 | 0 | 0 | 0 | 0 | 0 | 0 | 0 | 0
1839 | SCE | SCE-13-SW-008A | 2010-12 Fed App - General Service Fluorescent Lamps | 2010-12 Fed App - General Service Fluorescent Lamps | 0 | 0 | 0 | 0 | 9354.0668 | 9354.0668 | 0 | 0 | 0 | 0 | -9354.0668 | -9354.0668 | 0 | 0 | 9354.0668 | 0 | 0 | 0 | 0 | 0 | 0 | 0 | 0 | 0 | 0 | 0 | 0 | 0 | 0 | 0 | 0 | 0 | 0 | 0 | 0 | 0 | 0 | 0 | 0 | 0 | 0 | 0 | 0 | 0 | 0 | 0 | 0 | 0 | 0 | 0 | 0 | 0 | 0 | 0 | 0 | 0.0054054 | 9354.0668 | 0 | 9354.0668 | 378.2729 | 462.8811 | 0 | 8512.9128 | 0 | 0 | 0 | 0 | 0 | 0 | 0 | 0 | 0 | 0 | 0 | 0 | 0 | 0 | 0 | 0 | 0 | 0 | 0 | 0 | 0 | 0 | 0 | 0 | 0 | 0 | 0 | 0 | 0 | 0 | 0 | 0 | 0 | 0
1840 | SCE | SCE-13-SW-008A | 2013-15 Fed App - Commercial Clothes Washers | 2013-15 Fed App - Commercial Clothes Washers | 0 | 0 | 0 | 0 | 9354.0668 | 9354.0668 | 0 | 0 | 0 | 0 | -9354.0668 | -9354.0668 | 0 | 0 | 9354.0668 | 0 | 0 | 0 | 0 | 0 | 0 | 0 | 0 | 0 | 0 | 0 | 0 | 0 | 0 | 0 | 0 | 0 | 0 | 0 | 0 | 0 | 0 | 0 | 0 | 0 | 0 | 0 | 0 | 0 | 0 | 0 | 0 | 0 | 0 | 0 | 0 | 0 | 0 | 0 | 0 | 0.0054054 | 9354.0668 | 0 | 9354.0668 | 378.2729 | 462.8811 | 0 | 8512.9128 | 0 | 0 | 0 | 0 | 0 | 0 | 0 | 0 | 0 | 0 | 0 | 0 | 0 | 0 | 0 | 0 | 0 | 0 | 0 | 0 | 0 | 0 | 0 | 0 | 0 | 0 | 0 | 0 | 0 | 0 | 0 | 0 | 0 | 0
1841 | SCE | SCE-13-SW-008A | 2013-15 Fed App - Residential Pool Heaters | 2013-15 Fed App - Residential Pool Heaters | 0 | 0 | 0 | 0 | 9354.0668 | 9354.0668 | 0 | 0 | 0 | 0 | -9354.0668 | -9354.0668 | 0 | 0 | 9354.0668 | 0 | 0 | 0 | 0 | 0 | 0 | 0 | 0 | 0 | 0 | 0 | 0 | 0 | 0 | 0 | 0 | 0 | 0 | 0 | 0 | 0 | 0 | 0 | 0 | 0 | 0 | 0 | 0 | 0 | 0 | 0 | 0 | 0 | 0 | 0 | 0 | 0 | 0 | 0 | 0 | 0.0054054 | 9354.0668 | 0 | 9354.0668 | 378.2729 | 462.8811 | 0 | 8512.9128 | 0 | 0 | 0 | 0 | 0 | 0 | 0 | 0 | 0 | 0 | 0 | 0 | 0 | 0 | 0 | 0 | 0 | 0 | 0 | 0 | 0 | 0 | 0 | 0 | 0 | 0 | 0 | 0 | 0 | 0 | 0 | 0 | 0 | 0
1842 | SCE | SCE-13-SW-008A | 2013-15 Fed App - Residential Direct Heating Equipment | 2013-15 Fed App - Residential Direct Heating Equipment | 0 | 0 | 0 | 0 | 9354.0668 | 9354.0668 | 0 | 0 | 0 | 0 | -9354.0668 | -9354.0668 | 0 | 0 | 9354.0668 | 0 | 0 | 0 | 0 | 0 | 0 | 0 | 0 | 0 | 0 | 0 | 0 | 0 | 0 | 0 | 0 | 0 | 0 | 0 | 0 | 0 | 0 | 0 | 0 | 0 | 0 | 0 | 0 | 0 | 0 | 0 | 0 | 0 | 0 | 0 | 0 | 0 | 0 | 0 | 0 | 0.0054054 | 9354.0668 | 0 | 9354.0668 | 378.2729 | 462.8811 | 0 | 8512.9128 | 0 | 0 | 0 | 0 | 0 | 0 | 0 | 0 | 0 | 0 | 0 | 0 | 0 | 0 | 0 | 0 | 0 | 0 | 0 | 0 | 0 | 0 | 0 | 0 | 0 | 0 | 0 | 0 | 0 | 0 | 0 | 0 | 0 | 0
1843 | SCE | SCE-13-SW-008A | 2013-15 Fed App - Residential Refrigerators & Freezers | 2013-15 Fed App - Residential Refrigerators & Freezers | 0 | 0 | 0 | 0 | 9354.0668 | 9354.0668 | 0 | 0 | 0 | 0 | -9354.0668 | -9354.0668 | 0 | 0 | 9354.0668 | 0 | 0 | 0 | 0 | 0 | 0 | 0 | 0 | 0 | 0 | 0 | 0 | 0 | 0 | 0 | 0 | 0 | 0 | 0 | 0 | 0 | 0 | 0 | 0 | 0 | 0 | 0 | 0 | 0 | 0 | 0 | 0 | 0 | 0 | 0 | 0 | 0 | 0 | 0 | 0 | 0.0054054 | 9354.0668 | 0 | 9354.0668 | 378.2729 | 462.8811 | 0 | 8512.9128 | 0 | 0 | 0 | 0 | 0 | 0 | 0 | 0 | 0 | 0 | 0 | 0 | 0 | 0 | 0 | 0 | 0 | 0 | 0 | 0 | 0 | 0 | 0 | 0 | 0 | 0 | 0 | 0 | 0 | 0 | 0 | 0 | 0 | 0
1844 | SCE | SCE-13-SW-008A | 2013-15 Fed App - Residential Room AC | 2013-15 Fed App - Residential Room AC | 0 | 0 | 0 | 0 | 9354.0668 | 9354.0668 | 0 | 0 | 0 | 0 | -9354.0668 | -9354.0668 | 0 | 0 | 9354.0668 | 0 | 0 | 0 | 0 | 0 | 0 | 0 | 0 | 0 | 0 | 0 | 0 | 0 | 0 | 0 | 0 | 0 | 0 | 0 | 0 | 0 | 0 | 0 | 0 | 0 | 0 | 0 | 0 | 0 | 0 | 0 | 0 | 0 | 0 | 0 | 0 | 0 | 0 | 0 | 0 | 0.0054054 | 9354.0668 | 0 | 9354.0668 | 378.2729 | 462.8811 | 0 | 8512.9128 | 0 | 0 | 0 | 0 | 0 | 0 | 0 | 0 | 0 | 0 | 0 | 0 | 0 | 0 | 0 | 0 | 0 | 0 | 0 | 0 | 0 | 0 | 0 | 0 | 0 | 0 | 0 | 0 | 0 | 0 | 0 | 0 | 0 | 0
1845 | SCE | SCE-13-SW-008A | 2013-15 Fed App - Fluorescent Ballasts | 2013-15 Fed App - Fluorescent Ballasts | 0 | 0 | 0 | 0 | 9354.0668 | 9354.0668 | 0 | 0 | 0 | 0 | -9354.0668 | -9354.0668 | 0 | 0 | 9354.0668 | 0 | 0 | 0 | 0 | 0 | 0 | 0 | 0 | 0 | 0 | 0 | 0 | 0 | 0 | 0 | 0 | 0 | 0 | 0 | 0 | 0 | 0 | 0 | 0 | 0 | 0 | 0 | 0 | 0 | 0 | 0 | 0 | 0 | 0 | 0 | 0 | 0 | 0 | 0 | 0 | 0.0054054 | 9354.0668 | 0 | 9354.0668 | 378.2729 | 462.8811 | 0 | 8512.9128 | 0 | 0 | 0 | 0 | 0 | 0 | 0 | 0 | 0 | 0 | 0 | 0 | 0 | 0 | 0 | 0 | 0 | 0 | 0 | 0 | 0 | 0 | 0 | 0 | 0 | 0 | 0 | 0 | 0 | 0 | 0 | 0 | 0 | 0
1846 | SCE | SCE-13-SW-008A | 2013-15 Fed App - Small Commercial Package Air-Conditioners ≥65 and <135 kBtu/h | 2013-15 Fed App - Small Commercial Package Air-Conditioners ≥65 and <135 kBtu/h | 0 | 0 | 0 | 0 | 9354.0668 | 9354.0668 | 0 | 0 | 0 | 0 | -9354.0668 | -9354.0668 | 0 | 0 | 9354.0668 | 0 | 0 | 0 | 0 | 0 | 0 | 0 | 0 | 0 | 0 | 0 | 0 | 0 | 0 | 0 | 0 | 0 | 0 | 0 | 0 | 0 | 0 | 0 | 0 | 0 | 0 | 0 | 0 | 0 | 0 | 0 | 0 | 0 | 0 | 0 | 0 | 0 | 0 | 0 | 0 | 0.0054054 | 9354.0668 | 0 | 9354.0668 | 378.2729 | 462.8811 | 0 | 8512.9128 | 0 | 0 | 0 | 0 | 0 | 0 | 0 | 0 | 0 | 0 | 0 | 0 | 0 | 0 | 0 | 0 | 0 | 0 | 0 | 0 | 0 | 0 | 0 | 0 | 0 | 0 | 0 | 0 | 0 | 0 | 0 | 0 | 0 | 0
1847 | SCE | SCE-13-SW-008A | 2013-15 Fed App - Large and Very Large Commercial Package Air-Conditioners ≥135 kBtu/h | 2013-15 Fed App - Large and Very Large Commercial Package Air-Conditioners ≥135 kBtu/h | 0 | 0 | 0 | 0 | 9354.0668 | 9354.0668 | 0 | 0 | 0 | 0 | -9354.0668 | -9354.0668 | 0 | 0 | 9354.0668 | 0 | 0 | 0 | 0 | 0 | 0 | 0 | 0 | 0 | 0 | 0 | 0 | 0 | 0 | 0 | 0 | 0 | 0 | 0 | 0 | 0 | 0 | 0 | 0 | 0 | 0 | 0 | 0 | 0 | 0 | 0 | 0 | 0 | 0 | 0 | 0 | 0 | 0 | 0 | 0 | 0.0054054 | 9354.0668 | 0 | 9354.0668 | 378.2729 | 462.8811 | 0 | 8512.9128 | 0 | 0 | 0 | 0 | 0 | 0 | 0 | 0 | 0 | 0 | 0 | 0 | 0 | 0 | 0 | 0 | 0 | 0 | 0 | 0 | 0 | 0 | 0 | 0 | 0 | 0 | 0 | 0 | 0 | 0 | 0 | 0 | 0 | 0
1848 | SCE | SCE-13-SW-008A | 2013-15 Fed App - Computer Room Acs >=65,000 Btu/h and < 760,000 Btu/h | 2013-15 Fed App - Computer Room Acs >=65,000 Btu/h and < 760,000 Btu/h | 0 | 0 | 0 | 0 | 9354.0668 | 9354.0668 | 0 | 0 | 0 | 0 | -9354.0668 | -9354.0668 | 0 | 0 | 9354.0668 | 0 | 0 | 0 | 0 | 0 | 0 | 0 | 0 | 0 | 0 | 0 | 0 | 0 | 0 | 0 | 0 | 0 | 0 | 0 | 0 | 0 | 0 | 0 | 0 | 0 | 0 | 0 | 0 | 0 | 0 | 0 | 0 | 0 | 0 | 0 | 0 | 0 | 0 | 0 | 0 | 0.0054054 | 9354.0668 | 0 | 9354.0668 | 378.2729 | 462.8811 | 0 | 8512.9128 | 0 | 0 | 0 | 0 | 0 | 0 | 0 | 0 | 0 | 0 | 0 | 0 | 0 | 0 | 0 | 0 | 0 | 0 | 0 | 0 | 0 | 0 | 0 | 0 | 0 | 0 | 0 | 0 | 0 | 0 | 0 | 0 | 0 | 0
1849 | SCE | SCE-13-SW-008A | 2013-15 Fed App - Residential Dishwashers | 2013-15 Fed App - Residential Dishwashers | 0 | 0 | 0 | 0 | 9354.0668 | 9354.0668 | 0 | 0 | 0 | 0 | -9354.0668 | -9354.0668 | 0 | 0 | 9354.0668 | 0 | 0 | 0 | 0 | 0 | 0 | 0 | 0 | 0 | 0 | 0 | 0 | 0 | 0 | 0 | 0 | 0 | 0 | 0 | 0 | 0 | 0 | 0 | 0 | 0 | 0 | 0 | 0 | 0 | 0 | 0 | 0 | 0 | 0 | 0 | 0 | 0 | 0 | 0 | 0 | 0.0054054 | 9354.0668 | 0 | 9354.0668 | 378.2729 | 462.8811 | 0 | 8512.9128 | 0 | 0 | 0 | 0 | 0 | 0 | 0 | 0 | 0 | 0 | 0 | 0 | 0 | 0 | 0 | 0 | 0 | 0 | 0 | 0 | 0 | 0 | 0 | 0 | 0 | 0 | 0 | 0 | 0 | 0 | 0 | 0 | 0 | 0
1850 | SCE | SCE-13-SW-008A | 2013-15 Fed App - Residential Clothes Dryers | 2013-15 Fed App - Residential Clothes Dryers | 0 | 0 | 0 | 0 | 9354.0668 | 9354.0668 | 0 | 0 | 0 | 0 | -9354.0668 | -9354.0668 | 0 | 0 | 9354.0668 | 0 | 0 | 0 | 0 | 0 | 0 | 0 | 0 | 0 | 0 | 0 | 0 | 0 | 0 | 0 | 0 | 0 | 0 | 0 | 0 | 0 | 0 | 0 | 0 | 0 | 0 | 0 | 0 | 0 | 0 | 0 | 0 | 0 | 0 | 0 | 0 | 0 | 0 | 0 | 0 | 0.0054054 | 9354.0668 | 0 | 9354.0668 | 378.2729 | 462.8811 | 0 | 8512.9128 | 0 | 0 | 0 | 0 | 0 | 0 | 0 | 0 | 0 | 0 | 0 | 0 | 0 | 0 | 0 | 0 | 0 | 0 | 0 | 0 | 0 | 0 | 0 | 0 | 0 | 0 | 0 | 0 | 0 | 0 | 0 | 0 | 0 | 0
1851 | SCE | SCE-13-SW-008A | 2013-15 Fed App - Residential Gas-fired water heater | 2013-15 Fed App - Residential Gas-fired water heater | 0 | 0 | 0 | 0 | 9354.0668 | 9354.0668 | 0 | 0 | 0 | 0 | -9354.0668 | -9354.0668 | 0 | 0 | 9354.0668 | 0 | 0 | 0 | 0 | 0 | 0 | 0 | 0 | 0 | 0 | 0 | 0 | 0 | 0 | 0 | 0 | 0 | 0 | 0 | 0 | 0 | 0 | 0 | 0 | 0 | 0 | 0 | 0 | 0 | 0 | 0 | 0 | 0 | 0 | 0 | 0 | 0 | 0 | 0 | 0 | 0.0054054 | 9354.0668 | 0 | 9354.0668 | 378.2729 | 462.8811 | 0 | 8512.9128 | 0 | 0 | 0 | 0 | 0 | 0 | 0 | 0 | 0 | 0 | 0 | 0 | 0 | 0 | 0 | 0 | 0 | 0 | 0 | 0 | 0 | 0 | 0 | 0 | 0 | 0 | 0 | 0 | 0 | 0 | 0 | 0 | 0 | 0
1852 | SCE | SCE-13-SW-008A | 2013-15 Fed App - Residential Electric storage water heater | 2013-15 Fed App - Residential Electric storage water heater | 0 | 0 | 0 | 0 | 9354.0668 | 9354.0668 | 0 | 0 | 0 | 0 | -9354.0668 | -9354.0668 | 0 | 0 | 9354.0668 | 0 | 0 | 0 | 0 | 0 | 0 | 0 | 0 | 0 | 0 | 0 | 0 | 0 | 0 | 0 | 0 | 0 | 0 | 0 | 0 | 0 | 0 | 0 | 0 | 0 | 0 | 0 | 0 | 0 | 0 | 0 | 0 | 0 | 0 | 0 | 0 | 0 | 0 | 0 | 0 | 0.0054054 | 9354.0668 | 0 | 9354.0668 | 378.2729 | 462.8811 | 0 | 8512.9128 | 0 | 0 | 0 | 0 | 0 | 0 | 0 | 0 | 0 | 0 | 0 | 0 | 0 | 0 | 0 | 0 | 0 | 0 | 0 | 0 | 0 | 0 | 0 | 0 | 0 | 0 | 0 | 0 | 0 | 0 | 0 | 0 | 0 | 0
1853 | SCE | SCE-13-SW-008A | 2013-15 Fed App - Residential Gas-fired instantaneous water heater | 2013-15 Fed App - Residential Gas-fired instantaneous water heater | 0 | 0 | 0 | 0 | 9354.0668 | 9354.0668 | 0 | 0 | 0 | 0 | -9354.0668 | -9354.0668 | 0 | 0 | 9354.0668 | 0 | 0 | 0 | 0 | 0 | 0 | 0 | 0 | 0 | 0 | 0 | 0 | 0 | 0 | 0 | 0 | 0 | 0 | 0 | 0 | 0 | 0 | 0 | 0 | 0 | 0 | 0 | 0 | 0 | 0 | 0 | 0 | 0 | 0 | 0 | 0 | 0 | 0 | 0 | 0 | 0.0054054 | 9354.0668 | 0 | 9354.0668 | 378.2729 | 462.8811 | 0 | 8512.9128 | 0 | 0 | 0 | 0 | 0 | 0 | 0 | 0 | 0 | 0 | 0 | 0 | 0 | 0 | 0 | 0 | 0 | 0 | 0 | 0 | 0 | 0 | 0 | 0 | 0 | 0 | 0 | 0 | 0 | 0 | 0 | 0 | 0 | 0
1854 | SCE | SCE-13-SW-008A | 2013-15 Fed App - Residential Oil-fired storage water heater | 2013-15 Fed App - Residential Oil-fired storage water heater | 0 | 0 | 0 | 0 | 9354.0668 | 9354.0668 | 0 | 0 | 0 | 0 | -9354.0668 | -9354.0668 | 0 | 0 | 9354.0668 | 0 | 0 | 0 | 0 | 0 | 0 | 0 | 0 | 0 | 0 | 0 | 0 | 0 | 0 | 0 | 0 | 0 | 0 | 0 | 0 | 0 | 0 | 0 | 0 | 0 | 0 | 0 | 0 | 0 | 0 | 0 | 0 | 0 | 0 | 0 | 0 | 0 | 0 | 0 | 0 | 0.0054054 | 9354.0668 | 0 | 9354.0668 | 378.2729 | 462.8811 | 0 | 8512.9128 | 0 | 0 | 0 | 0 | 0 | 0 | 0 | 0 | 0 | 0 | 0 | 0 | 0 | 0 | 0 | 0 | 0 | 0 | 0 | 0 | 0 | 0 | 0 | 0 | 0 | 0 | 0 | 0 | 0 | 0 | 0 | 0 | 0 | 0
1855 | SCE | SCE-13-SW-008A | 2013-15 Fed App - Small Electric Motors | 2013-15 Fed App - Small Electric Motors | 0 | 0 | 0 | 0 | 9354.0668 | 9354.0668 | 0 | 0 | 0 | 0 | -9354.0668 | -9354.0668 | 0 | 0 | 9354.0668 | 0 | 0 | 0 | 0 | 0 | 0 | 0 | 0 | 0 | 0 | 0 | 0 | 0 | 0 | 0 | 0 | 0 | 0 | 0 | 0 | 0 | 0 | 0 | 0 | 0 | 0 | 0 | 0 | 0 | 0 | 0 | 0 | 0 | 0 | 0 | 0 | 0 | 0 | 0 | 0 | 0.0054054 | 9354.0668 | 0 | 9354.0668 | 378.2729 | 462.8811 | 0 | 8512.9128 | 0 | 0 | 0 | 0 | 0 | 0 | 0 | 0 | 0 | 0 | 0 | 0 | 0 | 0 | 0 | 0 | 0 | 0 | 0 | 0 | 0 | 0 | 0 | 0 | 0 | 0 | 0 | 0 | 0 | 0 | 0 | 0 | 0 | 0
1856 | SCE | SCE-13-SW-008A | 2013-15 Fed App - Residential Clothes Washers (Front Loading) | 2013-15 Fed App - Residential Clothes Washers (Front Loading) | 0 | 0 | 0 | 0 | 9354.0668 | 9354.0668 | 0 | 0 | 0 | 0 | -9354.0668 | -9354.0668 | 0 | 0 | 9354.0668 | 0 | 0 | 0 | 0 | 0 | 0 | 0 | 0 | 0 | 0 | 0 | 0 | 0 | 0 | 0 | 0 | 0 | 0 | 0 | 0 | 0 | 0 | 0 | 0 | 0 | 0 | 0 | 0 | 0 | 0 | 0 | 0 | 0 | 0 | 0 | 0 | 0 | 0 | 0 | 0 | 0.0054054 | 9354.0668 | 0 | 9354.0668 | 378.2729 | 462.8811 | 0 | 8512.9128 | 0 | 0 | 0 | 0 | 0 | 0 | 0 | 0 | 0 | 0 | 0 | 0 | 0 | 0 | 0 | 0 | 0 | 0 | 0 | 0 | 0 | 0 | 0 | 0 | 0 | 0 | 0 | 0 | 0 | 0 | 0 | 0 | 0 | 0
1857 | SCE | SCE-13-SW-008A | 2013-15 Fed App - Residential Clothes Washers (Top Loading) Tier I | 2013-15 Fed App - Residential Clothes Washers (Top Loading) Tier I | 0 | 0 | 0 | 0 | 9354.0668 | 9354.0668 | 0 | 0 | 0 | 0 | -9354.0668 | -9354.0668 | 0 | 0 | 9354.0668 | 0 | 0 | 0 | 0 | 0 | 0 | 0 | 0 | 0 | 0 | 0 | 0 | 0 | 0 | 0 | 0 | 0 | 0 | 0 | 0 | 0 | 0 | 0 | 0 | 0 | 0 | 0 | 0 | 0 | 0 | 0 | 0 | 0 | 0 | 0 | 0 | 0 | 0 | 0 | 0 | 0.0054054 | 9354.0668 | 0 | 9354.0668 | 378.2729 | 462.8811 | 0 | 8512.9128 | 0 | 0 | 0 | 0 | 0 | 0 | 0 | 0 | 0 | 0 | 0 | 0 | 0 | 0 | 0 | 0 | 0 | 0 | 0 | 0 | 0 | 0 | 0 | 0 | 0 | 0 | 0 | 0 | 0 | 0 | 0 | 0 | 0 | 0
1858 | SCE | SCE-13-SW-008A | 2013-15 Fed App - Residential Central AC, Heat Pumps and Furnaces | 2013-15 Fed App - Residential Central AC, Heat Pumps and Furnaces | 0 | 0 | 0 | 0 | 9354.0668 | 9354.0668 | 0 | 0 | 0 | 0 | -9354.0668 | -9354.0668 | 0 | 0 | 9354.0668 | 0 | 0 | 0 | 0 | 0 | 0 | 0 | 0 | 0 | 0 | 0 | 0 | 0 | 0 | 0 | 0 | 0 | 0 | 0 | 0 | 0 | 0 | 0 | 0 | 0 | 0 | 0 | 0 | 0 | 0 | 0 | 0 | 0 | 0 | 0 | 0 | 0 | 0 | 0 | 0 | 0.0054054 | 9354.0668 | 0 | 9354.0668 | 378.2729 | 462.8811 | 0 | 8512.9128 | 0 | 0 | 0 | 0 | 0 | 0 | 0 | 0 | 0 | 0 | 0 | 0 | 0 | 0 | 0 | 0 | 0 | 0 | 0 | 0 | 0 | 0 | 0 | 0 | 0 | 0 | 0 | 0 | 0 | 0 | 0 | 0 | 0 | 0
1859 | SCE | SCE-13-SW-008A | 2015 T-20 - Air Filter Labeling | 2015 T-20 - Air Filter Labeling | 0 | 0 | 0 | 0 | 9354.0668 | 9354.0668 | 0 | 0 | 0 | 0 | -9354.0668 | -9354.0668 | 0 | 0 | 9354.0668 | 0 | 0 | 0 | 0 | 0 | 0 | 0 | 0 | 0 | 0 | 0 | 0 | 0 | 0 | 0 | 0 | 0 | 0 | 0 | 0 | 0 | 0 | 0 | 0 | 0 | 0 | 0 | 0 | 0 | 0 | 0 | 0 | 0 | 0 | 0 | 0 | 0 | 0 | 0 | 0 | 0.0054054 | 9354.0668 | 0 | 9354.0668 | 378.2729 | 462.8811 | 0 | 8512.9128 | 0 | 0 | 0 | 0 | 0 | 0 | 0 | 0 | 0 | 0 | 0 | 0 | 0 | 0 | 0 | 0 | 0 | 0 | 0 | 0 | 0 | 0 | 0 | 0 | 0 | 0 | 0 | 0 | 0 | 0 | 0 | 0 | 0 | 0
1860 | SCE | SCE-13-SW-008A | 2015 T-20 - Dimming Ballasts | 2015 T-20 - Dimming Ballasts | 0 | 0 | 0 | 0 | 9354.0668 | 9354.0668 | 0 | 0 | 0 | 0 | -9354.0668 | -9354.0668 | 0 | 0 | 9354.0668 | 0 | 0 | 0 | 0 | 0 | 0 | 0 | 0 | 0 | 0 | 0 | 0 | 0 | 0 | 0 | 0 | 0 | 0 | 0 | 0 | 0 | 0 | 0 | 0 | 0 | 0 | 0 | 0 | 0 | 0 | 0 | 0 | 0 | 0 | 0 | 0 | 0 | 0 | 0 | 0 | 0.0054054 | 9354.0668 | 0 | 9354.0668 | 378.2729 | 462.8811 | 0 | 8512.9128 | 0 | 0 | 0 | 0 | 0 | 0 | 0 | 0 | 0 | 0 | 0 | 0 | 0 | 0 | 0 | 0 | 0 | 0 | 0 | 0 | 0 | 0 | 0 | 0 | 0 | 0 | 0 | 0 | 0 | 0 | 0 | 0 | 0 | 0
1861 | SCE | SCE-13-SW-008A | 2015 T-20 - Metal Halide Lamp Fixtures | 2015 T-20 - Metal Halide Lamp Fixtures | 0 | 0 | 0 | 0 | 9354.0668 | 9354.0668 | 0 | 0 | 0 | 0 | -9354.0668 | -9354.0668 | 0 | 0 | 9354.0668 | 0 | 0 | 0 | 0 | 0 | 0 | 0 | 0 | 0 | 0 | 0 | 0 | 0 | 0 | 0 | 0 | 0 | 0 | 0 | 0 | 0 | 0 | 0 | 0 | 0 | 0 | 0 | 0 | 0 | 0 | 0 | 0 | 0 | 0 | 0 | 0 | 0 | 0 | 0 | 0 | 0.0054054 | 9354.0668 | 0 | 9354.0668 | 378.2729 | 462.8811 | 0 | 8512.9128 | 0 | 0 | 0 | 0 | 0 | 0 | 0 | 0 | 0 | 0 | 0 | 0 | 0 | 0 | 0 | 0 | 0 | 0 | 0 | 0 | 0 | 0 | 0 | 0 | 0 | 0 | 0 | 0 | 0 | 0 | 0 | 0 | 0 | 0
1862 | SCE | SCE-13-SW-008A | 2015 T-20 - Residential Faucets & Aerators - Lavatory w/ Natural Gas Water Heating - Tier 1 (2.2 –1.5 gpm) | 2015 T-20 - Residential Faucets & Aerators - Lavatory w/ Natural Gas Water Heating - Tier 1 (2.2 –1.5 gpm) | 0 | 0 | 0 | 0 | 9354.0668 | 9354.0668 | 0 | 0 | 0 | 0 | -9354.0668 | -9354.0668 | 0 | 0 | 9354.0668 | 0 | 0 | 0 | 0 | 0 | 0 | 0 | 0 | 0 | 0 | 0 | 0 | 0 | 0 | 0 | 0 | 0 | 0 | 0 | 0 | 0 | 0 | 0 | 0 | 0 | 0 | 0 | 0 | 0 | 0 | 0 | 0 | 0 | 0 | 0 | 0 | 0 | 0 | 0 | 0 | 0.0054054 | 9354.0668 | 0 | 9354.0668 | 378.2729 | 462.8811 | 0 | 8512.9128 | 0 | 0 | 0 | 0 | 0 | 0 | 0 | 0 | 0 | 0 | 0 | 0 | 0 | 0 | 0 | 0 | 0 | 0 | 0 | 0 | 0 | 0 | 0 | 0 | 0 | 0 | 0 | 0 | 0 | 0 | 0 | 0 | 0 | 0
1863 | SCE | SCE-13-SW-008A | 2015 T-20 - Residential Faucets & Aerators - Lavatory w/ Electric Water Heating - Tier 1 (2.2 –1.5 gpm) | 2015 T-20 - Residential Faucets & Aerators - Lavatory w/ Electric Water Heating - Tier 1 (2.2 –1.5 gpm) | 0 | 0 | 0 | 0 | 9354.0668 | 9354.0668 | 0 | 0 | 0 | 0 | -9354.0668 | -9354.0668 | 0 | 0 | 9354.0668 | 0 | 0 | 0 | 0 | 0 | 0 | 0 | 0 | 0 | 0 | 0 | 0 | 0 | 0 | 0 | 0 | 0 | 0 | 0 | 0 | 0 | 0 | 0 | 0 | 0 | 0 | 0 | 0 | 0 | 0 | 0 | 0 | 0 | 0 | 0 | 0 | 0 | 0 | 0 | 0 | 0.0054054 | 9354.0668 | 0 | 9354.0668 | 378.2729 | 462.8811 | 0 | 8512.9128 | 0 | 0 | 0 | 0 | 0 | 0 | 0 | 0 | 0 | 0 | 0 | 0 | 0 | 0 | 0 | 0 | 0 | 0 | 0 | 0 | 0 | 0 | 0 | 0 | 0 | 0 | 0 | 0 | 0 | 0 | 0 | 0 | 0 | 0
1864 | SCE | SCE-13-SW-008A | 2015 T-20 - Residential Faucets & Aerators - Lavatory w/ Natural Gas Water Heating - Tier 2 (1.5 –1.2 gpm) | 2015 T-20 - Residential Faucets & Aerators - Lavatory w/ Natural Gas Water Heating - Tier 2 (1.5 –1.2 gpm) | 0 | 0 | 0 | 0 | 9354.0668 | 9354.0668 | 0 | 0 | 0 | 0 | -9354.0668 | -9354.0668 | 0 | 0 | 9354.0668 | 0 | 0 | 0 | 0 | 0 | 0 | 0 | 0 | 0 | 0 | 0 | 0 | 0 | 0 | 0 | 0 | 0 | 0 | 0 | 0 | 0 | 0 | 0 | 0 | 0 | 0 | 0 | 0 | 0 | 0 | 0 | 0 | 0 | 0 | 0 | 0 | 0 | 0 | 0 | 0 | 0.0054054 | 9354.0668 | 0 | 9354.0668 | 378.2729 | 462.8811 | 0 | 8512.9128 | 0 | 0 | 0 | 0 | 0 | 0 | 0 | 0 | 0 | 0 | 0 | 0 | 0 | 0 | 0 | 0 | 0 | 0 | 0 | 0 | 0 | 0 | 0 | 0 | 0 | 0 | 0 | 0 | 0 | 0 | 0 | 0 | 0 | 0
1865 | SCE | SCE-13-SW-008A | 2015 T-20 - Residential Faucets & Aerators - Lavatory w/ Electric Water Heating - Tier 2 (1.5 –1.2 gpm) | 2015 T-20 - Residential Faucets & Aerators - Lavatory w/ Electric Water Heating - Tier 2 (1.5 –1.2 gpm) | 0 | 0 | 0 | 0 | 9354.0668 | 9354.0668 | 0 | 0 | 0 | 0 | -9354.0668 | -9354.0668 | 0 | 0 | 9354.0668 | 0 | 0 | 0 | 0 | 0 | 0 | 0 | 0 | 0 | 0 | 0 | 0 | 0 | 0 | 0 | 0 | 0 | 0 | 0 | 0 | 0 | 0 | 0 | 0 | 0 | 0 | 0 | 0 | 0 | 0 | 0 | 0 | 0 | 0 | 0 | 0 | 0 | 0 | 0 | 0 | 0.0054054 | 9354.0668 | 0 | 9354.0668 | 378.2729 | 462.8811 | 0 | 8512.9128 | 0 | 0 | 0 | 0 | 0 | 0 | 0 | 0 | 0 | 0 | 0 | 0 | 0 | 0 | 0 | 0 | 0 | 0 | 0 | 0 | 0 | 0 | 0 | 0 | 0 | 0 | 0 | 0 | 0 | 0 | 0 | 0 | 0 | 0
1866 | SCE | SCE-13-SW-008A | 2015 T-20 - Residential Faucets & Aerators - Kitchen w/ Natural Gas Water Heating (1.8 gpm) | 2015 T-20 - Residential Faucets & Aerators - Kitchen w/ Natural Gas Water Heating (1.8 gpm) | 0 | 0 | 0 | 0 | 9354.0668 | 9354.0668 | 0 | 0 | 0 | 0 | -9354.0668 | -9354.0668 | 0 | 0 | 9354.0668 | 0 | 0 | 0 | 0 | 0 | 0 | 0 | 0 | 0 | 0 | 0 | 0 | 0 | 0 | 0 | 0 | 0 | 0 | 0 | 0 | 0 | 0 | 0 | 0 | 0 | 0 | 0 | 0 | 0 | 0 | 0 | 0 | 0 | 0 | 0 | 0 | 0 | 0 | 0 | 0 | 0.0054054 | 9354.0668 | 0 | 9354.0668 | 378.2729 | 462.8811 | 0 | 8512.9128 | 0 | 0 | 0 | 0 | 0 | 0 | 0 | 0 | 0 | 0 | 0 | 0 | 0 | 0 | 0 | 0 | 0 | 0 | 0 | 0 | 0 | 0 | 0 | 0 | 0 | 0 | 0 | 0 | 0 | 0 | 0 | 0 | 0 | 0
1867 | SCE | SCE-13-SW-008A | 2015 T-20 - Residential Faucets & Aerators - Kitchen w/ Electric Water Heating (1.8 gpm) | 2015 T-20 - Residential Faucets & Aerators - Kitchen w/ Electric Water Heating (1.8 gpm) | 0 | 0 | 0 | 0 | 9354.0668 | 9354.0668 | 0 | 0 | 0 | 0 | -9354.0668 | -9354.0668 | 0 | 0 | 9354.0668 | 0 | 0 | 0 | 0 | 0 | 0 | 0 | 0 | 0 | 0 | 0 | 0 | 0 | 0 | 0 | 0 | 0 | 0 | 0 | 0 | 0 | 0 | 0 | 0 | 0 | 0 | 0 | 0 | 0 | 0 | 0 | 0 | 0 | 0 | 0 | 0 | 0 | 0 | 0 | 0 | 0.0054054 | 9354.0668 | 0 | 9354.0668 | 378.2729 | 462.8811 | 0 | 8512.9128 | 0 | 0 | 0 | 0 | 0 | 0 | 0 | 0 | 0 | 0 | 0 | 0 | 0 | 0 | 0 | 0 | 0 | 0 | 0 | 0 | 0 | 0 | 0 | 0 | 0 | 0 | 0 | 0 | 0 | 0 | 0 | 0 | 0 | 0
1868 | SCE | SCE-13-SW-008A | 2015 T-20 - Public Lavatory Faucets (.5 gpm) | 2015 T-20 - Public Lavatory Faucets (.5 gpm) | 0 | 0 | 0 | 0 | 9354.0668 | 9354.0668 | 0 | 0 | 0 | 0 | -9354.0668 | -9354.0668 | 0 | 0 | 9354.0668 | 0 | 0 | 0 | 0 | 0 | 0 | 0 | 0 | 0 | 0 | 0 | 0 | 0 | 0 | 0 | 0 | 0 | 0 | 0 | 0 | 0 | 0 | 0 | 0 | 0 | 0 | 0 | 0 | 0 | 0 | 0 | 0 | 0 | 0 | 0 | 0 | 0 | 0 | 0 | 0 | 0.0054054 | 9354.0668 | 0 | 9354.0668 | 378.2729 | 462.8811 | 0 | 8512.9128 | 0 | 0 | 0 | 0 | 0 | 0 | 0 | 0 | 0 | 0 | 0 | 0 | 0 | 0 | 0 | 0 | 0 | 0 | 0 | 0 | 0 | 0 | 0 | 0 | 0 | 0 | 0 | 0 | 0 | 0 | 0 | 0 | 0 | 0
1869 | SCE | SCE-13-SW-008A | 2015 T-20 - Showerheads w/ Natural Gas Water Heaters - Tier 1 (2..5 to 2.0 gpm) | 2015 T-20 - Showerheads w/ Natural Gas Water Heaters - Tier 1 (2..5 to 2.0 gpm) | 0 | 0 | 0 | 0 | 9354.0668 | 9354.0668 | 0 | 0 | 0 | 0 | -9354.0668 | -9354.0668 | 0 | 0 | 9354.0668 | 0 | 0 | 0 | 0 | 0 | 0 | 0 | 0 | 0 | 0 | 0 | 0 | 0 | 0 | 0 | 0 | 0 | 0 | 0 | 0 | 0 | 0 | 0 | 0 | 0 | 0 | 0 | 0 | 0 | 0 | 0 | 0 | 0 | 0 | 0 | 0 | 0 | 0 | 0 | 0 | 0.0054054 | 9354.0668 | 0 | 9354.0668 | 378.2729 | 462.8811 | 0 | 8512.9128 | 0 | 0 | 0 | 0 | 0 | 0 | 0 | 0 | 0 | 0 | 0 | 0 | 0 | 0 | 0 | 0 | 0 | 0 | 0 | 0 | 0 | 0 | 0 | 0 | 0 | 0 | 0 | 0 | 0 | 0 | 0 | 0 | 0 | 0
1870 | SCE | SCE-13-SW-008A | 2015 T-20 - Showerheads w/ Electric Water Heaters - Tier 1 (2..5 to 2.0 gpm) | 2015 T-20 - Showerheads w/ Electric Water Heaters - Tier 1 (2..5 to 2.0 gpm) | 0 | 0 | 0 | 0 | 9354.0668 | 9354.0668 | 0 | 0 | 0 | 0 | -9354.0668 | -9354.0668 | 0 | 0 | 9354.0668 | 0 | 0 | 0 | 0 | 0 | 0 | 0 | 0 | 0 | 0 | 0 | 0 | 0 | 0 | 0 | 0 | 0 | 0 | 0 | 0 | 0 | 0 | 0 | 0 | 0 | 0 | 0 | 0 | 0 | 0 | 0 | 0 | 0 | 0 | 0 | 0 | 0 | 0 | 0 | 0 | 0.0054054 | 9354.0668 | 0 | 9354.0668 | 378.2729 | 462.8811 | 0 | 8512.9128 | 0 | 0 | 0 | 0 | 0 | 0 | 0 | 0 | 0 | 0 | 0 | 0 | 0 | 0 | 0 | 0 | 0 | 0 | 0 | 0 | 0 | 0 | 0 | 0 | 0 | 0 | 0 | 0 | 0 | 0 | 0 | 0 | 0 | 0
1871 | SCE | SCE-13-SW-008A | 2015 T-20 - Showerheads w/ Natural Gas Water Heaters - Tier 2 (2.0 - 1.8 gpm) | 2015 T-20 - Showerheads w/ Natural Gas Water Heaters - Tier 2 (2.0 - 1.8 gpm) | 0 | 0 | 0 | 0 | 9354.0668 | 9354.0668 | 0 | 0 | 0 | 0 | -9354.0668 | -9354.0668 | 0 | 0 | 9354.0668 | 0 | 0 | 0 | 0 | 0 | 0 | 0 | 0 | 0 | 0 | 0 | 0 | 0 | 0 | 0 | 0 | 0 | 0 | 0 | 0 | 0 | 0 | 0 | 0 | 0 | 0 | 0 | 0 | 0 | 0 | 0 | 0 | 0 | 0 | 0 | 0 | 0 | 0 | 0 | 0 | 0.0054054 | 9354.0668 | 0 | 9354.0668 | 378.2729 | 462.8811 | 0 | 8512.9128 | 0 | 0 | 0 | 0 | 0 | 0 | 0 | 0 | 0 | 0 | 0 | 0 | 0 | 0 | 0 | 0 | 0 | 0 | 0 | 0 | 0 | 0 | 0 | 0 | 0 | 0 | 0 | 0 | 0 | 0 | 0 | 0 | 0 | 0
1872 | SCE | SCE-13-SW-008A | 2015 T-20 - Showerheads w/ Electric Water Heaters- Tier 2 (2.0 - 1.8 gpm) | 2015 T-20 - Showerheads w/ Electric Water Heaters- Tier 2 (2.0 - 1.8 gpm) | 0 | 0 | 0 | 0 | 9354.0668 | 9354.0668 | 0 | 0 | 0 | 0 | -9354.0668 | -9354.0668 | 0 | 0 | 9354.0668 | 0 | 0 | 0 | 0 | 0 | 0 | 0 | 0 | 0 | 0 | 0 | 0 | 0 | 0 | 0 | 0 | 0 | 0 | 0 | 0 | 0 | 0 | 0 | 0 | 0 | 0 | 0 | 0 | 0 | 0 | 0 | 0 | 0 | 0 | 0 | 0 | 0 | 0 | 0 | 0 | 0.0054054 | 9354.0668 | 0 | 9354.0668 | 378.2729 | 462.8811 | 0 | 8512.9128 | 0 | 0 | 0 | 0 | 0 | 0 | 0 | 0 | 0 | 0 | 0 | 0 | 0 | 0 | 0 | 0 | 0 | 0 | 0 | 0 | 0 | 0 | 0 | 0 | 0 | 0 | 0 | 0 | 0 | 0 | 0 | 0 | 0 | 0
1873 | SCE | SCE-13-SW-008A | 2015 T-20 - Toilets - Commercial (1.28 gpf) | 2015 T-20 - Toilets - Commercial (1.28 gpf) | 0 | 0 | 0 | 0 | 9354.0668 | 9354.0668 | 0 | 0 | 0 | 0 | -9354.0668 | -9354.0668 | 0 | 0 | 9354.0668 | 0 | 0 | 0 | 0 | 0 | 0 | 0 | 0 | 0 | 0 | 0 | 0 | 0 | 0 | 0 | 0 | 0 | 0 | 0 | 0 | 0 | 0 | 0 | 0 | 0 | 0 | 0 | 0 | 0 | 0 | 0 | 0 | 0 | 0 | 0 | 0 | 0 | 0 | 0 | 0 | 0.0054054 | 9354.0668 | 0 | 9354.0668 | 378.2729 | 462.8811 | 0 | 8512.9128 | 0 | 0 | 0 | 0 | 0 | 0 | 0 | 0 | 0 | 0 | 0 | 0 | 0 | 0 | 0 | 0 | 0 | 0 | 0 | 0 | 0 | 0 | 0 | 0 | 0 | 0 | 0 | 0 | 0 | 0 | 0 | 0 | 0 | 0
1874 | SCE | SCE-13-SW-008A | 2015 T-20 - Toilets - Residential (1.28 gpf) | 2015 T-20 - Toilets - Residential (1.28 gpf) | 0 | 0 | 0 | 0 | 9354.0668 | 9354.0668 | 0 | 0 | 0 | 0 | -9354.0668 | -9354.0668 | 0 | 0 | 9354.0668 | 0 | 0 | 0 | 0 | 0 | 0 | 0 | 0 | 0 | 0 | 0 | 0 | 0 | 0 | 0 | 0 | 0 | 0 | 0 | 0 | 0 | 0 | 0 | 0 | 0 | 0 | 0 | 0 | 0 | 0 | 0 | 0 | 0 | 0 | 0 | 0 | 0 | 0 | 0 | 0 | 0.0054054 | 9354.0668 | 0 | 9354.0668 | 378.2729 | 462.8811 | 0 | 8512.9128 | 0 | 0 | 0 | 0 | 0 | 0 | 0 | 0 | 0 | 0 | 0 | 0 | 0 | 0 | 0 | 0 | 0 | 0 | 0 | 0 | 0 | 0 | 0 | 0 | 0 | 0 | 0 | 0 | 0 | 0 | 0 | 0 | 0 | 0
1875 | SCE | SCE-13-SW-008A | 2015 T-20 - Urinals (.125 gpf) | 2015 T-20 - Urinals (.125 gpf) | 0 | 0 | 0 | 0 | 9354.0668 | 9354.0668 | 0 | 0 | 0 | 0 | -9354.0668 | -9354.0668 | 0 | 0 | 9354.0668 | 0 | 0 | 0 | 0 | 0 | 0 | 0 | 0 | 0 | 0 | 0 | 0 | 0 | 0 | 0 | 0 | 0 | 0 | 0 | 0 | 0 | 0 | 0 | 0 | 0 | 0 | 0 | 0 | 0 | 0 | 0 | 0 | 0 | 0 | 0 | 0 | 0 | 0 | 0 | 0 | 0.0054054 | 9354.0668 | 0 | 9354.0668 | 378.2729 | 462.8811 | 0 | 8512.9128 | 0 | 0 | 0 | 0 | 0 | 0 | 0 | 0 | 0 | 0 | 0 | 0 | 0 | 0 | 0 | 0 | 0 | 0 | 0 | 0 | 0 | 0 | 0 | 0 | 0 | 0 | 0 | 0 | 0 | 0 | 0 | 0 | 0 | 0
1876 | SCE | SCE-13-SW-008A | 2016 T-20 - Small Diameter Directional Lamps - Tier 1 | 2016 T-20 - Small Diameter Directional Lamps - Tier 1 | 0 | 0 | 0 | 0 | 9354.0668 | 9354.0668 | 0 | 0 | 0 | 0 | -9354.0668 | -9354.0668 | 0 | 0 | 9354.0668 | 0 | 0 | 0 | 0 | 0 | 0 | 0 | 0 | 0 | 0 | 0 | 0 | 0 | 0 | 0 | 0 | 0 | 0 | 0 | 0 | 0 | 0 | 0 | 0 | 0 | 0 | 0 | 0 | 0 | 0 | 0 | 0 | 0 | 0 | 0 | 0 | 0 | 0 | 0 | 0 | 0.0054054 | 9354.0668 | 0 | 9354.0668 | 378.2729 | 462.8811 | 0 | 8512.9128 | 0 | 0 | 0 | 0 | 0 | 0 | 0 | 0 | 0 | 0 | 0 | 0 | 0 | 0 | 0 | 0 | 0 | 0 | 0 | 0 | 0 | 0 | 0 | 0 | 0 | 0 | 0 | 0 | 0 | 0 | 0 | 0 | 0 | 0
1877 | SCE | SCE-13-SW-008A | 2016 T-20 - Small Diameter Directional Lamps - Tier 2 | 2016 T-20 - Small Diameter Directional Lamps - Tier 2 | 0 | 0 | 0 | 0 | 9354.0668 | 9354.0668 | 0 | 0 | 0 | 0 | -9354.0668 | -9354.0668 | 0 | 0 | 9354.0668 | 0 | 0 | 0 | 0 | 0 | 0 | 0 | 0 | 0 | 0 | 0 | 0 | 0 | 0 | 0 | 0 | 0 | 0 | 0 | 0 | 0 | 0 | 0 | 0 | 0 | 0 | 0 | 0 | 0 | 0 | 0 | 0 | 0 | 0 | 0 | 0 | 0 | 0 | 0 | 0 | 0.0054054 | 9354.0668 | 0 | 9354.0668 | 378.2729 | 462.8811 | 0 | 8512.9128 | 0 | 0 | 0 | 0 | 0 | 0 | 0 | 0 | 0 | 0 | 0 | 0 | 0 | 0 | 0 | 0 | 0 | 0 | 0 | 0 | 0 | 0 | 0 | 0 | 0 | 0 | 0 | 0 | 0 | 0 | 0 | 0 | 0 | 0
1878 | SCE | SCE-13-SW-008A | 2016 T-20 - LED Quality Lamps | 2016 T-20 - LED Quality Lamps | 0 | 0 | 0 | 0 | 9354.0668 | 9354.0668 | 0 | 0 | 0 | 0 | -9354.0668 | -9354.0668 | 0 | 0 | 9354.0668 | 0 | 0 | 0 | 0 | 0 | 0 | 0 | 0 | 0 | 0 | 0 | 0 | 0 | 0 | 0 | 0 | 0 | 0 | 0 | 0 | 0 | 0 | 0 | 0 | 0 | 0 | 0 | 0 | 0 | 0 | 0 | 0 | 0 | 0 | 0 | 0 | 0 | 0 | 0 | 0 | 0.0054054 | 9354.0668 | 0 | 9354.0668 | 378.2729 | 462.8811 | 0 | 8512.9128 | 0 | 0 | 0 | 0 | 0 | 0 | 0 | 0 | 0 | 0 | 0 | 0 | 0 | 0 | 0 | 0 | 0 | 0 | 0 | 0 | 0 | 0 | 0 | 0 | 0 | 0 | 0 | 0 | 0 | 0 | 0 | 0 | 0 | 0
1879 | SCE | SCE-13-SW-008A | 2005 T-24 - Time dependent valuation, Residential | 2005 T-24 - Time dependent valuation, Residential | 0 | 0 | 0 | 0 | 9354.0668 | 9354.0668 | 0 | 0 | 0 | 0 | -9354.0668 | -9354.0668 | 0 | 0 | 9354.0668 | 0 | 0 | 0 | 0 | 0 | 0 | 0 | 0 | 0 | 0 | 0 | 0 | 0 | 0 | 0 | 0 | 0 | 0 | 0 | 0 | 0 | 0 | 0 | 0 | 0 | 0 | 0 | 0 | 0 | 0 | 0 | 0 | 0 | 0 | 0 | 0 | 0 | 0 | 0 | 0 | 0.0054054 | 9354.0668 | 0 | 9354.0668 | 378.2729 | 462.8811 | 0 | 8512.9128 | 0 | 0 | 0 | 0 | 0 | 0 | 0 | 0 | 0 | 0 | 0 | 0 | 0 | 0 | 0 | 0 | 0 | 0 | 0 | 0 | 0 | 0 | 0 | 0 | 0 | 0 | 0 | 0 | 0 | 0 | 0 | 0 | 0 | 0
1880 | SCE | SCE-13-SW-008A | 2005 T-24 - Time dependent valuation, Nonresidential | 2005 T-24 - Time dependent valuation, Nonresidential | 0 | 0 | 0 | 0 | 9354.0668 | 9354.0668 | 0 | 0 | 0 | 0 | -9354.0668 | -9354.0668 | 0 | 0 | 9354.0668 | 0 | 0 | 0 | 0 | 0 | 0 | 0 | 0 | 0 | 0 | 0 | 0 | 0 | 0 | 0 | 0 | 0 | 0 | 0 | 0 | 0 | 0 | 0 | 0 | 0 | 0 | 0 | 0 | 0 | 0 | 0 | 0 | 0 | 0 | 0 | 0 | 0 | 0 | 0 | 0 | 0.0054054 | 9354.0668 | 0 | 9354.0668 | 378.2729 | 462.8811 | 0 | 8512.9128 | 0 | 0 | 0 | 0 | 0 | 0 | 0 | 0 | 0 | 0 | 0 | 0 | 0 | 0 | 0 | 0 | 0 | 0 | 0 | 0 | 0 | 0 | 0 | 0 | 0 | 0 | 0 | 0 | 0 | 0 | 0 | 0 | 0 | 0
1881 | SCE | SCE-13-SW-008A | 2005 T-24 - Duct improvement | 2005 T-24 - Duct improvement | 0 | 0 | 0 | 0 | 9354.0668 | 9354.0668 | 0 | 0 | 0 | 0 | -9354.0668 | -9354.0668 | 0 | 0 | 9354.0668 | 0 | 0 | 0 | 0 | 0 | 0 | 0 | 0 | 0 | 0 | 0 | 0 | 0 | 0 | 0 | 0 | 0 | 0 | 0 | 0 | 0 | 0 | 0 | 0 | 0 | 0 | 0 | 0 | 0 | 0 | 0 | 0 | 0 | 0 | 0 | 0 | 0 | 0 | 0 | 0 | 0.0054054 | 9354.0668 | 0 | 9354.0668 | 378.2729 | 462.8811 | 0 | 8512.9128 | 0 | 0 | 0 | 0 | 0 | 0 | 0 | 0 | 0 | 0 | 0 | 0 | 0 | 0 | 0 | 0 | 0 | 0 | 0 | 0 | 0 | 0 | 0 | 0 | 0 | 0 | 0 | 0 | 0 | 0 | 0 | 0 | 0 | 0
1882 | SCE | SCE-13-SW-008A | 2005 T-24 - Window replacement | 2005 T-24 - Window replacement | 0 | 0 | 0 | 0 | 9354.0668 | 9354.0668 | 0 | 0 | 0 | 0 | -9354.0668 | -9354.0668 | 0 | 0 | 9354.0668 | 0 | 0 | 0 | 0 | 0 | 0 | 0 | 0 | 0 | 0 | 0 | 0 | 0 | 0 | 0 | 0 | 0 | 0 | 0 | 0 | 0 | 0 | 0 | 0 | 0 | 0 | 0 | 0 | 0 | 0 | 0 | 0 | 0 | 0 | 0 | 0 | 0 | 0 | 0 | 0 | 0.0054054 | 9354.0668 | 0 | 9354.0668 | 378.2729 | 462.8811 | 0 | 8512.9128 | 0 | 0 | 0 | 0 | 0 | 0 | 0 | 0 | 0 | 0 | 0 | 0 | 0 | 0 | 0 | 0 | 0 | 0 | 0 | 0 | 0 | 0 | 0 | 0 | 0 | 0 | 0 | 0 | 0 | 0 | 0 | 0 | 0 | 0
1883 | SCE | SCE-13-SW-008A | 2005 T-24 - Lighting controls under skylights | 2005 T-24 - Lighting controls under skylights | 0 | 0 | 0 | 0 | 9354.0668 | 9354.0668 | 0 | 0 | 0 | 0 | -9354.0668 | -9354.0668 | 0 | 0 | 9354.0668 | 0 | 0 | 0 | 0 | 0 | 0 | 0 | 0 | 0 | 0 | 0 | 0 | 0 | 0 | 0 | 0 | 0 | 0 | 0 | 0 | 0 | 0 | 0 | 0 | 0 | 0 | 0 | 0 | 0 | 0 | 0 | 0 | 0 | 0 | 0 | 0 | 0 | 0 | 0 | 0 | 0.0054054 | 9354.0668 | 0 | 9354.0668 | 378.2729 | 462.8811 | 0 | 8512.9128 | 0 | 0 | 0 | 0 | 0 | 0 | 0 | 0 | 0 | 0 | 0 | 0 | 0 | 0 | 0 | 0 | 0 | 0 | 0 | 0 | 0 | 0 | 0 | 0 | 0 | 0 | 0 | 0 | 0 | 0 | 0 | 0 | 0 | 0
1884 | SCE | SCE-13-SW-008A | 2005 T-24 - Ducts in existing commercial buildings | 2005 T-24 - Ducts in existing commercial buildings | 0 | 0 | 0 | 0 | 9354.0668 | 9354.0668 | 0 | 0 | 0 | 0 | -9354.0668 | -9354.0668 | 0 | 0 | 9354.0668 | 0 | 0 | 0 | 0 | 0 | 0 | 0 | 0 | 0 | 0 | 0 | 0 | 0 | 0 | 0 | 0 | 0 | 0 | 0 | 0 | 0 | 0 | 0 | 0 | 0 | 0 | 0 | 0 | 0 | 0 | 0 | 0 | 0 | 0 | 0 | 0 | 0 | 0 | 0 | 0 | 0.0054054 | 9354.0668 | 0 | 9354.0668 | 378.2729 | 462.8811 | 0 | 8512.9128 | 0 | 0 | 0 | 0 | 0 | 0 | 0 | 0 | 0 | 0 | 0 | 0 | 0 | 0 | 0 | 0 | 0 | 0 | 0 | 0 | 0 | 0 | 0 | 0 | 0 | 0 | 0 | 0 | 0 | 0 | 0 | 0 | 0 | 0
1885 | SCE | SCE-13-SW-008A | 2005 T-24 - Cool roofs | 2005 T-24 - Cool roofs | 0 | 0 | 0 | 0 | 9354.0668 | 9354.0668 | 0 | 0 | 0 | 0 | -9354.0668 | -9354.0668 | 0 | 0 | 9354.0668 | 0 | 0 | 0 | 0 | 0 | 0 | 0 | 0 | 0 | 0 | 0 | 0 | 0 | 0 | 0 | 0 | 0 | 0 | 0 | 0 | 0 | 0 | 0 | 0 | 0 | 0 | 0 | 0 | 0 | 0 | 0 | 0 | 0 | 0 | 0 | 0 | 0 | 0 | 0 | 0 | 0.0054054 | 9354.0668 | 0 | 9354.0668 | 378.2729 | 462.8811 | 0 | 8512.9128 | 0 | 0 | 0 | 0 | 0 | 0 | 0 | 0 | 0 | 0 | 0 | 0 | 0 | 0 | 0 | 0 | 0 | 0 | 0 | 0 | 0 | 0 | 0 | 0 | 0 | 0 | 0 | 0 | 0 | 0 | 0 | 0 | 0 | 0
1886 | SCE | SCE-13-SW-008A | 2005 T-24 - Relocatable classrooms | 2005 T-24 - Relocatable classrooms | 0 | 0 | 0 | 0 | 9354.0668 | 9354.0668 | 0 | 0 | 0 | 0 | -9354.0668 | -9354.0668 | 0 | 0 | 9354.0668 | 0 | 0 | 0 | 0 | 0 | 0 | 0 | 0 | 0 | 0 | 0 | 0 | 0 | 0 | 0 | 0 | 0 | 0 | 0 | 0 | 0 | 0 | 0 | 0 | 0 | 0 | 0 | 0 | 0 | 0 | 0 | 0 | 0 | 0 | 0 | 0 | 0 | 0 | 0 | 0 | 0.0054054 | 9354.0668 | 0 | 9354.0668 | 378.2729 | 462.8811 | 0 | 8512.9128 | 0 | 0 | 0 | 0 | 0 | 0 | 0 | 0 | 0 | 0 | 0 | 0 | 0 | 0 | 0 | 0 | 0 | 0 | 0 | 0 | 0 | 0 | 0 | 0 | 0 | 0 | 0 | 0 | 0 | 0 | 0 | 0 | 0 | 0
1887 | SCE | SCE-13-SW-008A | 2005 T-24 - Bi-level lighting control credits | 2005 T-24 - Bi-level lighting control credits | 0 | 0 | 0 | 0 | 9354.0668 | 9354.0668 | 0 | 0 | 0 | 0 | -9354.0668 | -9354.0668 | 0 | 0 | 9354.0668 | 0 | 0 | 0 | 0 | 0 | 0 | 0 | 0 | 0 | 0 | 0 | 0 | 0 | 0 | 0 | 0 | 0 | 0 | 0 | 0 | 0 | 0 | 0 | 0 | 0 | 0 | 0 | 0 | 0 | 0 | 0 | 0 | 0 | 0 | 0 | 0 | 0 | 0 | 0 | 0 | 0.0054054 | 9354.0668 | 0 | 9354.0668 | 378.2729 | 462.8811 | 0 | 8512.9128 | 0 | 0 | 0 | 0 | 0 | 0 | 0 | 0 | 0 | 0 | 0 | 0 | 0 | 0 | 0 | 0 | 0 | 0 | 0 | 0 | 0 | 0 | 0 | 0 | 0 | 0 | 0 | 0 | 0 | 0 | 0 | 0 | 0 | 0
1888 | SCE | SCE-13-SW-008A | 2005 T-24 - Duct testing/sealing in new commercial buildings | 2005 T-24 - Duct testing/sealing in new commercial buildings | 0 | 0 | 0 | 0 | 9354.0668 | 9354.0668 | 0 | 0 | 0 | 0 | -9354.0668 | -9354.0668 | 0 | 0 | 9354.0668 | 0 | 0 | 0 | 0 | 0 | 0 | 0 | 0 | 0 | 0 | 0 | 0 | 0 | 0 | 0 | 0 | 0 | 0 | 0 | 0 | 0 | 0 | 0 | 0 | 0 | 0 | 0 | 0 | 0 | 0 | 0 | 0 | 0 | 0 | 0 | 0 | 0 | 0 | 0 | 0 | 0.0054054 | 9354.0668 | 0 | 9354.0668 | 378.2729 | 462.8811 | 0 | 8512.9128 | 0 | 0 | 0 | 0 | 0 | 0 | 0 | 0 | 0 | 0 | 0 | 0 | 0 | 0 | 0 | 0 | 0 | 0 | 0 | 0 | 0 | 0 | 0 | 0 | 0 | 0 | 0 | 0 | 0 | 0 | 0 | 0 | 0 | 0
1889 | SCE | SCE-13-SW-008A | 2005 T-24 - Cooling tower applications | 2005 T-24 - Cooling tower applications | 0 | 0 | 0 | 0 | 9354.0668 | 9354.0668 | 0 | 0 | 0 | 0 | -9354.0668 | -9354.0668 | 0 | 0 | 9354.0668 | 0 | 0 | 0 | 0 | 0 | 0 | 0 | 0 | 0 | 0 | 0 | 0 | 0 | 0 | 0 | 0 | 0 | 0 | 0 | 0 | 0 | 0 | 0 | 0 | 0 | 0 | 0 | 0 | 0 | 0 | 0 | 0 | 0 | 0 | 0 | 0 | 0 | 0 | 0 | 0 | 0.0054054 | 9354.0668 | 0 | 9354.0668 | 378.2729 | 462.8811 | 0 | 8512.9128 | 0 | 0 | 0 | 0 | 0 | 0 | 0 | 0 | 0 | 0 | 0 | 0 | 0 | 0 | 0 | 0 | 0 | 0 | 0 | 0 | 0 | 0 | 0 | 0 | 0 | 0 | 0 | 0 | 0 | 0 | 0 | 0 | 0 | 0
1890 | SCE | SCE-13-SW-008A | 2005 T-24 - Multifamily Water Heating | 2005 T-24 - Multifamily Water Heating | 0 | 0 | 0 | 0 | 9354.0668 | 9354.0668 | 0 | 0 | 0 | 0 | -9354.0668 | -9354.0668 | 0 | 0 | 9354.0668 | 0 | 0 | 0 | 0 | 0 | 0 | 0 | 0 | 0 | 0 | 0 | 0 | 0 | 0 | 0 | 0 | 0 | 0 | 0 | 0 | 0 | 0 | 0 | 0 | 0 | 0 | 0 | 0 | 0 | 0 | 0 | 0 | 0 | 0 | 0 | 0 | 0 | 0 | 0 | 0 | 0.0054054 | 9354.0668 | 0 | 9354.0668 | 378.2729 | 462.8811 | 0 | 8512.9128 | 0 | 0 | 0 | 0 | 0 | 0 | 0 | 0 | 0 | 0 | 0 | 0 | 0 | 0 | 0 | 0 | 0 | 0 | 0 | 0 | 0 | 0 | 0 | 0 | 0 | 0 | 0 | 0 | 0 | 0 | 0 | 0 | 0 | 0
1891 | SCE | SCE-13-SW-008A | 2005 T-24 - Composite for Remainder - Res | 2005 T-24 - Composite for Remainder - Res | 0 | 0 | 0 | 0 | 9354.0668 | 9354.0668 | 0 | 0 | 0 | 0 | -9354.0668 | -9354.0668 | 0 | 0 | 9354.0668 | 0 | 0 | 0 | 0 | 0 | 0 | 0 | 0 | 0 | 0 | 0 | 0 | 0 | 0 | 0 | 0 | 0 | 0 | 0 | 0 | 0 | 0 | 0 | 0 | 0 | 0 | 0 | 0 | 0 | 0 | 0 | 0 | 0 | 0 | 0 | 0 | 0 | 0 | 0 | 0 | 0.0054054 | 9354.0668 | 0 | 9354.0668 | 378.2729 | 462.8811 | 0 | 8512.9128 | 0 | 0 | 0 | 0 | 0 | 0 | 0 | 0 | 0 | 0 | 0 | 0 | 0 | 0 | 0 | 0 | 0 | 0 | 0 | 0 | 0 | 0 | 0 | 0 | 0 | 0 | 0 | 0 | 0 | 0 | 0 | 0 | 0 | 0
1892 | SCE | SCE-13-SW-008A | 2005 T-24 - Composite for Remainder - NonRes | 2005 T-24 - Composite for Remainder - NonRes | 0 | 0 | 0 | 0 | 9354.0668 | 9354.0668 | 0 | 0 | 0 | 0 | -9354.0668 | -9354.0668 | 0 | 0 | 9354.0668 | 0 | 0 | 0 | 0 | 0 | 0 | 0 | 0 | 0 | 0 | 0 | 0 | 0 | 0 | 0 | 0 | 0 | 0 | 0 | 0 | 0 | 0 | 0 | 0 | 0 | 0 | 0 | 0 | 0 | 0 | 0 | 0 | 0 | 0 | 0 | 0 | 0 | 0 | 0 | 0 | 0.0054054 | 9354.0668 | 0 | 9354.0668 | 378.2729 | 462.8811 | 0 | 8512.9128 | 0 | 0 | 0 | 0 | 0 | 0 | 0 | 0 | 0 | 0 | 0 | 0 | 0 | 0 | 0 | 0 | 0 | 0 | 0 | 0 | 0 | 0 | 0 | 0 | 0 | 0 | 0 | 0 | 0 | 0 | 0 | 0 | 0 | 0
1893 | SCE | SCE-13-SW-008A | 2005 T-24 - Whole Building - Res New Construction (Electric) | 2005 T-24 - Whole Building - Res New Construction (Electric) | 0 | 0 | 0 | 0 | 9354.0668 | 9354.0668 | 0 | 0 | 0 | 0 | -9354.0668 | -9354.0668 | 0 | 0 | 9354.0668 | 0 | 0 | 0 | 0 | 0 | 0 | 0 | 0 | 0 | 0 | 0 | 0 | 0 | 0 | 0 | 0 | 0 | 0 | 0 | 0 | 0 | 0 | 0 | 0 | 0 | 0 | 0 | 0 | 0 | 0 | 0 | 0 | 0 | 0 | 0 | 0 | 0 | 0 | 0 | 0 | 0.0054054 | 9354.0668 | 0 | 9354.0668 | 378.2729 | 462.8811 | 0 | 8512.9128 | 0 | 0 | 0 | 0 | 0 | 0 | 0 | 0 | 0 | 0 | 0 | 0 | 0 | 0 | 0 | 0 | 0 | 0 | 0 | 0 | 0 | 0 | 0 | 0 | 0 | 0 | 0 | 0 | 0 | 0 | 0 | 0 | 0 | 0
1894 | SCE | SCE-13-SW-008A | 2005 T-24 - Whole Building - Res New Construction (Gas) | 2005 T-24 - Whole Building - Res New Construction (Gas) | 0 | 0 | 0 | 0 | 9354.0668 | 9354.0668 | 0 | 0 | 0 | 0 | -9354.0668 | -9354.0668 | 0 | 0 | 9354.0668 | 0 | 0 | 0 | 0 | 0 | 0 | 0 | 0 | 0 | 0 | 0 | 0 | 0 | 0 | 0 | 0 | 0 | 0 | 0 | 0 | 0 | 0 | 0 | 0 | 0 | 0 | 0 | 0 | 0 | 0 | 0 | 0 | 0 | 0 | 0 | 0 | 0 | 0 | 0 | 0 | 0.0054054 | 9354.0668 | 0 | 9354.0668 | 378.2729 | 462.8811 | 0 | 8512.9128 | 0 | 0 | 0 | 0 | 0 | 0 | 0 | 0 | 0 | 0 | 0 | 0 | 0 | 0 | 0 | 0 | 0 | 0 | 0 | 0 | 0 | 0 | 0 | 0 | 0 | 0 | 0 | 0 | 0 | 0 | 0 | 0 | 0 | 0
1895 | SCE | SCE-13-SW-008A | 2008 T-24 - Envelope insulation | 2008 T-24 - Envelope insulation | 0 | 0 | 0 | 0 | 9354.0668 | 9354.0668 | 0 | 0 | 0 | 0 | -9354.0668 | -9354.0668 | 0 | 0 | 9354.0668 | 0 | 0 | 0 | 0 | 0 | 0 | 0 | 0 | 0 | 0 | 0 | 0 | 0 | 0 | 0 | 0 | 0 | 0 | 0 | 0 | 0 | 0 | 0 | 0 | 0 | 0 | 0 | 0 | 0 | 0 | 0 | 0 | 0 | 0 | 0 | 0 | 0 | 0 | 0 | 0 | 0.0054054 | 9354.0668 | 0 | 9354.0668 | 378.2729 | 462.8811 | 0 | 8512.9128 | 0 | 0 | 0 | 0 | 0 | 0 | 0 | 0 | 0 | 0 | 0 | 0 | 0 | 0 | 0 | 0 | 0 | 0 | 0 | 0 | 0 | 0 | 0 | 0 | 0 | 0 | 0 | 0 | 0 | 0 | 0 | 0 | 0 | 0
1896 | SCE | SCE-13-SW-008A | 2008 T-24 - Overall Envelope Tradeoff | 2008 T-24 - Overall Envelope Tradeoff | 0 | 0 | 0 | 0 | 9354.0668 | 9354.0668 | 0 | 0 | 0 | 0 | -9354.0668 | -9354.0668 | 0 | 0 | 9354.0668 | 0 | 0 | 0 | 0 | 0 | 0 | 0 | 0 | 0 | 0 | 0 | 0 | 0 | 0 | 0 | 0 | 0 | 0 | 0 | 0 | 0 | 0 | 0 | 0 | 0 | 0 | 0 | 0 | 0 | 0 | 0 | 0 | 0 | 0 | 0 | 0 | 0 | 0 | 0 | 0 | 0.0054054 | 9354.0668 | 0 | 9354.0668 | 378.2729 | 462.8811 | 0 | 8512.9128 | 0 | 0 | 0 | 0 | 0 | 0 | 0 | 0 | 0 | 0 | 0 | 0 | 0 | 0 | 0 | 0 | 0 | 0 | 0 | 0 | 0 | 0 | 0 | 0 | 0 | 0 | 0 | 0 | 0 | 0 | 0 | 0 | 0 | 0
1897 | SCE | SCE-13-SW-008A | 2008 T-24 - Skylighting | 2008 T-24 - Skylighting | 0 | 0 | 0 | 0 | 9354.0668 | 9354.0668 | 0 | 0 | 0 | 0 | -9354.0668 | -9354.0668 | 0 | 0 | 9354.0668 | 0 | 0 | 0 | 0 | 0 | 0 | 0 | 0 | 0 | 0 | 0 | 0 | 0 | 0 | 0 | 0 | 0 | 0 | 0 | 0 | 0 | 0 | 0 | 0 | 0 | 0 | 0 | 0 | 0 | 0 | 0 | 0 | 0 | 0 | 0 | 0 | 0 | 0 | 0 | 0 | 0.0054054 | 9354.0668 | 0 | 9354.0668 | 378.2729 | 462.8811 | 0 | 8512.9128 | 0 | 0 | 0 | 0 | 0 | 0 | 0 | 0 | 0 | 0 | 0 | 0 | 0 | 0 | 0 | 0 | 0 | 0 | 0 | 0 | 0 | 0 | 0 | 0 | 0 | 0 | 0 | 0 | 0 | 0 | 0 | 0 | 0 | 0
1898 | SCE | SCE-13-SW-008A | 2008 T-24 - Sidelighting | 2008 T-24 - Sidelighting | 0 | 0 | 0 | 0 | 9354.0668 | 9354.0668 | 0 | 0 | 0 | 0 | -9354.0668 | -9354.0668 | 0 | 0 | 9354.0668 | 0 | 0 | 0 | 0 | 0 | 0 | 0 | 0 | 0 | 0 | 0 | 0 | 0 | 0 | 0 | 0 | 0 | 0 | 0 | 0 | 0 | 0 | 0 | 0 | 0 | 0 | 0 | 0 | 0 | 0 | 0 | 0 | 0 | 0 | 0 | 0 | 0 | 0 | 0 | 0 | 0.0054054 | 9354.0668 | 0 | 9354.0668 | 378.2729 | 462.8811 | 0 | 8512.9128 | 0 | 0 | 0 | 0 | 0 | 0 | 0 | 0 | 0 | 0 | 0 | 0 | 0 | 0 | 0 | 0 | 0 | 0 | 0 | 0 | 0 | 0 | 0 | 0 | 0 | 0 | 0 | 0 | 0 | 0 | 0 | 0 | 0 | 0
1899 | SCE | SCE-13-SW-008A | 2008 T-24 - Tailored Indoor lighting | 2008 T-24 - Tailored Indoor lighting | 0 | 0 | 0 | 0 | 9354.0668 | 9354.0668 | 0 | 0 | 0 | 0 | -9354.0668 | -9354.0668 | 0 | 0 | 9354.0668 | 0 | 0 | 0 | 0 | 0 | 0 | 0 | 0 | 0 | 0 | 0 | 0 | 0 | 0 | 0 | 0 | 0 | 0 | 0 | 0 | 0 | 0 | 0 | 0 | 0 | 0 | 0 | 0 | 0 | 0 | 0 | 0 | 0 | 0 | 0 | 0 | 0 | 0 | 0 | 0 | 0.0054054 | 9354.0668 | 0 | 9354.0668 | 378.2729 | 462.8811 | 0 | 8512.9128 | 0 | 0 | 0 | 0 | 0 | 0 | 0 | 0 | 0 | 0 | 0 | 0 | 0 | 0 | 0 | 0 | 0 | 0 | 0 | 0 | 0 | 0 | 0 | 0 | 0 | 0 | 0 | 0 | 0 | 0 | 0 | 0 | 0 | 0
1900 | SCE | SCE-13-SW-008A | 2008 T-24 - TDV Lighting Controls | 2008 T-24 - TDV Lighting Controls | 0 | 0 | 0 | 0 | 9354.0668 | 9354.0668 | 0 | 0 | 0 | 0 | -9354.0668 | -9354.0668 | 0 | 0 | 9354.0668 | 0 | 0 | 0 | 0 | 0 | 0 | 0 | 0 | 0 | 0 | 0 | 0 | 0 | 0 | 0 | 0 | 0 | 0 | 0 | 0 | 0 | 0 | 0 | 0 | 0 | 0 | 0 | 0 | 0 | 0 | 0 | 0 | 0 | 0 | 0 | 0 | 0 | 0 | 0 | 0 | 0.0054054 | 9354.0668 | 0 | 9354.0668 | 378.2729 | 462.8811 | 0 | 8512.9128 | 0 | 0 | 0 | 0 | 0 | 0 | 0 | 0 | 0 | 0 | 0 | 0 | 0 | 0 | 0 | 0 | 0 | 0 | 0 | 0 | 0 | 0 | 0 | 0 | 0 | 0 | 0 | 0 | 0 | 0 | 0 | 0 | 0 | 0
1901 | SCE | SCE-13-SW-008A | 2008 T-24 - DR Indoor Lighting | 2008 T-24 - DR Indoor Lighting | 0 | 0 | 0 | 0 | 9354.0668 | 9354.0668 | 0 | 0 | 0 | 0 | -9354.0668 | -9354.0668 | 0 | 0 | 9354.0668 | 0 | 0 | 0 | 0 | 0 | 0 | 0 | 0 | 0 | 0 | 0 | 0 | 0 | 0 | 0 | 0 | 0 | 0 | 0 | 0 | 0 | 0 | 0 | 0 | 0 | 0 | 0 | 0 | 0 | 0 | 0 | 0 | 0 | 0 | 0 | 0 | 0 | 0 | 0 | 0 | 0.0054054 | 9354.0668 | 0 | 9354.0668 | 378.2729 | 462.8811 | 0 | 8512.9128 | 0 | 0 | 0 | 0 | 0 | 0 | 0 | 0 | 0 | 0 | 0 | 0 | 0 | 0 | 0 | 0 | 0 | 0 | 0 | 0 | 0 | 0 | 0 | 0 | 0 | 0 | 0 | 0 | 0 | 0 | 0 | 0 | 0 | 0
1902 | SCE | SCE-13-SW-008A | 2008 T-24 - Outdoor Lighting | 2008 T-24 - Outdoor Lighting | 0 | 0 | 0 | 0 | 9354.0668 | 9354.0668 | 0 | 0 | 0 | 0 | -9354.0668 | -9354.0668 | 0 | 0 | 9354.0668 | 0 | 0 | 0 | 0 | 0 | 0 | 0 | 0 | 0 | 0 | 0 | 0 | 0 | 0 | 0 | 0 | 0 | 0 | 0 | 0 | 0 | 0 | 0 | 0 | 0 | 0 | 0 | 0 | 0 | 0 | 0 | 0 | 0 | 0 | 0 | 0 | 0 | 0 | 0 | 0 | 0.0054054 | 9354.0668 | 0 | 9354.0668 | 378.2729 | 462.8811 | 0 | 8512.9128 | 0 | 0 | 0 | 0 | 0 | 0 | 0 | 0 | 0 | 0 | 0 | 0 | 0 | 0 | 0 | 0 | 0 | 0 | 0 | 0 | 0 | 0 | 0 | 0 | 0 | 0 | 0 | 0 | 0 | 0 | 0 | 0 | 0 | 0
1903 | SCE | SCE-13-SW-008A | 2008 T-24 - Outdoor Signs | 2008 T-24 - Outdoor Signs | 0 | 0 | 0 | 0 | 9354.0668 | 9354.0668 | 0 | 0 | 0 | 0 | -9354.0668 | -9354.0668 | 0 | 0 | 9354.0668 | 0 | 0 | 0 | 0 | 0 | 0 | 0 | 0 | 0 | 0 | 0 | 0 | 0 | 0 | 0 | 0 | 0 | 0 | 0 | 0 | 0 | 0 | 0 | 0 | 0 | 0 | 0 | 0 | 0 | 0 | 0 | 0 | 0 | 0 | 0 | 0 | 0 | 0 | 0 | 0 | 0.0054054 | 9354.0668 | 0 | 9354.0668 | 378.2729 | 462.8811 | 0 | 8512.9128 | 0 | 0 | 0 | 0 | 0 | 0 | 0 | 0 | 0 | 0 | 0 | 0 | 0 | 0 | 0 | 0 | 0 | 0 | 0 | 0 | 0 | 0 | 0 | 0 | 0 | 0 | 0 | 0 | 0 | 0 | 0 | 0 | 0 | 0
1904 | SCE | SCE-13-SW-008A | 2008 T-24 - Refrigerated warehouses | 2008 T-24 - Refrigerated warehouses | 0 | 0 | 0 | 0 | 9354.0668 | 9354.0668 | 0 | 0 | 0 | 0 | -9354.0668 | -9354.0668 | 0 | 0 | 9354.0668 | 0 | 0 | 0 | 0 | 0 | 0 | 0 | 0 | 0 | 0 | 0 | 0 | 0 | 0 | 0 | 0 | 0 | 0 | 0 | 0 | 0 | 0 | 0 | 0 | 0 | 0 | 0 | 0 | 0 | 0 | 0 | 0 | 0 | 0 | 0 | 0 | 0 | 0 | 0 | 0 | 0.0054054 | 9354.0668 | 0 | 9354.0668 | 378.2729 | 462.8811 | 0 | 8512.9128 | 0 | 0 | 0 | 0 | 0 | 0 | 0 | 0 | 0 | 0 | 0 | 0 | 0 | 0 | 0 | 0 | 0 | 0 | 0 | 0 | 0 | 0 | 0 | 0 | 0 | 0 | 0 | 0 | 0 | 0 | 0 | 0 | 0 | 0
1905 | SCE | SCE-13-SW-008A | 2008 T-24 - DDC to Zone | 2008 T-24 - DDC to Zone | 0 | 0 | 0 | 0 | 9354.0668 | 9354.0668 | 0 | 0 | 0 | 0 | -9354.0668 | -9354.0668 | 0 | 0 | 9354.0668 | 0 | 0 | 0 | 0 | 0 | 0 | 0 | 0 | 0 | 0 | 0 | 0 | 0 | 0 | 0 | 0 | 0 | 0 | 0 | 0 | 0 | 0 | 0 | 0 | 0 | 0 | 0 | 0 | 0 | 0 | 0 | 0 | 0 | 0 | 0 | 0 | 0 | 0 | 0 | 0 | 0.0054054 | 9354.0668 | 0 | 9354.0668 | 378.2729 | 462.8811 | 0 | 8512.9128 | 0 | 0 | 0 | 0 | 0 | 0 | 0 | 0 | 0 | 0 | 0 | 0 | 0 | 0 | 0 | 0 | 0 | 0 | 0 | 0 | 0 | 0 | 0 | 0 | 0 | 0 | 0 | 0 | 0 | 0 | 0 | 0 | 0 | 0
1906 | SCE | SCE-13-SW-008A | 2008 T-24 - Residential Swimming pool | 2008 T-24 - Residential Swimming pool | 0 | 0 | 0 | 0 | 9354.0668 | 9354.0668 | 0 | 0 | 0 | 0 | -9354.0668 | -9354.0668 | 0 | 0 | 9354.0668 | 0 | 0 | 0 | 0 | 0 | 0 | 0 | 0 | 0 | 0 | 0 | 0 | 0 | 0 | 0 | 0 | 0 | 0 | 0 | 0 | 0 | 0 | 0 | 0 | 0 | 0 | 0 | 0 | 0 | 0 | 0 | 0 | 0 | 0 | 0 | 0 | 0 | 0 | 0 | 0 | 0.0054054 | 9354.0668 | 0 | 9354.0668 | 378.2729 | 462.8811 | 0 | 8512.9128 | 0 | 0 | 0 | 0 | 0 | 0 | 0 | 0 | 0 | 0 | 0 | 0 | 0 | 0 | 0 | 0 | 0 | 0 | 0 | 0 | 0 | 0 | 0 | 0 | 0 | 0 | 0 | 0 | 0 | 0 | 0 | 0 | 0 | 0
1907 | SCE | SCE-13-SW-008A | 2008 T-24 - Site Built Fenestration | 2008 T-24 - Site Built Fenestration | 0 | 0 | 0 | 0 | 9354.0668 | 9354.0668 | 0 | 0 | 0 | 0 | -9354.0668 | -9354.0668 | 0 | 0 | 9354.0668 | 0 | 0 | 0 | 0 | 0 | 0 | 0 | 0 | 0 | 0 | 0 | 0 | 0 | 0 | 0 | 0 | 0 | 0 | 0 | 0 | 0 | 0 | 0 | 0 | 0 | 0 | 0 | 0 | 0 | 0 | 0 | 0 | 0 | 0 | 0 | 0 | 0 | 0 | 0 | 0 | 0.0054054 | 9354.0668 | 0 | 9354.0668 | 378.2729 | 462.8811 | 0 | 8512.9128 | 0 | 0 | 0 | 0 | 0 | 0 | 0 | 0 | 0 | 0 | 0 | 0 | 0 | 0 | 0 | 0 | 0 | 0 | 0 | 0 | 0 | 0 | 0 | 0 | 0 | 0 | 0 | 0 | 0 | 0 | 0 | 0 | 0 | 0
1908 | SCE | SCE-13-SW-008A | 2008 T-24 - Residential Fenestration | 2008 T-24 - Residential Fenestration | 0 | 0 | 0 | 0 | 9354.0668 | 9354.0668 | 0 | 0 | 0 | 0 | -9354.0668 | -9354.0668 | 0 | 0 | 9354.0668 | 0 | 0 | 0 | 0 | 0 | 0 | 0 | 0 | 0 | 0 | 0 | 0 | 0 | 0 | 0 | 0 | 0 | 0 | 0 | 0 | 0 | 0 | 0 | 0 | 0 | 0 | 0 | 0 | 0 | 0 | 0 | 0 | 0 | 0 | 0 | 0 | 0 | 0 | 0 | 0 | 0.0054054 | 9354.0668 | 0 | 9354.0668 | 378.2729 | 462.8811 | 0 | 8512.9128 | 0 | 0 | 0 | 0 | 0 | 0 | 0 | 0 | 0 | 0 | 0 | 0 | 0 | 0 | 0 | 0 | 0 | 0 | 0 | 0 | 0 | 0 | 0 | 0 | 0 | 0 | 0 | 0 | 0 | 0 | 0 | 0 | 0 | 0
1909 | SCE | SCE-13-SW-008A | 2008 T-24 - Cool Roof Expansion | 2008 T-24 - Cool Roof Expansion | 0 | 0 | 0 | 0 | 9354.0668 | 9354.0668 | 0 | 0 | 0 | 0 | -9354.0668 | -9354.0668 | 0 | 0 | 9354.0668 | 0 | 0 | 0 | 0 | 0 | 0 | 0 | 0 | 0 | 0 | 0 | 0 | 0 | 0 | 0 | 0 | 0 | 0 | 0 | 0 | 0 | 0 | 0 | 0 | 0 | 0 | 0 | 0 | 0 | 0 | 0 | 0 | 0 | 0 | 0 | 0 | 0 | 0 | 0 | 0 | 0.0054054 | 9354.0668 | 0 | 9354.0668 | 378.2729 | 462.8811 | 0 | 8512.9128 | 0 | 0 | 0 | 0 | 0 | 0 | 0 | 0 | 0 | 0 | 0 | 0 | 0 | 0 | 0 | 0 | 0 | 0 | 0 | 0 | 0 | 0 | 0 | 0 | 0 | 0 | 0 | 0 | 0 | 0 | 0 | 0 | 0 | 0
1910 | SCE | SCE-13-SW-008A | 2008 T-24 - MF Water heating control | 2008 T-24 - MF Water heating control | 0 | 0 | 0 | 0 | 9354.0668 | 9354.0668 | 0 | 0 | 0 | 0 | -9354.0668 | -9354.0668 | 0 | 0 | 9354.0668 | 0 | 0 | 0 | 0 | 0 | 0 | 0 | 0 | 0 | 0 | 0 | 0 | 0 | 0 | 0 | 0 | 0 | 0 | 0 | 0 | 0 | 0 | 0 | 0 | 0 | 0 | 0 | 0 | 0 | 0 | 0 | 0 | 0 | 0 | 0 | 0 | 0 | 0 | 0 | 0 | 0.0054054 | 9354.0668 | 0 | 9354.0668 | 378.2729 | 462.8811 | 0 | 8512.9128 | 0 | 0 | 0 | 0 | 0 | 0 | 0 | 0 | 0 | 0 | 0 | 0 | 0 | 0 | 0 | 0 | 0 | 0 | 0 | 0 | 0 | 0 | 0 | 0 | 0 | 0 | 0 | 0 | 0 | 0 | 0 | 0 | 0 | 0
1911 | SCE | SCE-13-SW-008A | 2008 T-24 - CfR IL Complete Building Method | 2008 T-24 - CfR IL Complete Building Method | 0 | 0 | 0 | 0 | 9354.0668 | 9354.0668 | 0 | 0 | 0 | 0 | -9354.0668 | -9354.0668 | 0 | 0 | 9354.0668 | 0 | 0 | 0 | 0 | 0 | 0 | 0 | 0 | 0 | 0 | 0 | 0 | 0 | 0 | 0 | 0 | 0 | 0 | 0 | 0 | 0 | 0 | 0 | 0 | 0 | 0 | 0 | 0 | 0 | 0 | 0 | 0 | 0 | 0 | 0 | 0 | 0 | 0 | 0 | 0 | 0.0054054 | 9354.0668 | 0 | 9354.0668 | 378.2729 | 462.8811 | 0 | 8512.9128 | 0 | 0 | 0 | 0 | 0 | 0 | 0 | 0 | 0 | 0 | 0 | 0 | 0 | 0 | 0 | 0 | 0 | 0 | 0 | 0 | 0 | 0 | 0 | 0 | 0 | 0 | 0 | 0 | 0 | 0 | 0 | 0 | 0 | 0
1912 | SCE | SCE-13-SW-008A | 2008 T-24 - CfR IL Area Category Method | 2008 T-24 - CfR IL Area Category Method | 0 | 0 | 0 | 0 | 9354.0668 | 9354.0668 | 0 | 0 | 0 | 0 | -9354.0668 | -9354.0668 | 0 | 0 | 9354.0668 | 0 | 0 | 0 | 0 | 0 | 0 | 0 | 0 | 0 | 0 | 0 | 0 | 0 | 0 | 0 | 0 | 0 | 0 | 0 | 0 | 0 | 0 | 0 | 0 | 0 | 0 | 0 | 0 | 0 | 0 | 0 | 0 | 0 | 0 | 0 | 0 | 0 | 0 | 0 | 0 | 0.0054054 | 9354.0668 | 0 | 9354.0668 | 378.2729 | 462.8811 | 0 | 8512.9128 | 0 | 0 | 0 | 0 | 0 | 0 | 0 | 0 | 0 | 0 | 0 | 0 | 0 | 0 | 0 | 0 | 0 | 0 | 0 | 0 | 0 | 0 | 0 | 0 | 0 | 0 | 0 | 0 | 0 | 0 | 0 | 0 | 0 | 0
1913 | SCE | SCE-13-SW-008A | 2008 T-24 - CfR IL Egress Control | 2008 T-24 - CfR IL Egress Control | 0 | 0 | 0 | 0 | 9354.0668 | 9354.0668 | 0 | 0 | 0 | 0 | -9354.0668 | -9354.0668 | 0 | 0 | 9354.0668 | 0 | 0 | 0 | 0 | 0 | 0 | 0 | 0 | 0 | 0 | 0 | 0 | 0 | 0 | 0 | 0 | 0 | 0 | 0 | 0 | 0 | 0 | 0 | 0 | 0 | 0 | 0 | 0 | 0 | 0 | 0 | 0 | 0 | 0 | 0 | 0 | 0 | 0 | 0 | 0 | 0.0054054 | 9354.0668 | 0 | 9354.0668 | 378.2729 | 462.8811 | 0 | 8512.9128 | 0 | 0 | 0 | 0 | 0 | 0 | 0 | 0 | 0 | 0 | 0 | 0 | 0 | 0 | 0 | 0 | 0 | 0 | 0 | 0 | 0 | 0 | 0 | 0 | 0 | 0 | 0 | 0 | 0 | 0 | 0 | 0 | 0 | 0
1914 | SCE | SCE-13-SW-008A | 2008 T-24 - CfR HVAC Efficiency | 2008 T-24 - CfR HVAC Efficiency | 0 | 0 | 0 | 0 | 9354.0668 | 9354.0668 | 0 | 0 | 0 | 0 | -9354.0668 | -9354.0668 | 0 | 0 | 9354.0668 | 0 | 0 | 0 | 0 | 0 | 0 | 0 | 0 | 0 | 0 | 0 | 0 | 0 | 0 | 0 | 0 | 0 | 0 | 0 | 0 | 0 | 0 | 0 | 0 | 0 | 0 | 0 | 0 | 0 | 0 | 0 | 0 | 0 | 0 | 0 | 0 | 0 | 0 | 0 | 0 | 0.0054054 | 9354.0668 | 0 | 9354.0668 | 378.2729 | 462.8811 | 0 | 8512.9128 | 0 | 0 | 0 | 0 | 0 | 0 | 0 | 0 | 0 | 0 | 0 | 0 | 0 | 0 | 0 | 0 | 0 | 0 | 0 | 0 | 0 | 0 | 0 | 0 | 0 | 0 | 0 | 0 | 0 | 0 | 0 | 0 | 0 | 0
1915 | SCE | SCE-13-SW-008A | 2008 T-24 - CfR Res Cool Roofs | 2008 T-24 - CfR Res Cool Roofs | 0 | 0 | 0 | 0 | 9354.0668 | 9354.0668 | 0 | 0 | 0 | 0 | -9354.0668 | -9354.0668 | 0 | 0 | 9354.0668 | 0 | 0 | 0 | 0 | 0 | 0 | 0 | 0 | 0 | 0 | 0 | 0 | 0 | 0 | 0 | 0 | 0 | 0 | 0 | 0 | 0 | 0 | 0 | 0 | 0 | 0 | 0 | 0 | 0 | 0 | 0 | 0 | 0 | 0 | 0 | 0 | 0 | 0 | 0 | 0 | 0.0054054 | 9354.0668 | 0 | 9354.0668 | 378.2729 | 462.8811 | 0 | 8512.9128 | 0 | 0 | 0 | 0 | 0 | 0 | 0 | 0 | 0 | 0 | 0 | 0 | 0 | 0 | 0 | 0 | 0 | 0 | 0 | 0 | 0 | 0 | 0 | 0 | 0 | 0 | 0 | 0 | 0 | 0 | 0 | 0 | 0 | 0
1916 | SCE | SCE-13-SW-008A | 2008 T-24 - CfR Res Central Fan WL | 2008 T-24 - CfR Res Central Fan WL | 0 | 0 | 0 | 0 | 9354.0668 | 9354.0668 | 0 | 0 | 0 | 0 | -9354.0668 | -9354.0668 | 0 | 0 | 9354.0668 | 0 | 0 | 0 | 0 | 0 | 0 | 0 | 0 | 0 | 0 | 0 | 0 | 0 | 0 | 0 | 0 | 0 | 0 | 0 | 0 | 0 | 0 | 0 | 0 | 0 | 0 | 0 | 0 | 0 | 0 | 0 | 0 | 0 | 0 | 0 | 0 | 0 | 0 | 0 | 0 | 0.0054054 | 9354.0668 | 0 | 9354.0668 | 378.2729 | 462.8811 | 0 | 8512.9128 | 0 | 0 | 0 | 0 | 0 | 0 | 0 | 0 | 0 | 0 | 0 | 0 | 0 | 0 | 0 | 0 | 0 | 0 | 0 | 0 | 0 | 0 | 0 | 0 | 0 | 0 | 0 | 0 | 0 | 0 | 0 | 0 | 0 | 0
1917 | SCE | SCE-13-SW-008A | 2013 T-24 - NRA-Lighting-Alterations-New Measures | 2013 T-24 - NRA-Lighting-Alterations-New Measures | 0 | 0 | 0 | 0 | 9354.0668 | 9354.0668 | 0 | 0 | 0 | 0 | -9354.0668 | -9354.0668 | 0 | 0 | 9354.0668 | 0 | 0 | 0 | 0 | 0 | 0 | 0 | 0 | 0 | 0 | 0 | 0 | 0 | 0 | 0 | 0 | 0 | 0 | 0 | 0 | 0 | 0 | 0 | 0 | 0 | 0 | 0 | 0 | 0 | 0 | 0 | 0 | 0 | 0 | 0 | 0 | 0 | 0 | 0 | 0 | 0.0054054 | 9354.0668 | 0 | 9354.0668 | 378.2729 | 462.8811 | 0 | 8512.9128 | 0 | 0 | 0 | 0 | 0 | 0 | 0 | 0 | 0 | 0 | 0 | 0 | 0 | 0 | 0 | 0 | 0 | 0 | 0 | 0 | 0 | 0 | 0 | 0 | 0 | 0 | 0 | 0 | 0 | 0 | 0 | 0 | 0 | 0
1918 | SCE | SCE-13-SW-008A | 2013 T-24 - NRA-Lighting-Alterations-Existing Measures | 2013 T-24 - NRA-Lighting-Alterations-Existing Measures | 0 | 0 | 0 | 0 | 9354.0668 | 9354.0668 | 0 | 0 | 0 | 0 | -9354.0668 | -9354.0668 | 0 | 0 | 9354.0668 | 0 | 0 | 0 | 0 | 0 | 0 | 0 | 0 | 0 | 0 | 0 | 0 | 0 | 0 | 0 | 0 | 0 | 0 | 0 | 0 | 0 | 0 | 0 | 0 | 0 | 0 | 0 | 0 | 0 | 0 | 0 | 0 | 0 | 0 | 0 | 0 | 0 | 0 | 0 | 0 | 0.0054054 | 9354.0668 | 0 | 9354.0668 | 378.2729 | 462.8811 | 0 | 8512.9128 | 0 | 0 | 0 | 0 | 0 | 0 | 0 | 0 | 0 | 0 | 0 | 0 | 0 | 0 | 0 | 0 | 0 | 0 | 0 | 0 | 0 | 0 | 0 | 0 | 0 | 0 | 0 | 0 | 0 | 0 | 0 | 0 | 0 | 0
1919 | SCE | SCE-13-SW-008A | 2013 T-24 - NRA-Lighting-Egress Lighting Control | 2013 T-24 - NRA-Lighting-Egress Lighting Control | 0 | 0 | 0 | 0 | 9354.0668 | 9354.0668 | 0 | 0 | 0 | 0 | -9354.0668 | -9354.0668 | 0 | 0 | 9354.0668 | 0 | 0 | 0 | 0 | 0 | 0 | 0 | 0 | 0 | 0 | 0 | 0 | 0 | 0 | 0 | 0 | 0 | 0 | 0 | 0 | 0 | 0 | 0 | 0 | 0 | 0 | 0 | 0 | 0 | 0 | 0 | 0 | 0 | 0 | 0 | 0 | 0 | 0 | 0 | 0 | 0.0054054 | 9354.0668 | 0 | 9354.0668 | 378.2729 | 462.8811 | 0 | 8512.9128 | 0 | 0 | 0 | 0 | 0 | 0 | 0 | 0 | 0 | 0 | 0 | 0 | 0 | 0 | 0 | 0 | 0 | 0 | 0 | 0 | 0 | 0 | 0 | 0 | 0 | 0 | 0 | 0 | 0 | 0 | 0 | 0 | 0 | 0
1920 | SCE | SCE-13-SW-008A | 2013 T-24 - NRA-Lighting-MF Building Corridors | 2013 T-24 - NRA-Lighting-MF Building Corridors | 0 | 0 | 0 | 0 | 9354.0668 | 9354.0668 | 0 | 0 | 0 | 0 | -9354.0668 | -9354.0668 | 0 | 0 | 9354.0668 | 0 | 0 | 0 | 0 | 0 | 0 | 0 | 0 | 0 | 0 | 0 | 0 | 0 | 0 | 0 | 0 | 0 | 0 | 0 | 0 | 0 | 0 | 0 | 0 | 0 | 0 | 0 | 0 | 0 | 0 | 0 | 0 | 0 | 0 | 0 | 0 | 0 | 0 | 0 | 0 | 0.0054054 | 9354.0668 | 0 | 9354.0668 | 378.2729 | 462.8811 | 0 | 8512.9128 | 0 | 0 | 0 | 0 | 0 | 0 | 0 | 0 | 0 | 0 | 0 | 0 | 0 | 0 | 0 | 0 | 0 | 0 | 0 | 0 | 0 | 0 | 0 | 0 | 0 | 0 | 0 | 0 | 0 | 0 | 0 | 0 | 0 | 0
1921 | SCE | SCE-13-SW-008A | 2013 T-24 - NRA-Envelope-Cool Roofs | 2013 T-24 - NRA-Envelope-Cool Roofs | 0 | 0 | 0 | 0 | 9354.0668 | 9354.0668 | 0 | 0 | 0 | 0 | -9354.0668 | -9354.0668 | 0 | 0 | 9354.0668 | 0 | 0 | 0 | 0 | 0 | 0 | 0 | 0 | 0 | 0 | 0 | 0 | 0 | 0 | 0 | 0 | 0 | 0 | 0 | 0 | 0 | 0 | 0 | 0 | 0 | 0 | 0 | 0 | 0 | 0 | 0 | 0 | 0 | 0 | 0 | 0 | 0 | 0 | 0 | 0 | 0.0054054 | 9354.0668 | 0 | 9354.0668 | 378.2729 | 462.8811 | 0 | 8512.9128 | 0 | 0 | 0 | 0 | 0 | 0 | 0 | 0 | 0 | 0 | 0 | 0 | 0 | 0 | 0 | 0 | 0 | 0 | 0 | 0 | 0 | 0 | 0 | 0 | 0 | 0 | 0 | 0 | 0 | 0 | 0 | 0 | 0 | 0
1922 | SCE | SCE-13-SW-008A | 2013 T-24 - NRA-HVAC-Equipment Efficiency | 2013 T-24 - NRA-HVAC-Equipment Efficiency | 0 | 0 | 0 | 0 | 9354.0668 | 9354.0668 | 0 | 0 | 0 | 0 | -9354.0668 | -9354.0668 | 0 | 0 | 9354.0668 | 0 | 0 | 0 | 0 | 0 | 0 | 0 | 0 | 0 | 0 | 0 | 0 | 0 | 0 | 0 | 0 | 0 | 0 | 0 | 0 | 0 | 0 | 0 | 0 | 0 | 0 | 0 | 0 | 0 | 0 | 0 | 0 | 0 | 0 | 0 | 0 | 0 | 0 | 0 | 0 | 0.0054054 | 9354.0668 | 0 | 9354.0668 | 378.2729 | 462.8811 | 0 | 8512.9128 | 0 | 0 | 0 | 0 | 0 | 0 | 0 | 0 | 0 | 0 | 0 | 0 | 0 | 0 | 0 | 0 | 0 | 0 | 0 | 0 | 0 | 0 | 0 | 0 | 0 | 0 | 0 | 0 | 0 | 0 | 0 | 0 | 0 | 0
1923 | SCE | SCE-13-SW-008A | 2013 T-24 - NRA-Process-Air Compressors | 2013 T-24 - NRA-Process-Air Compressors | 0 | 0 | 0 | 0 | 9354.0668 | 9354.0668 | 0 | 0 | 0 | 0 | -9354.0668 | -9354.0668 | 0 | 0 | 9354.0668 | 0 | 0 | 0 | 0 | 0 | 0 | 0 | 0 | 0 | 0 | 0 | 0 | 0 | 0 | 0 | 0 | 0 | 0 | 0 | 0 | 0 | 0 | 0 | 0 | 0 | 0 | 0 | 0 | 0 | 0 | 0 | 0 | 0 | 0 | 0 | 0 | 0 | 0 | 0 | 0 | 0.0054054 | 9354.0668 | 0 | 9354.0668 | 378.2729 | 462.8811 | 0 | 8512.9128 | 0 | 0 | 0 | 0 | 0 | 0 | 0 | 0 | 0 | 0 | 0 | 0 | 0 | 0 | 0 | 0 | 0 | 0 | 0 | 0 | 0 | 0 | 0 | 0 | 0 | 0 | 0 | 0 | 0 | 0 | 0 | 0 | 0 | 0
1924 | SCE | SCE-13-SW-008A | 2013 T-24 - NRNC-Lighting-Egress Lighting Control | 2013 T-24 - NRNC-Lighting-Egress Lighting Control | 0 | 0 | 0 | 0 | 9354.0668 | 9354.0668 | 0 | 0 | 0 | 0 | -9354.0668 | -9354.0668 | 0 | 0 | 9354.0668 | 0 | 0 | 0 | 0 | 0 | 0 | 0 | 0 | 0 | 0 | 0 | 0 | 0 | 0 | 0 | 0 | 0 | 0 | 0 | 0 | 0 | 0 | 0 | 0 | 0 | 0 | 0 | 0 | 0 | 0 | 0 | 0 | 0 | 0 | 0 | 0 | 0 | 0 | 0 | 0 | 0.0054054 | 9354.0668 | 0 | 9354.0668 | 378.2729 | 462.8811 | 0 | 8512.9128 | 0 | 0 | 0 | 0 | 0 | 0 | 0 | 0 | 0 | 0 | 0 | 0 | 0 | 0 | 0 | 0 | 0 | 0 | 0 | 0 | 0 | 0 | 0 | 0 | 0 | 0 | 0 | 0 | 0 | 0 | 0 | 0 | 0 | 0
1925 | SCE | SCE-13-SW-008A | 2013 T-24 - NRNC-Lighting-MF Building Corridors | 2013 T-24 - NRNC-Lighting-MF Building Corridors | 0 | 0 | 0 | 0 | 9354.0668 | 9354.0668 | 0 | 0 | 0 | 0 | -9354.0668 | -9354.0668 | 0 | 0 | 9354.0668 | 0 | 0 | 0 | 0 | 0 | 0 | 0 | 0 | 0 | 0 | 0 | 0 | 0 | 0 | 0 | 0 | 0 | 0 | 0 | 0 | 0 | 0 | 0 | 0 | 0 | 0 | 0 | 0 | 0 | 0 | 0 | 0 | 0 | 0 | 0 | 0 | 0 | 0 | 0 | 0 | 0.0054054 | 9354.0668 | 0 | 9354.0668 | 378.2729 | 462.8811 | 0 | 8512.9128 | 0 | 0 | 0 | 0 | 0 | 0 | 0 | 0 | 0 | 0 | 0 | 0 | 0 | 0 | 0 | 0 | 0 | 0 | 0 | 0 | 0 | 0 | 0 | 0 | 0 | 0 | 0 | 0 | 0 | 0 | 0 | 0 | 0 | 0
1926 | SCE | SCE-13-SW-008A | 2013 T-24 - NRNC-Lighting-Parking Garage | 2013 T-24 - NRNC-Lighting-Parking Garage | 0 | 0 | 0 | 0 | 9354.0668 | 9354.0668 | 0 | 0 | 0 | 0 | -9354.0668 | -9354.0668 | 0 | 0 | 9354.0668 | 0 | 0 | 0 | 0 | 0 | 0 | 0 | 0 | 0 | 0 | 0 | 0 | 0 | 0 | 0 | 0 | 0 | 0 | 0 | 0 | 0 | 0 | 0 | 0 | 0 | 0 | 0 | 0 | 0 | 0 | 0 | 0 | 0 | 0 | 0 | 0 | 0 | 0 | 0 | 0 | 0.0054054 | 9354.0668 | 0 | 9354.0668 | 378.2729 | 462.8811 | 0 | 8512.9128 | 0 | 0 | 0 | 0 | 0 | 0 | 0 | 0 | 0 | 0 | 0 | 0 | 0 | 0 | 0 | 0 | 0 | 0 | 0 | 0 | 0 | 0 | 0 | 0 | 0 | 0 | 0 | 0 | 0 | 0 | 0 | 0 | 0 | 0
1927 | SCE | SCE-13-SW-008A | 2013 T-24 - NRNC-Lighting-DR Lighting Controls | 2013 T-24 - NRNC-Lighting-DR Lighting Controls | 0 | 0 | 0 | 0 | 9354.0668 | 9354.0668 | 0 | 0 | 0 | 0 | -9354.0668 | -9354.0668 | 0 | 0 | 9354.0668 | 0 | 0 | 0 | 0 | 0 | 0 | 0 | 0 | 0 | 0 | 0 | 0 | 0 | 0 | 0 | 0 | 0 | 0 | 0 | 0 | 0 | 0 | 0 | 0 | 0 | 0 | 0 | 0 | 0 | 0 | 0 | 0 | 0 | 0 | 0 | 0 | 0 | 0 | 0 | 0 | 0.0054054 | 9354.0668 | 0 | 9354.0668 | 378.2729 | 462.8811 | 0 | 8512.9128 | 0 | 0 | 0 | 0 | 0 | 0 | 0 | 0 | 0 | 0 | 0 | 0 | 0 | 0 | 0 | 0 | 0 | 0 | 0 | 0 | 0 | 0 | 0 | 0 | 0 | 0 | 0 | 0 | 0 | 0 | 0 | 0 | 0 | 0
1928 | SCE | SCE-13-SW-008A | 2013 T-24 - NRNC-Lighting-Outdoor Lighting & Controls | 2013 T-24 - NRNC-Lighting-Outdoor Lighting & Controls | 0 | 0 | 0 | 0 | 9354.0668 | 9354.0668 | 0 | 0 | 0 | 0 | -9354.0668 | -9354.0668 | 0 | 0 | 9354.0668 | 0 | 0 | 0 | 0 | 0 | 0 | 0 | 0 | 0 | 0 | 0 | 0 | 0 | 0 | 0 | 0 | 0 | 0 | 0 | 0 | 0 | 0 | 0 | 0 | 0 | 0 | 0 | 0 | 0 | 0 | 0 | 0 | 0 | 0 | 0 | 0 | 0 | 0 | 0 | 0 | 0.0054054 | 9354.0668 | 0 | 9354.0668 | 378.2729 | 462.8811 | 0 | 8512.9128 | 0 | 0 | 0 | 0 | 0 | 0 | 0 | 0 | 0 | 0 | 0 | 0 | 0 | 0 | 0 | 0 | 0 | 0 | 0 | 0 | 0 | 0 | 0 | 0 | 0 | 0 | 0 | 0 | 0 | 0 | 0 | 0 | 0 | 0
1929 | SCE | SCE-13-SW-008A | 2013 T-24 - NRNC-Lighting-Office Plug Load Control | 2013 T-24 - NRNC-Lighting-Office Plug Load Control | 0 | 0 | 0 | 0 | 9354.0668 | 9354.0668 | 0 | 0 | 0 | 0 | -9354.0668 | -9354.0668 | 0 | 0 | 9354.0668 | 0 | 0 | 0 | 0 | 0 | 0 | 0 | 0 | 0 | 0 | 0 | 0 | 0 | 0 | 0 | 0 | 0 | 0 | 0 | 0 | 0 | 0 | 0 | 0 | 0 | 0 | 0 | 0 | 0 | 0 | 0 | 0 | 0 | 0 | 0 | 0 | 0 | 0 | 0 | 0 | 0.0054054 | 9354.0668 | 0 | 9354.0668 | 378.2729 | 462.8811 | 0 | 8512.9128 | 0 | 0 | 0 | 0 | 0 | 0 | 0 | 0 | 0 | 0 | 0 | 0 | 0 | 0 | 0 | 0 | 0 | 0 | 0 | 0 | 0 | 0 | 0 | 0 | 0 | 0 | 0 | 0 | 0 | 0 | 0 | 0 | 0 | 0
1930 | SCE | SCE-13-SW-008A | 2013 T-24 - NRNC-HVAC-Garage Exhaust | 2013 T-24 - NRNC-HVAC-Garage Exhaust | 0 | 0 | 0 | 0 | 9354.0668 | 9354.0668 | 0 | 0 | 0 | 0 | -9354.0668 | -9354.0668 | 0 | 0 | 9354.0668 | 0 | 0 | 0 | 0 | 0 | 0 | 0 | 0 | 0 | 0 | 0 | 0 | 0 | 0 | 0 | 0 | 0 | 0 | 0 | 0 | 0 | 0 | 0 | 0 | 0 | 0 | 0 | 0 | 0 | 0 | 0 | 0 | 0 | 0 | 0 | 0 | 0 | 0 | 0 | 0 | 0.0054054 | 9354.0668 | 0 | 9354.0668 | 378.2729 | 462.8811 | 0 | 8512.9128 | 0 | 0 | 0 | 0 | 0 | 0 | 0 | 0 | 0 | 0 | 0 | 0 | 0 | 0 | 0 | 0 | 0 | 0 | 0 | 0 | 0 | 0 | 0 | 0 | 0 | 0 | 0 | 0 | 0 | 0 | 0 | 0 | 0 | 0
1931 | SCE | SCE-13-SW-008A | 2013 T-24 - NRNC-HVAC-Laboratory Exhaust | 2013 T-24 - NRNC-HVAC-Laboratory Exhaust | 0 | 0 | 0 | 0 | 9354.0668 | 9354.0668 | 0 | 0 | 0 | 0 | -9354.0668 | -9354.0668 | 0 | 0 | 9354.0668 | 0 | 0 | 0 | 0 | 0 | 0 | 0 | 0 | 0 | 0 | 0 | 0 | 0 | 0 | 0 | 0 | 0 | 0 | 0 | 0 | 0 | 0 | 0 | 0 | 0 | 0 | 0 | 0 | 0 | 0 | 0 | 0 | 0 | 0 | 0 | 0 | 0 | 0 | 0 | 0 | 0.0054054 | 9354.0668 | 0 | 9354.0668 | 378.2729 | 462.8811 | 0 | 8512.9128 | 0 | 0 | 0 | 0 | 0 | 0 | 0 | 0 | 0 | 0 | 0 | 0 | 0 | 0 | 0 | 0 | 0 | 0 | 0 | 0 | 0 | 0 | 0 | 0 | 0 | 0 | 0 | 0 | 0 | 0 | 0 | 0 | 0 | 0
1932 | SCE | SCE-13-SW-008A | 2013 T-24 - NRNC-HVAC-Small ECM Motor | 2013 T-24 - NRNC-HVAC-Small ECM Motor | 0 | 0 | 0 | 0 | 9354.0668 | 9354.0668 | 0 | 0 | 0 | 0 | -9354.0668 | -9354.0668 | 0 | 0 | 9354.0668 | 0 | 0 | 0 | 0 | 0 | 0 | 0 | 0 | 0 | 0 | 0 | 0 | 0 | 0 | 0 | 0 | 0 | 0 | 0 | 0 | 0 | 0 | 0 | 0 | 0 | 0 | 0 | 0 | 0 | 0 | 0 | 0 | 0 | 0 | 0 | 0 | 0 | 0 | 0 | 0 | 0.0054054 | 9354.0668 | 0 | 9354.0668 | 378.2729 | 462.8811 | 0 | 8512.9128 | 0 | 0 | 0 | 0 | 0 | 0 | 0 | 0 | 0 | 0 | 0 | 0 | 0 | 0 | 0 | 0 | 0 | 0 | 0 | 0 | 0 | 0 | 0 | 0 | 0 | 0 | 0 | 0 | 0 | 0 | 0 | 0 | 0 | 0
1933 | SCE | SCE-13-SW-008A | 2013 T-24 - NRNC-HVAC-Water & Space Heating ACM | 2013 T-24 - NRNC-HVAC-Water & Space Heating ACM | 0 | 0 | 0 | 0 | 9354.0668 | 9354.0668 | 0 | 0 | 0 | 0 | -9354.0668 | -9354.0668 | 0 | 0 | 9354.0668 | 0 | 0 | 0 | 0 | 0 | 0 | 0 | 0 | 0 | 0 | 0 | 0 | 0 | 0 | 0 | 0 | 0 | 0 | 0 | 0 | 0 | 0 | 0 | 0 | 0 | 0 | 0 | 0 | 0 | 0 | 0 | 0 | 0 | 0 | 0 | 0 | 0 | 0 | 0 | 0 | 0.0054054 | 9354.0668 | 0 | 9354.0668 | 378.2729 | 462.8811 | 0 | 8512.9128 | 0 | 0 | 0 | 0 | 0 | 0 | 0 | 0 | 0 | 0 | 0 | 0 | 0 | 0 | 0 | 0 | 0 | 0 | 0 | 0 | 0 | 0 | 0 | 0 | 0 | 0 | 0 | 0 | 0 | 0 | 0 | 0 | 0 | 0
1934 | SCE | SCE-13-SW-008A | 2013 T-24 - NRNC-HVAC-Cooling Towers Water | 2013 T-24 - NRNC-HVAC-Cooling Towers Water | 0 | 0 | 0 | 0 | 9354.0668 | 9354.0668 | 0 | 0 | 0 | 0 | -9354.0668 | -9354.0668 | 0 | 0 | 9354.0668 | 0 | 0 | 0 | 0 | 0 | 0 | 0 | 0 | 0 | 0 | 0 | 0 | 0 | 0 | 0 | 0 | 0 | 0 | 0 | 0 | 0 | 0 | 0 | 0 | 0 | 0 | 0 | 0 | 0 | 0 | 0 | 0 | 0 | 0 | 0 | 0 | 0 | 0 | 0 | 0 | 0.0054054 | 9354.0668 | 0 | 9354.0668 | 378.2729 | 462.8811 | 0 | 8512.9128 | 0 | 0 | 0 | 0 | 0 | 0 | 0 | 0 | 0 | 0 | 0 | 0 | 0 | 0 | 0 | 0 | 0 | 0 | 0 | 0 | 0 | 0 | 0 | 0 | 0 | 0 | 0 | 0 | 0 | 0 | 0 | 0 | 0 | 0
1935 | SCE | SCE-13-SW-008A | 2013 T-24 - NRNC-HVAC-Occupant Controlled Smart Thermostats | 2013 T-24 - NRNC-HVAC-Occupant Controlled Smart Thermostats | 0 | 0 | 0 | 0 | 9354.0668 | 9354.0668 | 0 | 0 | 0 | 0 | -9354.0668 | -9354.0668 | 0 | 0 | 9354.0668 | 0 | 0 | 0 | 0 | 0 | 0 | 0 | 0 | 0 | 0 | 0 | 0 | 0 | 0 | 0 | 0 | 0 | 0 | 0 | 0 | 0 | 0 | 0 | 0 | 0 | 0 | 0 | 0 | 0 | 0 | 0 | 0 | 0 | 0 | 0 | 0 | 0 | 0 | 0 | 0 | 0.0054054 | 9354.0668 | 0 | 9354.0668 | 378.2729 | 462.8811 | 0 | 8512.9128 | 0 | 0 | 0 | 0 | 0 | 0 | 0 | 0 | 0 | 0 | 0 | 0 | 0 | 0 | 0 | 0 | 0 | 0 | 0 | 0 | 0 | 0 | 0 | 0 | 0 | 0 | 0 | 0 | 0 | 0 | 0 | 0 | 0 | 0
1936 | SCE | SCE-13-SW-008A | 2013 T-24 - NRNC-HVAC-Low-Temp Radiant Cooling | 2013 T-24 - NRNC-HVAC-Low-Temp Radiant Cooling | 0 | 0 | 0 | 0 | 9354.0668 | 9354.0668 | 0 | 0 | 0 | 0 | -9354.0668 | -9354.0668 | 0 | 0 | 9354.0668 | 0 | 0 | 0 | 0 | 0 | 0 | 0 | 0 | 0 | 0 | 0 | 0 | 0 | 0 | 0 | 0 | 0 | 0 | 0 | 0 | 0 | 0 | 0 | 0 | 0 | 0 | 0 | 0 | 0 | 0 | 0 | 0 | 0 | 0 | 0 | 0 | 0 | 0 | 0 | 0 | 0.0054054 | 9354.0668 | 0 | 9354.0668 | 378.2729 | 462.8811 | 0 | 8512.9128 | 0 | 0 | 0 | 0 | 0 | 0 | 0 | 0 | 0 | 0 | 0 | 0 | 0 | 0 | 0 | 0 | 0 | 0 | 0 | 0 | 0 | 0 | 0 | 0 | 0 | 0 | 0 | 0 | 0 | 0 | 0 | 0 | 0 | 0
1937 | SCE | SCE-13-SW-008A | 2013 T-24 - NRNC-HVAC-Evap Cooling Credit | 2013 T-24 - NRNC-HVAC-Evap Cooling Credit | 0 | 0 | 0 | 0 | 9354.0668 | 9354.0668 | 0 | 0 | 0 | 0 | -9354.0668 | -9354.0668 | 0 | 0 | 9354.0668 | 0 | 0 | 0 | 0 | 0 | 0 | 0 | 0 | 0 | 0 | 0 | 0 | 0 | 0 | 0 | 0 | 0 | 0 | 0 | 0 | 0 | 0 | 0 | 0 | 0 | 0 | 0 | 0 | 0 | 0 | 0 | 0 | 0 | 0 | 0 | 0 | 0 | 0 | 0 | 0 | 0.0054054 | 9354.0668 | 0 | 9354.0668 | 378.2729 | 462.8811 | 0 | 8512.9128 | 0 | 0 | 0 | 0 | 0 | 0 | 0 | 0 | 0 | 0 | 0 | 0 | 0 | 0 | 0 | 0 | 0 | 0 | 0 | 0 | 0 | 0 | 0 | 0 | 0 | 0 | 0 | 0 | 0 | 0 | 0 | 0 | 0 | 0
1938 | SCE | SCE-13-SW-008A | 2013 T-24 - NRNC-HVAC-Outside Air | 2013 T-24 - NRNC-HVAC-Outside Air | 0 | 0 | 0 | 0 | 9354.0668 | 9354.0668 | 0 | 0 | 0 | 0 | -9354.0668 | -9354.0668 | 0 | 0 | 9354.0668 | 0 | 0 | 0 | 0 | 0 | 0 | 0 | 0 | 0 | 0 | 0 | 0 | 0 | 0 | 0 | 0 | 0 | 0 | 0 | 0 | 0 | 0 | 0 | 0 | 0 | 0 | 0 | 0 | 0 | 0 | 0 | 0 | 0 | 0 | 0 | 0 | 0 | 0 | 0 | 0 | 0.0054054 | 9354.0668 | 0 | 9354.0668 | 378.2729 | 462.8811 | 0 | 8512.9128 | 0 | 0 | 0 | 0 | 0 | 0 | 0 | 0 | 0 | 0 | 0 | 0 | 0 | 0 | 0 | 0 | 0 | 0 | 0 | 0 | 0 | 0 | 0 | 0 | 0 | 0 | 0 | 0 | 0 | 0 | 0 | 0 | 0 | 0
1939 | SCE | SCE-13-SW-008A | 2013 T-24 - NRNC-HVAC-Acceptance Requirements | 2013 T-24 - NRNC-HVAC-Acceptance Requirements | 0 | 0 | 0 | 0 | 9354.0668 | 9354.0668 | 0 | 0 | 0 | 0 | -9354.0668 | -9354.0668 | 0 | 0 | 9354.0668 | 0 | 0 | 0 | 0 | 0 | 0 | 0 | 0 | 0 | 0 | 0 | 0 | 0 | 0 | 0 | 0 | 0 | 0 | 0 | 0 | 0 | 0 | 0 | 0 | 0 | 0 | 0 | 0 | 0 | 0 | 0 | 0 | 0 | 0 | 0 | 0 | 0 | 0 | 0 | 0 | 0.0054054 | 9354.0668 | 0 | 9354.0668 | 378.2729 | 462.8811 | 0 | 8512.9128 | 0 | 0 | 0 | 0 | 0 | 0 | 0 | 0 | 0 | 0 | 0 | 0 | 0 | 0 | 0 | 0 | 0 | 0 | 0 | 0 | 0 | 0 | 0 | 0 | 0 | 0 | 0 | 0 | 0 | 0 | 0 | 0 | 0 | 0
1940 | SCE | SCE-13-SW-008A | 2013 T-24 - NRNC-Refrigeration-Warehouse | 2013 T-24 - NRNC-Refrigeration-Warehouse | 0 | 0 | 0 | 0 | 9354.0668 | 9354.0668 | 0 | 0 | 0 | 0 | -9354.0668 | -9354.0668 | 0 | 0 | 9354.0668 | 0 | 0 | 0 | 0 | 0 | 0 | 0 | 0 | 0 | 0 | 0 | 0 | 0 | 0 | 0 | 0 | 0 | 0 | 0 | 0 | 0 | 0 | 0 | 0 | 0 | 0 | 0 | 0 | 0 | 0 | 0 | 0 | 0 | 0 | 0 | 0 | 0 | 0 | 0 | 0 | 0.0054054 | 9354.0668 | 0 | 9354.0668 | 378.2729 | 462.8811 | 0 | 8512.9128 | 0 | 0 | 0 | 0 | 0 | 0 | 0 | 0 | 0 | 0 | 0 | 0 | 0 | 0 | 0 | 0 | 0 | 0 | 0 | 0 | 0 | 0 | 0 | 0 | 0 | 0 | 0 | 0 | 0 | 0 | 0 | 0 | 0 | 0
1941 | SCE | SCE-13-SW-008A | 2013 T-24 - NRNC-Refrigeration-Supermarket | 2013 T-24 - NRNC-Refrigeration-Supermarket | 0 | 0 | 0 | 0 | 9354.0668 | 9354.0668 | 0 | 0 | 0 | 0 | -9354.0668 | -9354.0668 | 0 | 0 | 9354.0668 | 0 | 0 | 0 | 0 | 0 | 0 | 0 | 0 | 0 | 0 | 0 | 0 | 0 | 0 | 0 | 0 | 0 | 0 | 0 | 0 | 0 | 0 | 0 | 0 | 0 | 0 | 0 | 0 | 0 | 0 | 0 | 0 | 0 | 0 | 0 | 0 | 0 | 0 | 0 | 0 | 0.0054054 | 9354.0668 | 0 | 9354.0668 | 378.2729 | 462.8811 | 0 | 8512.9128 | 0 | 0 | 0 | 0 | 0 | 0 | 0 | 0 | 0 | 0 | 0 | 0 | 0 | 0 | 0 | 0 | 0 | 0 | 0 | 0 | 0 | 0 | 0 | 0 | 0 | 0 | 0 | 0 | 0 | 0 | 0 | 0 | 0 | 0
1942 | SCE | SCE-13-SW-008A | 2013 T-24 - NRNC-Process-Process Boilers | 2013 T-24 - NRNC-Process-Process Boilers | 0 | 0 | 0 | 0 | 9354.0668 | 9354.0668 | 0 | 0 | 0 | 0 | -9354.0668 | -9354.0668 | 0 | 0 | 9354.0668 | 0 | 0 | 0 | 0 | 0 | 0 | 0 | 0 | 0 | 0 | 0 | 0 | 0 | 0 | 0 | 0 | 0 | 0 | 0 | 0 | 0 | 0 | 0 | 0 | 0 | 0 | 0 | 0 | 0 | 0 | 0 | 0 | 0 | 0 | 0 | 0 | 0 | 0 | 0 | 0 | 0.0054054 | 9354.0668 | 0 | 9354.0668 | 378.2729 | 462.8811 | 0 | 8512.9128 | 0 | 0 | 0 | 0 | 0 | 0 | 0 | 0 | 0 | 0 | 0 | 0 | 0 | 0 | 0 | 0 | 0 | 0 | 0 | 0 | 0 | 0 | 0 | 0 | 0 | 0 | 0 | 0 | 0 | 0 | 0 | 0 | 0 | 0
1943 | SCE | SCE-13-SW-008A | 2013 T-24 - NRNC-Process-Air Compressors | 2013 T-24 - NRNC-Process-Air Compressors | 0 | 0 | 0 | 0 | 9354.0668 | 9354.0668 | 0 | 0 | 0 | 0 | -9354.0668 | -9354.0668 | 0 | 0 | 9354.0668 | 0 | 0 | 0 | 0 | 0 | 0 | 0 | 0 | 0 | 0 | 0 | 0 | 0 | 0 | 0 | 0 | 0 | 0 | 0 | 0 | 0 | 0 | 0 | 0 | 0 | 0 | 0 | 0 | 0 | 0 | 0 | 0 | 0 | 0 | 0 | 0 | 0 | 0 | 0 | 0 | 0.0054054 | 9354.0668 | 0 | 9354.0668 | 378.2729 | 462.8811 | 0 | 8512.9128 | 0 | 0 | 0 | 0 | 0 | 0 | 0 | 0 | 0 | 0 | 0 | 0 | 0 | 0 | 0 | 0 | 0 | 0 | 0 | 0 | 0 | 0 | 0 | 0 | 0 | 0 | 0 | 0 | 0 | 0 | 0 | 0 | 0 | 0
1944 | SCE | SCE-13-SW-008A | 2013 T-24 - NRNC-Process-Data Centers | 2013 T-24 - NRNC-Process-Data Centers | 0 | 0 | 0 | 0 | 9354.0668 | 9354.0668 | 0 | 0 | 0 | 0 | -9354.0668 | -9354.0668 | 0 | 0 | 9354.0668 | 0 | 0 | 0 | 0 | 0 | 0 | 0 | 0 | 0 | 0 | 0 | 0 | 0 | 0 | 0 | 0 | 0 | 0 | 0 | 0 | 0 | 0 | 0 | 0 | 0 | 0 | 0 | 0 | 0 | 0 | 0 | 0 | 0 | 0 | 0 | 0 | 0 | 0 | 0 | 0 | 0.0054054 | 9354.0668 | 0 | 9354.0668 | 378.2729 | 462.8811 | 0 | 8512.9128 | 0 | 0 | 0 | 0 | 0 | 0 | 0 | 0 | 0 | 0 | 0 | 0 | 0 | 0 | 0 | 0 | 0 | 0 | 0 | 0 | 0 | 0 | 0 | 0 | 0 | 0 | 0 | 0 | 0 | 0 | 0 | 0 | 0 | 0
1945 | SCE | SCE-13-SW-008A | 2013 T-24 - NRNC-DHW - Hotel DHW Control and Solar | 2013 T-24 - NRNC-DHW - Hotel DHW Control and Solar | 0 | 0 | 0 | 0 | 9354.0668 | 9354.0668 | 0 | 0 | 0 | 0 | -9354.0668 | -9354.0668 | 0 | 0 | 9354.0668 | 0 | 0 | 0 | 0 | 0 | 0 | 0 | 0 | 0 | 0 | 0 | 0 | 0 | 0 | 0 | 0 | 0 | 0 | 0 | 0 | 0 | 0 | 0 | 0 | 0 | 0 | 0 | 0 | 0 | 0 | 0 | 0 | 0 | 0 | 0 | 0 | 0 | 0 | 0 | 0 | 0.0054054 | 9354.0668 | 0 | 9354.0668 | 378.2729 | 462.8811 | 0 | 8512.9128 | 0 | 0 | 0 | 0 | 0 | 0 | 0 | 0 | 0 | 0 | 0 | 0 | 0 | 0 | 0 | 0 | 0 | 0 | 0 | 0 | 0 | 0 | 0 | 0 | 0 | 0 | 0 | 0 | 0 | 0 | 0 | 0 | 0 | 0
1946 | SCE | SCE-13-SW-008A | 2013 T-24 - NRNC-DHW-Solar Water Heating | 2013 T-24 - NRNC-DHW-Solar Water Heating | 0 | 0 | 0 | 0 | 9354.0668 | 9354.0668 | 0 | 0 | 0 | 0 | -9354.0668 | -9354.0668 | 0 | 0 | 9354.0668 | 0 | 0 | 0 | 0 | 0 | 0 | 0 | 0 | 0 | 0 | 0 | 0 | 0 | 0 | 0 | 0 | 0 | 0 | 0 | 0 | 0 | 0 | 0 | 0 | 0 | 0 | 0 | 0 | 0 | 0 | 0 | 0 | 0 | 0 | 0 | 0 | 0 | 0 | 0 | 0 | 0.0054054 | 9354.0668 | 0 | 9354.0668 | 378.2729 | 462.8811 | 0 | 8512.9128 | 0 | 0 | 0 | 0 | 0 | 0 | 0 | 0 | 0 | 0 | 0 | 0 | 0 | 0 | 0 | 0 | 0 | 0 | 0 | 0 | 0 | 0 | 0 | 0 | 0 | 0 | 0 | 0 | 0 | 0 | 0 | 0 | 0 | 0
1947 | SCE | SCE-13-SW-008A | 2013 T-24 - NRNC-Solar-Solar Ready | 2013 T-24 - NRNC-Solar-Solar Ready | 0 | 0 | 0 | 0 | 9354.0668 | 9354.0668 | 0 | 0 | 0 | 0 | -9354.0668 | -9354.0668 | 0 | 0 | 9354.0668 | 0 | 0 | 0 | 0 | 0 | 0 | 0 | 0 | 0 | 0 | 0 | 0 | 0 | 0 | 0 | 0 | 0 | 0 | 0 | 0 | 0 | 0 | 0 | 0 | 0 | 0 | 0 | 0 | 0 | 0 | 0 | 0 | 0 | 0 | 0 | 0 | 0 | 0 | 0 | 0 | 0.0054054 | 9354.0668 | 0 | 9354.0668 | 378.2729 | 462.8811 | 0 | 8512.9128 | 0 | 0 | 0 | 0 | 0 | 0 | 0 | 0 | 0 | 0 | 0 | 0 | 0 | 0 | 0 | 0 | 0 | 0 | 0 | 0 | 0 | 0 | 0 | 0 | 0 | 0 | 0 | 0 | 0 | 0 | 0 | 0 | 0 | 0
1948 | SCE | SCE-13-SW-008A | 2013 T-24 - NRNC-Whole Building | 2013 T-24 - NRNC-Whole Building | 0 | 0 | 0 | 0 | 9354.0668 | 9354.0668 | 0 | 0 | 0 | 0 | -9354.0668 | -9354.0668 | 0 | 0 | 9354.0668 | 0 | 0 | 0 | 0 | 0 | 0 | 0 | 0 | 0 | 0 | 0 | 0 | 0 | 0 | 0 | 0 | 0 | 0 | 0 | 0 | 0 | 0 | 0 | 0 | 0 | 0 | 0 | 0 | 0 | 0 | 0 | 0 | 0 | 0 | 0 | 0 | 0 | 0 | 0 | 0 | 0.0054054 | 9354.0668 | 0 | 9354.0668 | 378.2729 | 462.8811 | 0 | 8512.9128 | 0 | 0 | 0 | 0 | 0 | 0 | 0 | 0 | 0 | 0 | 0 | 0 | 0 | 0 | 0 | 0 | 0 | 0 | 0 | 0 | 0 | 0 | 0 | 0 | 0 | 0 | 0 | 0 | 0 | 0 | 0 | 0 | 0 | 0
1949 | SCE | SCE-13-SW-008A | 2013 T-24 - RNC-Lighting | 2013 T-24 - RNC-Lighting | 0 | 0 | 0 | 0 | 9354.0668 | 9354.0668 | 0 | 0 | 0 | 0 | -9354.0668 | -9354.0668 | 0 | 0 | 9354.0668 | 0 | 0 | 0 | 0 | 0 | 0 | 0 | 0 | 0 | 0 | 0 | 0 | 0 | 0 | 0 | 0 | 0 | 0 | 0 | 0 | 0 | 0 | 0 | 0 | 0 | 0 | 0 | 0 | 0 | 0 | 0 | 0 | 0 | 0 | 0 | 0 | 0 | 0 | 0 | 0 | 0.0054054 | 9354.0668 | 0 | 9354.0668 | 378.2729 | 462.8811 | 0 | 8512.9128 | 0 | 0 | 0 | 0 | 0 | 0 | 0 | 0 | 0 | 0 | 0 | 0 | 0 | 0 | 0 | 0 | 0 | 0 | 0 | 0 | 0 | 0 | 0 | 0 | 0 | 0 | 0 | 0 | 0 | 0 | 0 | 0 | 0 | 0
1950 | SCE | SCE-13-SW-008A | 2013 T-24 - RNC-DHW - MF DHW Control and Solar | 2013 T-24 - RNC-DHW - MF DHW Control and Solar | 0 | 0 | 0 | 0 | 9354.0668 | 9354.0668 | 0 | 0 | 0 | 0 | -9354.0668 | -9354.0668 | 0 | 0 | 9354.0668 | 0 | 0 | 0 | 0 | 0 | 0 | 0 | 0 | 0 | 0 | 0 | 0 | 0 | 0 | 0 | 0 | 0 | 0 | 0 | 0 | 0 | 0 | 0 | 0 | 0 | 0 | 0 | 0 | 0 | 0 | 0 | 0 | 0 | 0 | 0 | 0 | 0 | 0 | 0 | 0 | 0.0054054 | 9354.0668 | 0 | 9354.0668 | 378.2729 | 462.8811 | 0 | 8512.9128 | 0 | 0 | 0 | 0 | 0 | 0 | 0 | 0 | 0 | 0 | 0 | 0 | 0 | 0 | 0 | 0 | 0 | 0 | 0 | 0 | 0 | 0 | 0 | 0 | 0 | 0 | 0 | 0 | 0 | 0 | 0 | 0 | 0 | 0
1951 | SCE | SCE-13-SW-008A | 2013 T-24 - RNC-DHW - High Efficiency Water Heater Ready | 2013 T-24 - RNC-DHW - High Efficiency Water Heater Ready | 0 | 0 | 0 | 0 | 9354.0668 | 9354.0668 | 0 | 0 | 0 | 0 | -9354.0668 | -9354.0668 | 0 | 0 | 9354.0668 | 0 | 0 | 0 | 0 | 0 | 0 | 0 | 0 | 0 | 0 | 0 | 0 | 0 | 0 | 0 | 0 | 0 | 0 | 0 | 0 | 0 | 0 | 0 | 0 | 0 | 0 | 0 | 0 | 0 | 0 | 0 | 0 | 0 | 0 | 0 | 0 | 0 | 0 | 0 | 0 | 0.0054054 | 9354.0668 | 0 | 9354.0668 | 378.2729 | 462.8811 | 0 | 8512.9128 | 0 | 0 | 0 | 0 | 0 | 0 | 0 | 0 | 0 | 0 | 0 | 0 | 0 | 0 | 0 | 0 | 0 | 0 | 0 | 0 | 0 | 0 | 0 | 0 | 0 | 0 | 0 | 0 | 0 | 0 | 0 | 0 | 0 | 0
1952 | SCE | SCE-13-SW-008A | 2013 T-24 - RNC-DHW - Solar for Electrically Heated Homes | 2013 T-24 - RNC-DHW - Solar for Electrically Heated Homes | 0 | 0 | 0 | 0 | 9354.0668 | 9354.0668 | 0 | 0 | 0 | 0 | -9354.0668 | -9354.0668 | 0 | 0 | 9354.0668 | 0 | 0 | 0 | 0 | 0 | 0 | 0 | 0 | 0 | 0 | 0 | 0 | 0 | 0 | 0 | 0 | 0 | 0 | 0 | 0 | 0 | 0 | 0 | 0 | 0 | 0 | 0 | 0 | 0 | 0 | 0 | 0 | 0 | 0 | 0 | 0 | 0 | 0 | 0 | 0 | 0.0054054 | 9354.0668 | 0 | 9354.0668 | 378.2729 | 462.8811 | 0 | 8512.9128 | 0 | 0 | 0 | 0 | 0 | 0 | 0 | 0 | 0 | 0 | 0 | 0 | 0 | 0 | 0 | 0 | 0 | 0 | 0 | 0 | 0 | 0 | 0 | 0 | 0 | 0 | 0 | 0 | 0 | 0 | 0 | 0 | 0 | 0
1953 | SCE | SCE-13-SW-008A | 2013 T-24 - RNC-Solar - Solar Ready & Oriented Homes | 2013 T-24 - RNC-Solar - Solar Ready & Oriented Homes | 0 | 0 | 0 | 0 | 9354.0668 | 9354.0668 | 0 | 0 | 0 | 0 | -9354.0668 | -9354.0668 | 0 | 0 | 9354.0668 | 0 | 0 | 0 | 0 | 0 | 0 | 0 | 0 | 0 | 0 | 0 | 0 | 0 | 0 | 0 | 0 | 0 | 0 | 0 | 0 | 0 | 0 | 0 | 0 | 0 | 0 | 0 | 0 | 0 | 0 | 0 | 0 | 0 | 0 | 0 | 0 | 0 | 0 | 0 | 0 | 0.0054054 | 9354.0668 | 0 | 9354.0668 | 378.2729 | 462.8811 | 0 | 8512.9128 | 0 | 0 | 0 | 0 | 0 | 0 | 0 | 0 | 0 | 0 | 0 | 0 | 0 | 0 | 0 | 0 | 0 | 0 | 0 | 0 | 0 | 0 | 0 | 0 | 0 | 0 | 0 | 0 | 0 | 0 | 0 | 0 | 0 | 0
1954 | SCE | SCE-13-SW-008A | 2013 T-24 - RNC-SF Whole Building | 2013 T-24 - RNC-SF Whole Building | 0 | 0 | 0 | 0 | 9354.0668 | 9354.0668 | 0 | 0 | 0 | 0 | -9354.0668 | -9354.0668 | 0 | 0 | 9354.0668 | 0 | 0 | 0 | 0 | 0 | 0 | 0 | 0 | 0 | 0 | 0 | 0 | 0 | 0 | 0 | 0 | 0 | 0 | 0 | 0 | 0 | 0 | 0 | 0 | 0 | 0 | 0 | 0 | 0 | 0 | 0 | 0 | 0 | 0 | 0 | 0 | 0 | 0 | 0 | 0 | 0.0054054 | 9354.0668 | 0 | 9354.0668 | 378.2729 | 462.8811 | 0 | 8512.9128 | 0 | 0 | 0 | 0 | 0 | 0 | 0 | 0 | 0 | 0 | 0 | 0 | 0 | 0 | 0 | 0 | 0 | 0 | 0 | 0 | 0 | 0 | 0 | 0 | 0 | 0 | 0 | 0 | 0 | 0 | 0 | 0 | 0 | 0
1955 | SCE | SCE-13-SW-008A | 2013 T-24 - RNC-MF Whole Building | 2013 T-24 - RNC-MF Whole Building | 0 | 0 | 0 | 0 | 9354.0668 | 9354.0668 | 0 | 0 | 0 | 0 | -9354.0668 | -9354.0668 | 0 | 0 | 9354.0668 | 0 | 0 | 0 | 0 | 0 | 0 | 0 | 0 | 0 | 0 | 0 | 0 | 0 | 0 | 0 | 0 | 0 | 0 | 0 | 0 | 0 | 0 | 0 | 0 | 0 | 0 | 0 | 0 | 0 | 0 | 0 | 0 | 0 | 0 | 0 | 0 | 0 | 0 | 0 | 0 | 0.0054054 | 9354.0668 | 0 | 9354.0668 | 378.2729 | 462.8811 | 0 | 8512.9128 | 0 | 0 | 0 | 0 | 0 | 0 | 0 | 0 | 0 | 0 | 0 | 0 | 0 | 0 | 0 | 0 | 0 | 0 | 0 | 0 | 0 | 0 | 0 | 0 | 0 | 0 | 0 | 0 | 0 | 0 | 0 | 0 | 0 | 0
1956 | SCE | SCE-13-SW-008A | 2013 T-24 - RA-SF Whole Building | 2013 T-24 - RA-SF Whole Building | 0 | 0 | 0 | 0 | 9354.0668 | 9354.0668 | 0 | 0 | 0 | 0 | -9354.0668 | -9354.0668 | 0 | 0 | 9354.0668 | 0 | 0 | 0 | 0 | 0 | 0 | 0 | 0 | 0 | 0 | 0 | 0 | 0 | 0 | 0 | 0 | 0 | 0 | 0 | 0 | 0 | 0 | 0 | 0 | 0 | 0 | 0 | 0 | 0 | 0 | 0 | 0 | 0 | 0 | 0 | 0 | 0 | 0 | 0 | 0 | 0.0054054 | 9354.0668 | 0 | 9354.0668 | 378.2729 | 462.8811 | 0 | 8512.9128 | 0 | 0 | 0 | 0 | 0 | 0 | 0 | 0 | 0 | 0 | 0 | 0 | 0 | 0 | 0 | 0 | 0 | 0 | 0 | 0 | 0 | 0 | 0 | 0 | 0 | 0 | 0 | 0 | 0 | 0 | 0 | 0 | 0 | 0
1957 | SCE | SCE-13-SW-008A | 2013 T-24 - RA-MF Whole Building | 2013 T-24 - RA-MF Whole Building | 0 | 0 | 0 | 0 | 9354.0668 | 9354.0668 | 0 | 0 | 0 | 0 | -9354.0668 | -9354.0668 | 0 | 0 | 9354.0668 | 0 | 0 | 0 | 0 | 0 | 0 | 0 | 0 | 0 | 0 | 0 | 0 | 0 | 0 | 0 | 0 | 0 | 0 | 0 | 0 | 0 | 0 | 0 | 0 | 0 | 0 | 0 | 0 | 0 | 0 | 0 | 0 | 0 | 0 | 0 | 0 | 0 | 0 | 0 | 0 | 0.0054054 | 9354.0668 | 0 | 9354.0668 | 378.2729 | 462.8811 | 0 | 8512.9128 | 0 | 0 | 0 | 0 | 0 | 0 | 0 | 0 | 0 | 0 | 0 | 0 | 0 | 0 | 0 | 0 | 0 | 0 | 0 | 0 | 0 | 0 | 0 | 0 | 0 | 0 | 0 | 0 | 0 | 0 | 0 | 0 | 0 | 0
1958 | SCE | SCE-13-SW-008A | 2016 T-24 - NRA-Lighting-Alterations | 2016 T-24 - NRA-Lighting-Alterations | 0 | 0 | 0 | 0 | 9354.0668 | 9354.0668 | 0 | 0 | 0 | 0 | -9354.0668 | -9354.0668 | 0 | 0 | 9354.0668 | 0 | 0 | 0 | 0 | 0 | 0 | 0 | 0 | 0 | 0 | 0 | 0 | 0 | 0 | 0 | 0 | 0 | 0 | 0 | 0 | 0 | 0 | 0 | 0 | 0 | 0 | 0 | 0 | 0 | 0 | 0 | 0 | 0 | 0 | 0 | 0 | 0 | 0 | 0 | 0 | 0.0054054 | 9354.0668 | 0 | 9354.0668 | 378.2729 | 462.8811 | 0 | 8512.9128 | 0 | 0 | 0 | 0 | 0 | 0 | 0 | 0 | 0 | 0 | 0 | 0 | 0 | 0 | 0 | 0 | 0 | 0 | 0 | 0 | 0 | 0 | 0 | 0 | 0 | 0 | 0 | 0 | 0 | 0 | 0 | 0 | 0 | 0
1959 | SCE | SCE-13-SW-008A | 2016 T-24 - NRA-Lighting-Outdoor Lighting Controls | 2016 T-24 - NRA-Lighting-Outdoor Lighting Controls | 0 | 0 | 0 | 0 | 9354.0668 | 9354.0668 | 0 | 0 | 0 | 0 | -9354.0668 | -9354.0668 | 0 | 0 | 9354.0668 | 0 | 0 | 0 | 0 | 0 | 0 | 0 | 0 | 0 | 0 | 0 | 0 | 0 | 0 | 0 | 0 | 0 | 0 | 0 | 0 | 0 | 0 | 0 | 0 | 0 | 0 | 0 | 0 | 0 | 0 | 0 | 0 | 0 | 0 | 0 | 0 | 0 | 0 | 0 | 0 | 0.0054054 | 9354.0668 | 0 | 9354.0668 | 378.2729 | 462.8811 | 0 | 8512.9128 | 0 | 0 | 0 | 0 | 0 | 0 | 0 | 0 | 0 | 0 | 0 | 0 | 0 | 0 | 0 | 0 | 0 | 0 | 0 | 0 | 0 | 0 | 0 | 0 | 0 | 0 | 0 | 0 | 0 | 0 | 0 | 0 | 0 | 0
1960 | SCE | SCE-13-SW-008A | 2016 T-24 - NRA-Lighting-Elevator Lighting & Ventilation (ASHARE measure) | 2016 T-24 - NRA-Lighting-Elevator Lighting & Ventilation (ASHARE measure) | 0 | 0 | 0 | 0 | 9354.0668 | 9354.0668 | 0 | 0 | 0 | 0 | -9354.0668 | -9354.0668 | 0 | 0 | 9354.0668 | 0 | 0 | 0 | 0 | 0 | 0 | 0 | 0 | 0 | 0 | 0 | 0 | 0 | 0 | 0 | 0 | 0 | 0 | 0 | 0 | 0 | 0 | 0 | 0 | 0 | 0 | 0 | 0 | 0 | 0 | 0 | 0 | 0 | 0 | 0 | 0 | 0 | 0 | 0 | 0 | 0.0054054 | 9354.0668 | 0 | 9354.0668 | 378.2729 | 462.8811 | 0 | 8512.9128 | 0 | 0 | 0 | 0 | 0 | 0 | 0 | 0 | 0 | 0 | 0 | 0 | 0 | 0 | 0 | 0 | 0 | 0 | 0 | 0 | 0 | 0 | 0 | 0 | 0 | 0 | 0 | 0 | 0 | 0 | 0 | 0 | 0 | 0
1961 | SCE | SCE-13-SW-008A | 2016 T-24 - NRA-HVAC-DDC (ASHARE measure) | 2016 T-24 - NRA-HVAC-DDC (ASHARE measure) | 0 | 0 | 0 | 0 | 9354.0668 | 9354.0668 | 0 | 0 | 0 | 0 | -9354.0668 | -9354.0668 | 0 | 0 | 9354.0668 | 0 | 0 | 0 | 0 | 0 | 0 | 0 | 0 | 0 | 0 | 0 | 0 | 0 | 0 | 0 | 0 | 0 | 0 | 0 | 0 | 0 | 0 | 0 | 0 | 0 | 0 | 0 | 0 | 0 | 0 | 0 | 0 | 0 | 0 | 0 | 0 | 0 | 0 | 0 | 0 | 0.0054054 | 9354.0668 | 0 | 9354.0668 | 378.2729 | 462.8811 | 0 | 8512.9128 | 0 | 0 | 0 | 0 | 0 | 0 | 0 | 0 | 0 | 0 | 0 | 0 | 0 | 0 | 0 | 0 | 0 | 0 | 0 | 0 | 0 | 0 | 0 | 0 | 0 | 0 | 0 | 0 | 0 | 0 | 0 | 0 | 0 | 0
1962 | SCE | SCE-13-SW-008A | 2016 T-24 - NRA-Process-Escalator Speed Control (ASHARE measure) | 2016 T-24 - NRA-Process-Escalator Speed Control (ASHARE measure) | 0 | 0 | 0 | 0 | 9354.0668 | 9354.0668 | 0 | 0 | 0 | 0 | -9354.0668 | -9354.0668 | 0 | 0 | 9354.0668 | 0 | 0 | 0 | 0 | 0 | 0 | 0 | 0 | 0 | 0 | 0 | 0 | 0 | 0 | 0 | 0 | 0 | 0 | 0 | 0 | 0 | 0 | 0 | 0 | 0 | 0 | 0 | 0 | 0 | 0 | 0 | 0 | 0 | 0 | 0 | 0 | 0 | 0 | 0 | 0 | 0.0054054 | 9354.0668 | 0 | 9354.0668 | 378.2729 | 462.8811 | 0 | 8512.9128 | 0 | 0 | 0 | 0 | 0 | 0 | 0 | 0 | 0 | 0 | 0 | 0 | 0 | 0 | 0 | 0 | 0 | 0 | 0 | 0 | 0 | 0 | 0 | 0 | 0 | 0 | 0 | 0 | 0 | 0 | 0 | 0 | 0 | 0
1963 | SCE | SCE-13-SW-008A | 2016 T-24 - NRNC-Lighting-Indoor LPD | 2016 T-24 - NRNC-Lighting-Indoor LPD | 0 | 0 | 0 | 0 | 9354.0668 | 9354.0668 | 0 | 0 | 0 | 0 | -9354.0668 | -9354.0668 | 0 | 0 | 9354.0668 | 0 | 0 | 0 | 0 | 0 | 0 | 0 | 0 | 0 | 0 | 0 | 0 | 0 | 0 | 0 | 0 | 0 | 0 | 0 | 0 | 0 | 0 | 0 | 0 | 0 | 0 | 0 | 0 | 0 | 0 | 0 | 0 | 0 | 0 | 0 | 0 | 0 | 0 | 0 | 0 | 0.0054054 | 9354.0668 | 0 | 9354.0668 | 378.2729 | 462.8811 | 0 | 8512.9128 | 0 | 0 | 0 | 0 | 0 | 0 | 0 | 0 | 0 | 0 | 0 | 0 | 0 | 0 | 0 | 0 | 0 | 0 | 0 | 0 | 0 | 0 | 0 | 0 | 0 | 0 | 0 | 0 | 0 | 0 | 0 | 0 | 0 | 0
1964 | SCE | SCE-13-SW-008A | 2016 T-24 - NRNC-Lighting-Partial-on Control | 2016 T-24 - NRNC-Lighting-Partial-on Control | 0 | 0 | 0 | 0 | 9354.0668 | 9354.0668 | 0 | 0 | 0 | 0 | -9354.0668 | -9354.0668 | 0 | 0 | 9354.0668 | 0 | 0 | 0 | 0 | 0 | 0 | 0 | 0 | 0 | 0 | 0 | 0 | 0 | 0 | 0 | 0 | 0 | 0 | 0 | 0 | 0 | 0 | 0 | 0 | 0 | 0 | 0 | 0 | 0 | 0 | 0 | 0 | 0 | 0 | 0 | 0 | 0 | 0 | 0 | 0 | 0.0054054 | 9354.0668 | 0 | 9354.0668 | 378.2729 | 462.8811 | 0 | 8512.9128 | 0 | 0 | 0 | 0 | 0 | 0 | 0 | 0 | 0 | 0 | 0 | 0 | 0 | 0 | 0 | 0 | 0 | 0 | 0 | 0 | 0 | 0 | 0 | 0 | 0 | 0 | 0 | 0 | 0 | 0 | 0 | 0 | 0 | 0
1965 | SCE | SCE-13-SW-008A | 2016 T-24 - NRNC-Lighting-Outdoor Lighting Controls | 2016 T-24 - NRNC-Lighting-Outdoor Lighting Controls | 0 | 0 | 0 | 0 | 9354.0668 | 9354.0668 | 0 | 0 | 0 | 0 | -9354.0668 | -9354.0668 | 0 | 0 | 9354.0668 | 0 | 0 | 0 | 0 | 0 | 0 | 0 | 0 | 0 | 0 | 0 | 0 | 0 | 0 | 0 | 0 | 0 | 0 | 0 | 0 | 0 | 0 | 0 | 0 | 0 | 0 | 0 | 0 | 0 | 0 | 0 | 0 | 0 | 0 | 0 | 0 | 0 | 0 | 0 | 0 | 0.0054054 | 9354.0668 | 0 | 9354.0668 | 378.2729 | 462.8811 | 0 | 8512.9128 | 0 | 0 | 0 | 0 | 0 | 0 | 0 | 0 | 0 | 0 | 0 | 0 | 0 | 0 | 0 | 0 | 0 | 0 | 0 | 0 | 0 | 0 | 0 | 0 | 0 | 0 | 0 | 0 | 0 | 0 | 0 | 0 | 0 | 0
1966 | SCE | SCE-13-SW-008A | 2016 T-24 - NRNC-Lighting-Outdoor LPA | 2016 T-24 - NRNC-Lighting-Outdoor LPA | 0 | 0 | 0 | 0 | 9354.0668 | 9354.0668 | 0 | 0 | 0 | 0 | -9354.0668 | -9354.0668 | 0 | 0 | 9354.0668 | 0 | 0 | 0 | 0 | 0 | 0 | 0 | 0 | 0 | 0 | 0 | 0 | 0 | 0 | 0 | 0 | 0 | 0 | 0 | 0 | 0 | 0 | 0 | 0 | 0 | 0 | 0 | 0 | 0 | 0 | 0 | 0 | 0 | 0 | 0 | 0 | 0 | 0 | 0 | 0 | 0.0054054 | 9354.0668 | 0 | 9354.0668 | 378.2729 | 462.8811 | 0 | 8512.9128 | 0 | 0 | 0 | 0 | 0 | 0 | 0 | 0 | 0 | 0 | 0 | 0 | 0 | 0 | 0 | 0 | 0 | 0 | 0 | 0 | 0 | 0 | 0 | 0 | 0 | 0 | 0 | 0 | 0 | 0 | 0 | 0 | 0 | 0
1967 | SCE | SCE-13-SW-008A | 2016 T-24 - NRNC-Envelope-Opaque Wall | 2016 T-24 - NRNC-Envelope-Opaque Wall | 0 | 0 | 0 | 0 | 9354.0668 | 9354.0668 | 0 | 0 | 0 | 0 | -9354.0668 | -9354.0668 | 0 | 0 | 9354.0668 | 0 | 0 | 0 | 0 | 0 | 0 | 0 | 0 | 0 | 0 | 0 | 0 | 0 | 0 | 0 | 0 | 0 | 0 | 0 | 0 | 0 | 0 | 0 | 0 | 0 | 0 | 0 | 0 | 0 | 0 | 0 | 0 | 0 | 0 | 0 | 0 | 0 | 0 | 0 | 0 | 0.0054054 | 9354.0668 | 0 | 9354.0668 | 378.2729 | 462.8811 | 0 | 8512.9128 | 0 | 0 | 0 | 0 | 0 | 0 | 0 | 0 | 0 | 0 | 0 | 0 | 0 | 0 | 0 | 0 | 0 | 0 | 0 | 0 | 0 | 0 | 0 | 0 | 0 | 0 | 0 | 0 | 0 | 0 | 0 | 0 | 0 | 0
1968 | SCE | SCE-13-SW-008A | 2016 T-24 - NRNC-Envelope-Opaque Wall (High-rise Res) | 2016 T-24 - NRNC-Envelope-Opaque Wall (High-rise Res) | 0 | 0 | 0 | 0 | 9354.0668 | 9354.0668 | 0 | 0 | 0 | 0 | -9354.0668 | -9354.0668 | 0 | 0 | 9354.0668 | 0 | 0 | 0 | 0 | 0 | 0 | 0 | 0 | 0 | 0 | 0 | 0 | 0 | 0 | 0 | 0 | 0 | 0 | 0 | 0 | 0 | 0 | 0 | 0 | 0 | 0 | 0 | 0 | 0 | 0 | 0 | 0 | 0 | 0 | 0 | 0 | 0 | 0 | 0 | 0 | 0.0054054 | 9354.0668 | 0 | 9354.0668 | 378.2729 | 462.8811 | 0 | 8512.9128 | 0 | 0 | 0 | 0 | 0 | 0 | 0 | 0 | 0 | 0 | 0 | 0 | 0 | 0 | 0 | 0 | 0 | 0 | 0 | 0 | 0 | 0 | 0 | 0 | 0 | 0 | 0 | 0 | 0 | 0 | 0 | 0 | 0 | 0
1969 | SCE | SCE-13-SW-008A | 2016 T-24 - NRNC-HVAC-ASHRAE Equipment Efficiency | 2016 T-24 - NRNC-HVAC-ASHRAE Equipment Efficiency | 0 | 0 | 0 | 0 | 9354.0668 | 9354.0668 | 0 | 0 | 0 | 0 | -9354.0668 | -9354.0668 | 0 | 0 | 9354.0668 | 0 | 0 | 0 | 0 | 0 | 0 | 0 | 0 | 0 | 0 | 0 | 0 | 0 | 0 | 0 | 0 | 0 | 0 | 0 | 0 | 0 | 0 | 0 | 0 | 0 | 0 | 0 | 0 | 0 | 0 | 0 | 0 | 0 | 0 | 0 | 0 | 0 | 0 | 0 | 0 | 0.0054054 | 9354.0668 | 0 | 9354.0668 | 378.2729 | 462.8811 | 0 | 8512.9128 | 0 | 0 | 0 | 0 | 0 | 0 | 0 | 0 | 0 | 0 | 0 | 0 | 0 | 0 | 0 | 0 | 0 | 0 | 0 | 0 | 0 | 0 | 0 | 0 | 0 | 0 | 0 | 0 | 0 | 0 | 0 | 0 | 0 | 0
1970 | SCE | SCE-13-SW-008A | 2016 T-24 - NRNC-HVAC-DDC (ASHARE measure) | 2016 T-24 - NRNC-HVAC-DDC (ASHARE measure) | 0 | 0 | 0 | 0 | 9354.0668 | 9354.0668 | 0 | 0 | 0 | 0 | -9354.0668 | -9354.0668 | 0 | 0 | 9354.0668 | 0 | 0 | 0 | 0 | 0 | 0 | 0 | 0 | 0 | 0 | 0 | 0 | 0 | 0 | 0 | 0 | 0 | 0 | 0 | 0 | 0 | 0 | 0 | 0 | 0 | 0 | 0 | 0 | 0 | 0 | 0 | 0 | 0 | 0 | 0 | 0 | 0 | 0 | 0 | 0 | 0.0054054 | 9354.0668 | 0 | 9354.0668 | 378.2729 | 462.8811 | 0 | 8512.9128 | 0 | 0 | 0 | 0 | 0 | 0 | 0 | 0 | 0 | 0 | 0 | 0 | 0 | 0 | 0 | 0 | 0 | 0 | 0 | 0 | 0 | 0 | 0 | 0 | 0 | 0 | 0 | 0 | 0 | 0 | 0 | 0 | 0 | 0
1971 | SCE | SCE-13-SW-008A | 2016 T-24 - NRNC-HVAC-Door Switch Controls (ASHARE measure) | 2016 T-24 - NRNC-HVAC-Door Switch Controls (ASHARE measure) | 0 | 0 | 0 | 0 | 9354.0668 | 9354.0668 | 0 | 0 | 0 | 0 | -9354.0668 | -9354.0668 | 0 | 0 | 9354.0668 | 0 | 0 | 0 | 0 | 0 | 0 | 0 | 0 | 0 | 0 | 0 | 0 | 0 | 0 | 0 | 0 | 0 | 0 | 0 | 0 | 0 | 0 | 0 | 0 | 0 | 0 | 0 | 0 | 0 | 0 | 0 | 0 | 0 | 0 | 0 | 0 | 0 | 0 | 0 | 0 | 0.0054054 | 9354.0668 | 0 | 9354.0668 | 378.2729 | 462.8811 | 0 | 8512.9128 | 0 | 0 | 0 | 0 | 0 | 0 | 0 | 0 | 0 | 0 | 0 | 0 | 0 | 0 | 0 | 0 | 0 | 0 | 0 | 0 | 0 | 0 | 0 | 0 | 0 | 0 | 0 | 0 | 0 | 0 | 0 | 0 | 0 | 0
1972 | SCE | SCE-13-SW-008A | 2016 T-24 - NRNC-Process-Escalator Speed Control (ASHARE measure) | 2016 T-24 - NRNC-Process-Escalator Speed Control (ASHARE measure) | 0 | 0 | 0 | 0 | 9354.0668 | 9354.0668 | 0 | 0 | 0 | 0 | -9354.0668 | -9354.0668 | 0 | 0 | 9354.0668 | 0 | 0 | 0 | 0 | 0 | 0 | 0 | 0 | 0 | 0 | 0 | 0 | 0 | 0 | 0 | 0 | 0 | 0 | 0 | 0 | 0 | 0 | 0 | 0 | 0 | 0 | 0 | 0 | 0 | 0 | 0 | 0 | 0 | 0 | 0 | 0 | 0 | 0 | 0 | 0 | 0.0054054 | 9354.0668 | 0 | 9354.0668 | 378.2729 | 462.8811 | 0 | 8512.9128 | 0 | 0 | 0 | 0 | 0 | 0 | 0 | 0 | 0 | 0 | 0 | 0 | 0 | 0 | 0 | 0 | 0 | 0 | 0 | 0 | 0 | 0 | 0 | 0 | 0 | 0 | 0 | 0 | 0 | 0 | 0 | 0 | 0 | 0
1973 | SCE | SCE-13-SW-008A | 2016 T-24 - RNC(SF)-Lighting | 2016 T-24 - RNC(SF)-Lighting | 0 | 0 | 0 | 0 | 9354.0668 | 9354.0668 | 0 | 0 | 0 | 0 | -9354.0668 | -9354.0668 | 0 | 0 | 9354.0668 | 0 | 0 | 0 | 0 | 0 | 0 | 0 | 0 | 0 | 0 | 0 | 0 | 0 | 0 | 0 | 0 | 0 | 0 | 0 | 0 | 0 | 0 | 0 | 0 | 0 | 0 | 0 | 0 | 0 | 0 | 0 | 0 | 0 | 0 | 0 | 0 | 0 | 0 | 0 | 0 | 0.0054054 | 9354.0668 | 0 | 9354.0668 | 378.2729 | 462.8811 | 0 | 8512.9128 | 0 | 0 | 0 | 0 | 0 | 0 | 0 | 0 | 0 | 0 | 0 | 0 | 0 | 0 | 0 | 0 | 0 | 0 | 0 | 0 | 0 | 0 | 0 | 0 | 0 | 0 | 0 | 0 | 0 | 0 | 0 | 0 | 0 | 0
1974 | SCE | SCE-13-SW-008A | 2016 T-24 - RNC(SF)-Envelope-HPA/DCS-SF | 2016 T-24 - RNC(SF)-Envelope-HPA/DCS-SF | 0 | 0 | 0 | 0 | 9354.0668 | 9354.0668 | 0 | 0 | 0 | 0 | -9354.0668 | -9354.0668 | 0 | 0 | 9354.0668 | 0 | 0 | 0 | 0 | 0 | 0 | 0 | 0 | 0 | 0 | 0 | 0 | 0 | 0 | 0 | 0 | 0 | 0 | 0 | 0 | 0 | 0 | 0 | 0 | 0 | 0 | 0 | 0 | 0 | 0 | 0 | 0 | 0 | 0 | 0 | 0 | 0 | 0 | 0 | 0 | 0.0054054 | 9354.0668 | 0 | 9354.0668 | 378.2729 | 462.8811 | 0 | 8512.9128 | 0 | 0 | 0 | 0 | 0 | 0 | 0 | 0 | 0 | 0 | 0 | 0 | 0 | 0 | 0 | 0 | 0 | 0 | 0 | 0 | 0 | 0 | 0 | 0 | 0 | 0 | 0 | 0 | 0 | 0 | 0 | 0 | 0 | 0
1975 | SCE | SCE-13-SW-008A | 2016 T-24 - RNC(SF)-Envelope-High Performance Walls | 2016 T-24 - RNC(SF)-Envelope-High Performance Walls | 0 | 0 | 0 | 0 | 9354.0668 | 9354.0668 | 0 | 0 | 0 | 0 | -9354.0668 | -9354.0668 | 0 | 0 | 9354.0668 | 0 | 0 | 0 | 0 | 0 | 0 | 0 | 0 | 0 | 0 | 0 | 0 | 0 | 0 | 0 | 0 | 0 | 0 | 0 | 0 | 0 | 0 | 0 | 0 | 0 | 0 | 0 | 0 | 0 | 0 | 0 | 0 | 0 | 0 | 0 | 0 | 0 | 0 | 0 | 0 | 0.0054054 | 9354.0668 | 0 | 9354.0668 | 378.2729 | 462.8811 | 0 | 8512.9128 | 0 | 0 | 0 | 0 | 0 | 0 | 0 | 0 | 0 | 0 | 0 | 0 | 0 | 0 | 0 | 0 | 0 | 0 | 0 | 0 | 0 | 0 | 0 | 0 | 0 | 0 | 0 | 0 | 0 | 0 | 0 | 0 | 0 | 0
1976 | SCE | SCE-13-SW-008A | 2016 T-24 - RNC(SF)-DHW -Tankless Water Heater | 2016 T-24 - RNC(SF)-DHW -Tankless Water Heater | 0 | 0 | 0 | 0 | 9354.0668 | 9354.0668 | 0 | 0 | 0 | 0 | -9354.0668 | -9354.0668 | 0 | 0 | 9354.0668 | 0 | 0 | 0 | 0 | 0 | 0 | 0 | 0 | 0 | 0 | 0 | 0 | 0 | 0 | 0 | 0 | 0 | 0 | 0 | 0 | 0 | 0 | 0 | 0 | 0 | 0 | 0 | 0 | 0 | 0 | 0 | 0 | 0 | 0 | 0 | 0 | 0 | 0 | 0 | 0 | 0.0054054 | 9354.0668 | 0 | 9354.0668 | 378.2729 | 462.8811 | 0 | 8512.9128 | 0 | 0 | 0 | 0 | 0 | 0 | 0 | 0 | 0 | 0 | 0 | 0 | 0 | 0 | 0 | 0 | 0 | 0 | 0 | 0 | 0 | 0 | 0 | 0 | 0 | 0 | 0 | 0 | 0 | 0 | 0 | 0 | 0 | 0
1977 | SCE | SCE-13-SW-008A | 2016 T-24 - RNC(MF)-Lighting | 2016 T-24 - RNC(MF)-Lighting | 0 | 0 | 0 | 0 | 9354.0668 | 9354.0668 | 0 | 0 | 0 | 0 | -9354.0668 | -9354.0668 | 0 | 0 | 9354.0668 | 0 | 0 | 0 | 0 | 0 | 0 | 0 | 0 | 0 | 0 | 0 | 0 | 0 | 0 | 0 | 0 | 0 | 0 | 0 | 0 | 0 | 0 | 0 | 0 | 0 | 0 | 0 | 0 | 0 | 0 | 0 | 0 | 0 | 0 | 0 | 0 | 0 | 0 | 0 | 0 | 0.0054054 | 9354.0668 | 0 | 9354.0668 | 378.2729 | 462.8811 | 0 | 8512.9128 | 0 | 0 | 0 | 0 | 0 | 0 | 0 | 0 | 0 | 0 | 0 | 0 | 0 | 0 | 0 | 0 | 0 | 0 | 0 | 0 | 0 | 0 | 0 | 0 | 0 | 0 | 0 | 0 | 0 | 0 | 0 | 0 | 0 | 0
1978 | SCE | SCE-13-SW-008A | 2016 T-24 - RNC(MF)-Envelope-HPA/DCS-SF | 2016 T-24 - RNC(MF)-Envelope-HPA/DCS-SF | 0 | 0 | 0 | 0 | 9354.0668 | 9354.0668 | 0 | 0 | 0 | 0 | -9354.0668 | -9354.0668 | 0 | 0 | 9354.0668 | 0 | 0 | 0 | 0 | 0 | 0 | 0 | 0 | 0 | 0 | 0 | 0 | 0 | 0 | 0 | 0 | 0 | 0 | 0 | 0 | 0 | 0 | 0 | 0 | 0 | 0 | 0 | 0 | 0 | 0 | 0 | 0 | 0 | 0 | 0 | 0 | 0 | 0 | 0 | 0 | 0.0054054 | 9354.0668 | 0 | 9354.0668 | 378.2729 | 462.8811 | 0 | 8512.9128 | 0 | 0 | 0 | 0 | 0 | 0 | 0 | 0 | 0 | 0 | 0 | 0 | 0 | 0 | 0 | 0 | 0 | 0 | 0 | 0 | 0 | 0 | 0 | 0 | 0 | 0 | 0 | 0 | 0 | 0 | 0 | 0 | 0 | 0
1979 | SCE | SCE-13-SW-008A | 2016 T-24 - RNC(MF)-Envelope-High Performance Walls | 2016 T-24 - RNC(MF)-Envelope-High Performance Walls | 0 | 0 | 0 | 0 | 9354.0668 | 9354.0668 | 0 | 0 | 0 | 0 | -9354.0668 | -9354.0668 | 0 | 0 | 9354.0668 | 0 | 0 | 0 | 0 | 0 | 0 | 0 | 0 | 0 | 0 | 0 | 0 | 0 | 0 | 0 | 0 | 0 | 0 | 0 | 0 | 0 | 0 | 0 | 0 | 0 | 0 | 0 | 0 | 0 | 0 | 0 | 0 | 0 | 0 | 0 | 0 | 0 | 0 | 0 | 0 | 0.0054054 | 9354.0668 | 0 | 9354.0668 | 378.2729 | 462.8811 | 0 | 8512.9128 | 0 | 0 | 0 | 0 | 0 | 0 | 0 | 0 | 0 | 0 | 0 | 0 | 0 | 0 | 0 | 0 | 0 | 0 | 0 | 0 | 0 | 0 | 0 | 0 | 0 | 0 | 0 | 0 | 0 | 0 | 0 | 0 | 0 | 0
1980 | SCE | SCE-13-SW-008B | Non-Resource Program | Non-Resource Program | 0 | 0 | 0 | 0 | 1730502.35 | 1730502.35 | 0 | 0 | 0 | 0 | -1730502.35 | -1730502.35 | 0 | 0 | 1730502.35 | 0 | 0 | 0 | 0 | 0 | 0 | 0 | 0 | 0 | 0 | 0 | 0 | 0 | 0 | 0 | 0 | 0 | 0 | 0 | 0 | 0 | 0 | 0 | 0 | 0 | 0 | 0 | 0 | 0 | 0 | 0 | 0 | 0 | 0 | 0 | 0 | 0 | 0 | 0 | 0 | 1 | 1730502.35 | 0 | 1730502.35 | 69980.4804 | 85632.9991 | 0 | 1574888.8704 | 0 | 0 | 0 | 0 | 0 | 0 | 0 | 0 | 0 | 0 | 0 | 0 | 0 | 0 | 0 | 0 | 0 | 0 | 0 | 0 | 0 | 0 | 0 | 0 | 0 | 0 | 0 | 0 | 0 | 0 | 0 | 0 | 0 | 0
1981 | SCE | SCE-13-SW-008C | Non-Resource Program | Non-Resource Program | 0 | 0 | 0 | 0 | 811172.5609 | 811172.5609 | 0 | 0 | 0 | 0 | -811172.5609 | -811172.5609 | 0 | 0 | 811172.5609 | 0 | 0 | 0 | 0 | 0 | 0 | 0 | 0 | 0 | 0 | 0 | 0 | 0 | 0 | 0 | 0 | 0 | 0 | 0 | 0 | 0 | 0 | 0 | 0 | 0 | 0 | 0 | 0 | 0 | 0 | 0 | 0 | 0 | 0 | 0 | 0 | 0 | 0 | 0 | 0 | 1 | 811172.5609 | 0 | 811172.5609 | 32803.2576 | 40140.355 | 0 | 738228.9484 | 0 | 0 | 0 | 0 | 0 | 0 | 0 | 0 | 0 | 0 | 0 | 0 | 0 | 0 | 0 | 0 | 0 | 0 | 0 | 0 | 0 | 0 | 0 | 0 | 0 | 0 | 0 | 0 | 0 | 0 | 0 | 0 | 0 | 0
1982 | SCE | SCE-13-SW-008D | Non-Resource Program | Non-Resource Program | 0 | 0 | 0 | 0 | 540782.0212 | 540782.0212 | 0 | 0 | 0 | 0 | -540782.0212 | -540782.0212 | 0 | 0 | 540782.0212 | 0 | 0 | 0 | 0 | 0 | 0 | 0 | 0 | 0 | 0 | 0 | 0 | 0 | 0 | 0 | 0 | 0 | 0 | 0 | 0 | 0 | 0 | 0 | 0 | 0 | 0 | 0 | 0 | 0 | 0 | 0 | 0 | 0 | 0 | 0 | 0 | 0 | 0 | 0 | 0 | 1 | 540782.0212 | 0 | 540782.0212 | 21868.9796 | 26760.4094 | 0 | 492152.6323 | 0 | 0 | 0 | 0 | 0 | 0 | 0 | 0 | 0 | 0 | 0 | 0 | 0 | 0 | 0 | 0 | 0 | 0 | 0 | 0 | 0 | 0 | 0 | 0 | 0 | 0 | 0 | 0 | 0 | 0 | 0 | 0 | 0 | 0
1983 | SCE | SCE-13-SW-008E | Non-Resource Program | Non-Resource Program | 0 | 0 | 0 | 0 | 1134747.8667 | 1134747.8667 | 0 | 0 | 0 | 0 | -1134747.8667 | -1134747.8667 | 0 | 0 | 1134747.8667 | 0 | 0 | 0 | 0 | 0 | 0 | 0 | 0 | 0 | 0 | 0 | 0 | 0 | 0 | 0 | 0 | 0 | 0 | 0 | 0 | 0 | 0 | 0 | 0 | 0 | 0 | 0 | 0 | 0 | 0 | 0 | 0 | 0 | 0 | 0 | 0 | 0 | 0 | 0 | 0 | 1 | 1134747.8667 | 0 | 1134747.8667 | 45924.73 | 56196.7043 | 0 | 1032626.4325 | 0 | 0 | 0 | 0 | 0 | 0 | 0 | 0 | 0 | 0 | 0 | 0 | 0 | 0 | 0 | 0 | 0 | 0 | 0 | 0 | 0 | 0 | 0 | 0 | 0 | 0 | 0 | 0 | 0 | 0 | 0 | 0 | 0 | 0
1367 | SCE | SCE-13-SW-010A | Non-Resource | Non-Resource | 0 | 0 | 0 | 0 | 4569658.1468 | 4569658.1468 | 0 | 0 | 0 | 0 | -4569658.1468 | -4569658.1468 | 0 | 0 | 4569658.1468 | 0 | 0 | 0 | 0 | 0 | 0 | 0 | 0 | 0 | 0 | 0 | 0 | 0 | 0 | 0 | 0 | 0 | 0 | 0 | 0 | 0 | 0 | 0 | 0 | 0 | 0 | 0 | 0 | 0 | 0 | 0 | 0 | 0 | 0 | 0 | 0 | 0 | 0 | 0 | 0 | 1 | 4569658.1468 | 0 | 4569658.1468 | 184822.0405 | 14589.6822 | 0 | 4370246.424 | 0 | 0 | 0 | 0 | 0 | 0 | 0 | 0 | 0 | 0 | 0 | 0 | 0 | 0 | 0 | 0 | 0 | 0 | 0 | 0 | 0 | 0 | 0 | 0 | 0 | 0 | 0 | 0 | 0 | 0 | 0 | 0 | 0 | 0
1368 | SCE | SCE-13-SW-010B | Non-Resource | Non-Resource | 0 | 0 | 0 | 0 | 520610.4784 | 520610.4784 | 0 | 0 | 0 | 0 | -520610.4784 | -520610.4784 | 0 | 0 | 520610.4784 | 0 | 0 | 0 | 0 | 0 | 0 | 0 | 0 | 0 | 0 | 0 | 0 | 0 | 0 | 0 | 0 | 0 | 0 | 0 | 0 | 0 | 0 | 0 | 0 | 0 | 0 | 0 | 0 | 0 | 0 | 0 | 0 | 0 | 0 | 0 | 0 | 0 | 0 | 0 | 0 | 1 | 520610.4784 | 0 | 520610.4784 | 22462.1987 | 84048 | 0 | 414100.2797 | 0 | 0 | 0 | 0 | 0 | 0 | 0 | 0 | 0 | 0 | 0 | 0 | 0 | 0 | 0 | 0 | 0 | 0 | 0 | 0 | 0 | 0 | 0 | 0 | 0 | 0 | 0 | 0 | 0 | 0 | 0 | 0 | 0 | 0
1369 | SCE | SCE-13-TP-001 | Air Conditioner - Efficient Fan Control | Air Conditioner - Efficient Fan Control | 0.13029 | 0.13676 | 1787.5721 | 0 | 13719.7145 | 13070.7971 | 0.13118 | 0.13773 | 13627.2649 | 12978.3475 | -11932.1424 | -11283.225 | 1170.2858 | 0 | 14241.083 | 0.12552 | 2147.845 | 0.3893 | 0 | 1933.0605 | 0.35037 | 0 | 2147.845 | 0.3893 | 0 | 2147.845 | 0.3893 | 0 | 1933.0605 | 0.35037 | 0 | 10739.2251 | 0 | 9665.3026 | 0 | 0.18187 | 0 | 0.20208 | 0 | 0.90936 | 0 | 1.0104 | 0 | 0.28029 | 0 | 0.31144 | 0 | 1.4015 | 0 | 1.5572 | 0 | 0.15348 | 0.13813 | 0.7674 | 0.69066 | 0.00016941 | 92.4497 | 14000.0419 | 14092.4916 | 29.5945 | 7.2458 | 3.6984 | 34.1125 | 0 | 0 | 17.7985 | 0 | 0 | 0 | 4344.8406 | 9655.2013 | 0 | 0 | 14000.0419 | 0 | 0 | 8637.5866 | 7773.828 | 0 | 0 | 0.22995 | 0 | 1.7649 | 1.753 | 1.6814 | 1.6695 | 1.8319 | -1.5349 | -1.523 | -1.4514 | -1.4395 | 0 | 0 | 0 | 0 | -1.602 | 0
1370 | SCE | SCE-13-TP-001 | Air Conditioner - Efficient Fan Control | Air Conditioner - Efficient Fan Control | 0.79642 | 0.83453 | 235818.8151 | 0 | 296097.4283 | 282578.3163 | 0.83064 | 0.87217 | 283901.3514 | 270382.2395 | -60278.6132 | -46759.5012 | 141690.4079 | 0 | 424268.7242 | 0.55582 | 260046.7601 | 122.7538 | 0 | 234042.0841 | 110.4784 | 0 | 260046.7601 | 122.7538 | 0 | 260046.7601 | 122.7538 | 0 | 234042.0841 | 110.4784 | 0 | 1300233.8007 | 0 | 1170210.4206 | 0 | 22.0198 | 0 | 24.4664 | 0 | 110.0988 | 0 | 122.332 | 0 | 33.9359 | 0 | 37.7065 | 0 | 169.6793 | 0 | 188.5325 | 0 | 18.5823 | 16.724 | 92.9113 | 83.6201 | 0.022349 | 12196.0768 | 291667.5405 | 303863.6173 | 3904.1422 | 955.8772 | 487.8944 | 4500.161 | 0 | 0 | 2348.002 | 0 | 0 | 0 | 90517.5126 | 201150.0279 | 0 | 0 | 291667.5405 | 0 | 0 | 1045781.4252 | 941203.2826 | 0 | 0 | 0.25055 | 0 | 0.31459 | 0.30164 | 0.30023 | 0.28727 | 0.45077 | -0.064044 | -0.051086 | -0.049681 | -0.036723 | 0 | 0 | 0 | 0 | -0.20022 | 0
1371 | SCE | SCE-13-TP-001 | Air Conditioner - Efficient Fan Control | Air Conditioner - Efficient Fan Control | 1.3155 | 1.3766 | 480900.086 | 0 | 365552.811 | 349329.8766 | 1.4116 | 1.4822 | 340681.6217 | 324458.6874 | 115347.275 | 131570.2094 | 267544.8626 | 0 | 616874.7392 | 0.77957 | 491029.5322 | 418.6471 | 0 | 441926.579 | 376.7824 | 0 | 491029.5322 | 418.6471 | 0 | 491029.5322 | 418.6471 | 0 | 441926.579 | 376.7824 | 0 | 2455147.6609 | 0 | 2209632.8948 | 0 | 41.5785 | 0 | 46.1983 | 0 | 207.8924 | 0 | 230.9916 | 0 | 64.0789 | 0 | 71.1988 | 0 | 320.3944 | 0 | 355.9938 | 0 | 35.0877 | 31.5789 | 175.4384 | 157.8945 | 0.045576 | 24871.1893 | 350001.0486 | 374872.2379 | 7961.6307 | 1949.2992 | 994.9522 | 9177.0786 | 0 | 0 | 4788.2285 | 0 | 0 | 0 | 108621.0151 | 241380.0335 | 0 | 0 | 350001.0486 | 0 | 0 | 1974681.6445 | 1777213.48 | 0 | 0 | 0.27059 | 0 | 0.20569 | 0.19169 | 0.19656 | 0.18257 | 0.3471 | 0.064903 | 0.078898 | 0.074032 | 0.088026 | 0 | 0 | 0 | 0 | -0.07651 | 0
1372 | SCE | SCE-13-TP-001 | Air Conditioner - Efficient Fan Control | Air Conditioner - Efficient Fan Control | 1.5182 | 1.5879 | 467754.4132 | 0 | 308092.6729 | 294573.5609 | 1.6476 | 1.73 | 283901.3514 | 270382.2395 | 159661.7404 | 173180.8524 | 297929.3353 | 0 | 592502.8962 | 0.78946 | 546794.6598 | 346.2717 | 0 | 492115.1938 | 311.6446 | 0 | 546794.6598 | 346.2717 | 0 | 546794.6598 | 346.2717 | 0 | 492115.1938 | 311.6446 | 0 | 2733973.2988 | 0 | 2460575.969 | 0 | 46.3005 | 0 | 51.445 | 0 | 231.5023 | 0 | 257.2248 | 0 | 71.3562 | 0 | 79.2846 | 0 | 356.7809 | 0 | 396.4232 | 0 | 39.0725 | 35.1653 | 195.3625 | 175.8263 | 0.04433 | 24191.3214 | 291667.5405 | 315858.8619 | 7743.9951 | 1896.014 | 967.7546 | 8926.218 | 0 | 0 | 4657.3396 | 0 | 0 | 0 | 90517.5126 | 201150.0279 | 0 | 0 | 291667.5405 | 0 | 0 | 2198941.8297 | 1979047.6468 | 0 | 0 | 0.23635 | 0 | 0.15568 | 0.14345 | 0.14885 | 0.13662 | 0.29939 | 0.080676 | 0.0929 | 0.087507 | 0.099731 | 0 | 0 | 0 | 0 | -0.063035 | 0
1373 | SCE | SCE-13-TP-001 | Air Conditioner - Efficient Fan Control | Air Conditioner - Efficient Fan Control | 1.6463 | 1.7213 | 57560.7187 | 0 | 34963.144 | 33439.9907 | 1.7995 | 1.8895 | 31986.2189 | 30463.0656 | 22597.5747 | 24120.728 | 42093.5286 | 0 | 75533.5193 | 0.76206 | 77254.9525 | 46.6885 | 0 | 69529.4573 | 42.0197 | 0 | 77254.9525 | 46.6885 | 0 | 77254.9525 | 46.6885 | 0 | 69529.4573 | 42.0197 | 0 | 386274.7626 | 0 | 347647.2864 | 0 | 6.5417 | 0 | 7.2685 | 0 | 32.7083 | 0 | 36.3425 | 0 | 10.0817 | 0 | 11.2019 | 0 | 50.4085 | 0 | 56.0094 | 0 | 5.5204 | 4.9684 | 27.6022 | 24.842 | 0.0054552 | 2976.9251 | 32861.2096 | 35838.1346 | 952.9572 | 233.3189 | 119.0895 | 1098.4386 | 0 | 0 | 573.1209 | 0 | 0 | 0 | 10198.3064 | 22662.9031 | 0 | 0 | 32861.2096 | 0 | 0 | 310681.7955 | 279613.6159 | 0 | 0 | 0.20586 | 0 | 0.12504 | 0.11439 | 0.11959 | 0.10895 | 0.27014 | 0.080817 | 0.091464 | 0.086264 | 0.096911 | 0 | 0 | 0 | 0 | -0.064277 | 0
1374 | SCE | SCE-13-TP-001 | Air Conditioner - Efficient Fan Control | Air Conditioner - Efficient Fan Control | 1.788 | 1.8688 | 63019.2815 | 0 | 35245.45 | 33722.2967 | 1.9702 | 2.0687 | 31986.2189 | 30463.0656 | 27773.8316 | 29296.9848 | 39100.5914 | 0 | 72822.8881 | 0.86538 | 71761.9652 | 44.9052 | 0 | 64585.7687 | 40.4147 | 0 | 71761.9652 | 44.9052 | 0 | 71761.9652 | 44.9052 | 0 | 64585.7687 | 40.4147 | 0 | 358809.826 | 0 | 322928.8434 | 0 | 6.0765 | 0 | 6.7517 | 0 | 30.3826 | 0 | 33.7585 | 0 | 9.3649 | 0 | 10.4054 | 0 | 46.8243 | 0 | 52.027 | 0 | 5.1279 | 4.6151 | 25.6396 | 23.0756 | 0.0059725 | 3259.231 | 32861.2096 | 36120.4406 | 1043.3274 | 255.4448 | 130.383 | 1202.6051 | 0 | 0 | 627.4707 | 0 | 0 | 0 | 10198.3064 | 22662.9031 | 0 | 0 | 32861.2096 | 0 | 0 | 288591.6756 | 259732.508 | 0 | 0 | 0.24263 | 0 | 0.1357 | 0.12315 | 0.12983 | 0.11729 | 0.28038 | 0.10693 | 0.11948 | 0.1128 | 0.12535 | 0 | 0 | 0 | 0 | -0.037745 | 0
1375 | SCE | SCE-13-TP-001 | Air Conditioner - Efficient Fan Control | Air Conditioner - Efficient Fan Control | 3.1275 | 3.2576 | 141232.4585 | 0 | 45157.7734 | 43355.2251 | 3.731 | 3.9176 | 37853.5135 | 36050.9653 | 96074.6851 | 97877.2333 | 94487.4404 | 0 | 137842.6655 | 1.0246 | 173414.3694 | 37.8516 | 0 | 156072.9325 | 34.0664 | 0 | 173414.3694 | 37.8516 | 0 | 173414.3694 | 37.8516 | 0 | 156072.9325 | 34.0664 | 0 | 867071.8472 | 0 | 780364.6625 | 0 | 14.6841 | 0 | 16.3156 | 0 | 73.4203 | 0 | 81.5781 | 0 | 22.6304 | 0 | 25.1449 | 0 | 113.1521 | 0 | 125.7245 | 0 | 12.3917 | 11.1526 | 61.9587 | 55.7628 | 0.013385 | 7304.2599 | 38889.0054 | 46193.2653 | 2338.2002 | 572.4772 | 292.2011 | 2695.1573 | 0 | 0 | 1406.2241 | 0 | 0 | 0 | 12069.0017 | 26820.0037 | 0 | 0 | 38889.0054 | 0 | 0 | 697388.1402 | 627649.3262 | 0 | 0 | 0.22502 | 0 | 0.071947 | 0.06031 | 0.069076 | 0.057438 | 0.21962 | 0.15307 | 0.16471 | 0.15594 | 0.16758 | 0 | 0 | 0 | 0 | 0.0054008 | 0
1376 | SCE | SCE-13-TP-001 | Air Conditioner - Efficient Fan Control | Air Conditioner - Efficient Fan Control | 0.16766 | 0.17597 | 800.2664 | 0 | 4773.0774 | 4547.7588 | 0.16913 | 0.17759 | 4731.6892 | 4506.3707 | -3972.811 | -3747.4924 | 935.711 | 0 | 5483.4698 | 0.14594 | 1717.3259 | 3.642 | 0 | 1545.5933 | 3.2778 | 0 | 1717.3259 | 3.642 | 0 | 1717.3259 | 3.642 | 0 | 1545.5933 | 3.2778 | 0 | 8586.6295 | 0 | 7727.9666 | 0 | 0.14542 | 0 | 0.16157 | 0 | 0.72708 | 0 | 0.80787 | 0 | 0.22411 | 0 | 0.24901 | 0 | 1.1205 | 0 | 1.2451 | 0 | 0.12272 | 0.11044 | 0.61358 | 0.55222 | 7.5843e-05 | 41.3882 | 4861.1257 | 4902.5139 | 13.249 | 3.2438 | 1.6557 | 15.2716 | 0 | 0 | 7.9681 | 0 | 0 | 0 | 1508.6252 | 3352.5005 | 0 | 0 | 4861.1257 | 0 | 0 | 6906.2484 | 6215.6236 | 0 | 0 | 0.12875 | 0 | 0.76792 | 0.76126 | 0.73167 | 0.72501 | 0.88221 | -0.63917 | -0.63251 | -0.60291 | -0.59626 | 0 | 0 | 0 | 0 | -0.75346 | 0
1377 | SCE | SCE-13-TP-001 | Window Evap Cooler | Window Evap Cooler | 0.45854 | 0.48024 | 4918.7359 | -2647.3771 | 4953.444 | 4729.6794 | 0.48336 | 0.50753 | 4699.0569 | 4475.2922 | -2682.0851 | -2458.3205 | 3034.2851 | -3184.6503 | 4579.3142 | 0.496 | 2384.5028 | 6.3563 | -294.326 | 2146.0525 | 5.7207 | -264.8934 | 2384.5028 | 6.3563 | -294.326 | 2384.5028 | 6.3563 | -294.326 | 2146.0525 | 5.7207 | -264.8934 | 35767.5423 | -4414.8893 | 32190.7881 | -3973.4003 | 0.20191 | -1.5496 | 0.22435 | -1.7218 | 3.0287 | -23.2444 | 3.3652 | -25.8271 | 0.31118 | 0 | 0.34575 | 0 | 4.6676 | 0 | 5.1863 | 0 | 0.17039 | 0.15335 | 2.5559 | 2.3003 | 0.00046616 | 254.3872 | 4827.6007 | 5081.9878 | 81.433 | 19.9378 | 10.1766 | 93.8649 | 0 | 0 | 48.9749 | 0 | 0 | 0 | 2682.0004 | 2145.6003 | 0 | 0 | 4827.6007 | 0 | 0 | 20810.6507 | 18729.5856 | -2568.7177 | -2311.8459 | 0.26262 | 1.1451 | 0.26447 | 0.25089 | 0.25252 | 0.23894 | 0.2445 | -0.0018531 | 0.011729 | 0.010094 | 0.023676 | 1.1451 | 1.1451 | 1.1451 | 1.1451 | 0.018122 | 1.1451
1378 | SCE | SCE-13-TP-001 | Window Evap Cooler | Window Evap Cooler | 0.91612 | 0.95934 | 201061.3913 | -24719.9897 | 192486.9455 | 183816.0667 | 0.96844 | 1.0169 | 182088.453 | 173417.5743 | -16145.5438 | -7474.6651 | 132326.206 | -29736.8002 | 286405.4725 | 0.61571 | 103988.9811 | 24.2496 | -2748.2804 | 93590.083 | 21.8247 | -2473.4524 | 103988.9811 | 24.2496 | -2748.2804 | 103988.9811 | 24.2496 | -2748.2804 | 93590.083 | 21.8247 | -2473.4524 | 1559834.7168 | -41224.2059 | 1403851.2451 | -37101.7853 | 8.8054 | -14.4697 | 9.7838 | -16.0774 | 132.0808 | -217.0454 | 146.7564 | -241.1616 | 13.5705 | 0 | 15.0783 | 0 | 203.557 | 0 | 226.1744 | 0 | 7.4308 | 6.6877 | 111.4617 | 100.3155 | 0.019055 | 10398.4925 | 187069.526 | 197468.0184 | 3328.7092 | 814.9901 | 415.9835 | 3836.8806 | 0 | 0 | 2001.9291 | 0 | 0 | 0 | 103927.5144 | 83142.0115 | 0 | 0 | 187069.526 | 0 | 0 | 907559.5726 | 816803.6153 | -23985.5045 | -21586.9541 | 0.24616 | 1.1451 | 0.23566 | 0.22293 | 0.22504 | 0.21231 | 0.35064 | 0.010498 | 0.023228 | 0.021113 | 0.033844 | 1.1451 | 1.1451 | 1.1451 | 1.1451 | -0.10449 | 1.1451
1379 | SCE | SCE-13-TP-001 | Duct Seal High to Low Maintenance | Duct Seal High to Low Maintenance | 1.6894 | 1.7662 | 3982.6778 | 4474.5687 | 5005.9193 | 4788.3704 | 1.8512 | 1.9438 | 4568.5275 | 4350.9786 | 3451.3272 | 3668.8761 | 2607.3753 | 6676.9437 | 14072.6894 | 0.60097 | 4785.3591 | 4.1335 | 1448.2802 | 4306.8232 | 3.7201 | 1303.4521 | 4785.3591 | 4.1335 | 1448.2802 | 4785.3591 | 4.1335 | 1448.2802 | 4306.8232 | 3.7201 | 1303.4521 | 23926.7956 | 7241.4008 | 21534.1161 | 6517.2607 | 0.40521 | 7.6252 | 0.45023 | 8.4724 | 2.026 | 38.126 | 2.2511 | 42.3622 | 0.62448 | 0 | 0.69387 | 0 | 3.1224 | 0 | 3.4694 | 0 | 0.34195 | 0.30775 | 1.7097 | 1.5388 | 0.00080151 | 437.3919 | 4693.5007 | 5130.8925 | 140.0155 | 34.2809 | 17.4975 | 161.3907 | 0 | 0 | 84.2072 | 0 | 0 | 0 | 4224.1506 | 469.3501 | 0 | 0 | 4693.5007 | 0 | 0 | 19244.3839 | 17319.9455 | 5824.2775 | 5241.8497 | 0.22995 | 0.85362 | 0.13611 | 0.12422 | 0.13019 | 0.1183 | 0.38263 | 0.09384 | 0.10573 | 0.099755 | 0.11165 | 0.34836 | 0.3925 | 0.37031 | 0.41446 | -0.15268 | -0.56679
1380 | SCE | SCE-13-TP-001 | Duct Seal High to Low Maintenance | Duct Seal High to Low Maintenance | 3.9787 | 4.1351 | 362264.9726 | 95457.4642 | 115043.0376 | 110692.059 | 5.0095 | 5.26 | 91370.5499 | 87019.5713 | 342679.3992 | 347030.3778 | 217664.8701 | 142441.4625 | 470798.3916 | 0.97223 | 399483.9531 | 424.8256 | 30896.6427 | 359535.5578 | 382.3431 | 27806.9784 | 399483.9531 | 424.8256 | 30896.6427 | 399483.9531 | 424.8256 | 30896.6427 | 359535.5578 | 382.3431 | 27806.9784 | 1997419.7654 | 154483.2134 | 1797677.7888 | 139034.8921 | 33.8268 | 162.6708 | 37.5853 | 180.7454 | 169.1338 | 813.3541 | 187.9265 | 903.7268 | 52.1323 | 0 | 57.9248 | 0 | 260.6614 | 0 | 289.6238 | 0 | 28.5461 | 25.6915 | 142.7303 | 128.4573 | 0.04338 | 23672.4877 | 93870.013 | 117542.5007 | 7577.9089 | 1855.35 | 946.9991 | 8734.7765 | 0 | 0 | 4557.4532 | 0 | 0 | 0 | 84483.0117 | 9387.0013 | 0 | 0 | 93870.013 | 0 | 0 | 1606529.9085 | 1445876.9176 | 124251.25 | 111826.125 | 0.25055 | 0.85362 | 0.062973 | 0.050015 | 0.060591 | 0.047633 | 0.25771 | 0.18758 | 0.20054 | 0.18996 | 0.20292 | 0.63908 | 0.68322 | 0.64719 | 0.69134 | -0.0071576 | -0.024386
1381 | SCE | SCE-13-TP-001 | Duct Seal High to Low Maintenance | Duct Seal High to Low Maintenance | 5.3009 | 5.4907 | 513664.7435 | 105951.3847 | 116889.3872 | 112849.1928 | 7.303 | 7.6681 | 84844.082 | 80803.8877 | 502726.741 | 506766.9354 | 285773.2141 | 158100.4724 | 556722.8793 | 1.113 | 524484.3285 | 558.1036 | 34293.2017 | 472035.8956 | 502.2933 | 30863.8815 | 524484.3285 | 558.1036 | 34293.2017 | 524484.3285 | 558.1036 | 34293.2017 | 472035.8956 | 502.2933 | 30863.8815 | 2622421.6425 | 171466.0085 | 2360179.4782 | 154319.4077 | 44.4113 | 180.5537 | 49.3459 | 200.6152 | 222.0566 | 902.7685 | 246.7295 | 1003.0761 | 68.4447 | 0 | 76.0497 | 0 | 342.2235 | 0 | 380.2484 | 0 | 37.4783 | 33.7304 | 187.3913 | 168.6522 | 0.058723 | 32045.3051 | 87165.0121 | 119210.3173 | 10258.1699 | 2511.5762 | 1281.947 | 11824.2148 | 0 | 0 | 6169.3971 | 0 | 0 | 0 | 78448.5109 | 8716.5012 | 0 | 0 | 87165.0121 | 0 | 0 | 2109220.5426 | 1898298.4884 | 137910.5563 | 124119.5007 | 0.27059 | 0.85362 | 0.051047 | 0.037052 | 0.049282 | 0.035288 | 0.24313 | 0.21955 | 0.23354 | 0.22131 | 0.2353 | 0.69259 | 0.73674 | 0.69816 | 0.7423 | 0.027466 | 0.086646
1382 | SCE | SCE-13-TP-001 | Duct Seal High to Low Maintenance | Duct Seal High to Low Maintenance | 5.2809 | 5.4703 | 435394.8506 | 133597.8291 | 107744.776 | 104015.3658 | 7.2652 | 7.6285 | 78317.6142 | 74588.204 | 461247.9037 | 464977.3139 | 277318.3849 | 199354.4489 | 580688.1995 | 0.97986 | 508967.0401 | 526.5512 | 43241.5047 | 458070.336 | 473.8961 | 38917.3543 | 508967.0401 | 526.5512 | 43241.5047 | 508967.0401 | 526.5512 | 43241.5047 | 458070.336 | 473.8961 | 38917.3543 | 2544835.2003 | 216207.5236 | 2290351.6802 | 194586.7713 | 43.0974 | 227.6665 | 47.886 | 252.9628 | 215.4868 | 1138.3326 | 239.4298 | 1264.814 | 66.4197 | 0 | 73.7997 | 0 | 332.0986 | 0 | 368.9984 | 0 | 36.3694 | 32.7325 | 181.8472 | 163.6625 | 0.053925 | 29427.1618 | 80460.0112 | 109887.173 | 9420.064 | 2306.3772 | 1177.2103 | 10858.161 | 0 | 0 | 5665.3493 | 0 | 0 | 0 | 72414.0101 | 8046.0011 | 0 | 0 | 80460.0112 | 0 | 0 | 2046817.5655 | 1842135.8089 | 173896.2732 | 156506.6458 | 0.23635 | 0.85362 | 0.044756 | 0.032532 | 0.043207 | 0.030983 | 0.24121 | 0.1916 | 0.20382 | 0.19315 | 0.20537 | 0.69198 | 0.73613 | 0.69758 | 0.74172 | -0.0048582 | -0.017546
1383 | SCE | SCE-13-TP-001 | Duct Seal High to Low Maintenance | Duct Seal High to Low Maintenance | 5.9769 | 6.1803 | 74250.7803 | 21733.6196 | 16059.1163 | 15530.7832 | 8.6511 | 9.0837 | 11094.9953 | 10566.6622 | 79925.2836 | 80453.6167 | 54298.7894 | 32430.8695 | 102260.442 | 0.93863 | 99655.4705 | 88.0774 | 7034.5036 | 89689.9234 | 79.2696 | 6331.0533 | 99655.4705 | 88.0774 | 7034.5036 | 99655.4705 | 88.0774 | 7034.5036 | 89689.9234 | 79.2696 | 6331.0533 | 498277.3525 | 35172.5182 | 448449.6172 | 31655.2664 | 8.4384 | 37.0367 | 9.376 | 41.1518 | 42.1922 | 185.1833 | 46.8802 | 205.7592 | 13.0049 | 0 | 14.4499 | 0 | 65.0247 | 0 | 72.2497 | 0 | 7.1211 | 6.409 | 35.6056 | 32.045 | 0.0090967 | 4964.1209 | 11398.5016 | 16362.6225 | 1589.0876 | 389.0669 | 198.5857 | 1831.6827 | 0 | 0 | 955.698 | 0 | 0 | 0 | 10258.6514 | 1139.8502 | 0 | 0 | 11398.5016 | 0 | 0 | 400765.7696 | 360689.1926 | 28289.3478 | 25460.413 | 0.20586 | 0.85362 | 0.034442 | 0.023795 | 0.033309 | 0.022662 | 0.21932 | 0.17142 | 0.18206 | 0.17255 | 0.1832 | 0.7108 | 0.75495 | 0.7155 | 0.75965 | -0.01346 | -0.055815
1384 | SCE | SCE-13-TP-001 | Duct Seal High to Low Maintenance | Duct Seal High to Low Maintenance | 7.7593 | 7.987 | 117758.5502 | 26035.0647 | 18531.7131 | 18003.38 | 12.9602 | 13.6082 | 11094.9953 | 10566.6622 | 125261.9018 | 125790.2349 | 73063.8124 | 38849.4783 | 129916.6707 | 1.1068 | 134095.2289 | 129.259 | 8426.749 | 120685.7061 | 116.3331 | 7584.0741 | 134095.2289 | 129.259 | 8426.749 | 134095.2289 | 129.259 | 8426.749 | 120685.7061 | 116.3331 | 7584.0741 | 670476.1447 | 42133.745 | 603428.5303 | 37920.3705 | 11.3547 | 44.3668 | 12.6163 | 49.2965 | 56.7733 | 221.8342 | 63.0815 | 246.4824 | 17.4993 | 0 | 19.4437 | 0 | 87.4965 | 0 | 97.2183 | 0 | 9.5821 | 8.6239 | 47.9105 | 43.1194 | 0.013628 | 7436.7178 | 11398.5016 | 18835.2193 | 2380.6019 | 582.8587 | 297.5 | 2744.0322 | 0 | 0 | 1431.725 | 0 | 0 | 0 | 10258.6514 | 1139.8502 | 0 | 0 | 11398.5016 | 0 | 0 | 539265.7058 | 485339.1352 | 33888.2806 | 30499.4525 | 0.24263 | 0.85362 | 0.03127 | 0.018721 | 0.030378 | 0.01783 | 0.21922 | 0.21136 | 0.22391 | 0.21225 | 0.2248 | 0.74361 | 0.78776 | 0.74675 | 0.7909 | 0.023415 | 0.08238
1385 | SCE | SCE-13-TP-001 | Duct Seal High to Low Maintenance | Duct Seal High to Low Maintenance | 8.7259 | 8.96 | 484442.0571 | 34491.4683 | 59470.5418 | 57916.6209 | 15.9024 | 16.6976 | 32632.3392 | 31078.4183 | 459462.9836 | 461016.9046 | 324101.7715 | 51468.1092 | 433486.5017 | 1.1971 | 594829.3669 | 290.9474 | 11163.8266 | 535346.4302 | 261.8527 | 10047.4439 | 594829.3669 | 290.9474 | 11163.8266 | 594829.3669 | 290.9474 | 11163.8266 | 535346.4302 | 261.8527 | 10047.4439 | 2974146.8345 | 55819.1328 | 2676732.151 | 50237.2195 | 50.3679 | 58.7775 | 55.9643 | 65.3084 | 251.8393 | 293.8877 | 279.8214 | 326.5419 | 77.6247 | 0 | 86.2496 | 0 | 388.1233 | 0 | 431.2482 | 0 | 42.5049 | 38.2544 | 212.5247 | 191.2722 | 0.049181 | 26838.2026 | 33525.0047 | 60363.2072 | 8591.3004 | 2103.4654 | 1073.641 | 9902.8757 | 0 | 0 | 5166.92 | 0 | 0 | 0 | 30172.5042 | 3352.5005 | 0 | 0 | 33525.0047 | 0 | 0 | 2392114.0287 | 2152902.6258 | 44895.4735 | 40405.9262 | 0.22502 | 0.85362 | 0.025787 | 0.01415 | 0.025114 | 0.013476 | 0.18797 | 0.19923 | 0.21087 | 0.1999 | 0.21154 | 0.7558 | 0.79995 | 0.75835 | 0.8025 | 0.037051 | 0.14056
1386 | SCE | SCE-13-TP-001 | Duct Seal High to Low Maintenance | Duct Seal High to Low Maintenance | 4.3653 | 4.5324 | 10778.9936 | 20866.9382 | 7249.4266 | 6982.1522 | 5.6382 | 5.9201 | 5612.7624 | 5345.488 | 24396.5053 | 24663.7796 | 12603.3314 | 31137.609 | 50723.0926 | 0.6239 | 23131.1035 | 27.2828 | 6753.9856 | 20817.9931 | 24.5545 | 6078.587 | 23131.1035 | 27.2828 | 6753.9856 | 23131.1035 | 27.2828 | 6753.9856 | 20817.9931 | 24.5545 | 6078.587 | 115655.5174 | 33769.9278 | 104089.9657 | 30392.935 | 1.9587 | 35.5597 | 2.1763 | 39.5108 | 9.7933 | 177.7987 | 10.8814 | 197.5541 | 3.0186 | 0 | 3.354 | 0 | 15.0929 | 0 | 16.7699 | 0 | 1.6529 | 1.4876 | 8.2644 | 7.438 | 0.0029992 | 1636.6642 | 5766.3008 | 7402.965 | 523.9201 | 128.2749 | 65.4735 | 603.9034 | 0 | 0 | 315.0924 | 0 | 0 | 0 | 5189.6707 | 576.6301 | 0 | 0 | 5766.3008 | 0 | 0 | 93022.0333 | 83719.8299 | 27161.2407 | 24445.1166 | 0.12875 | 0.85362 | 0.029494 | 0.022835 | 0.028407 | 0.021748 | 0.20637 | 0.099257 | 0.10592 | 0.10034 | 0.107 | 0.65808 | 0.70222 | 0.66529 | 0.70943 | -0.077615 | -0.51459
1387 | SCE | SCE-13-TP-001 | Refrigerant Charge Adjustment Maintenance | Refrigerant Charge Adjustment Maintenance | 0.60822 | 0.63762 | 21881.0589 | -14.6408 | 35951.6558 | 34293.56 | 0.62798 | 0.65938 | 34820.0113 | 33161.9155 | -14085.2377 | -12427.142 | 14325.0684 | -21.847 | 48596.7814 | 0.44996 | 26291.036 | 22.8029 | -4.7388 | 23661.9324 | 20.5226 | -4.2649 | 26291.036 | 22.8029 | -4.7388 | 26291.036 | 22.8029 | -4.7388 | 23661.9324 | 20.5226 | -4.2649 | 131455.1801 | -23.6939 | 118309.662 | -21.3245 | 2.2262 | -0.02495 | 2.4736 | -0.027722 | 11.1311 | -0.12475 | 12.3679 | -0.13861 | 3.431 | 0 | 3.8122 | 0 | 17.1548 | 0 | 19.0609 | 0 | 1.8787 | 1.6908 | 9.3934 | 8.4541 | 0.0020737 | 1131.6445 | 35772.521 | 36904.1655 | 362.2559 | 88.6935 | 45.2705 | 417.5591 | 0 | 0 | 217.8654 | 0 | 0 | 0 | 19696.6107 | 16075.9102 | 0 | 0 | 35772.521 | 0 | 0 | 105729.743 | 95156.7687 | -19.057 | -17.1513 | 0.22995 | 0.85362 | 0.37782 | 0.36592 | 0.36039 | 0.3485 | 0.5107 | -0.14787 | -0.13598 | -0.13044 | -0.11855 | 0.85362 | 0.85362 | 0.85362 | 0.85362 | -0.28075 | 0.85362
1388 | SCE | SCE-13-TP-001 | Refrigerant Charge Adjustment Maintenance | Refrigerant Charge Adjustment Maintenance | 0.94507 | 0.9899 | 344212.3444 | -143.5654 | 364067.6407 | 347578.7994 | 0.99366 | 1.0433 | 346265.6676 | 329776.8263 | -19998.8618 | -3510.0204 | 206818.05 | -214.2281 | 554182.6212 | 0.62086 | 379576.6039 | 359.9433 | -46.4677 | 341618.9435 | 323.949 | -41.8209 | 379576.6039 | 359.9433 | -46.4677 | 379576.6039 | 359.9433 | -46.4677 | 341618.9435 | 323.949 | -41.8209 | 1897883.0195 | -232.3386 | 1708094.7175 | -209.1047 | 32.1411 | -0.24465 | 35.7123 | -0.27184 | 160.7054 | -1.2233 | 178.5616 | -1.3592 | 49.5344 | 0 | 55.0382 | 0 | 247.6719 | 0 | 275.191 | 0 | 27.1235 | 24.4112 | 135.6177 | 122.0559 | 0.032622 | 17801.973 | 355737.8474 | 373539.8205 | 5698.6714 | 1395.2438 | 712.1538 | 6568.6487 | 0 | 0 | 3427.2553 | 0 | 0 | 0 | 195871.8512 | 159865.9962 | 0 | 0 | 355737.8474 | 0 | 0 | 1526472.2451 | 1373825.0206 | -186.8705 | -168.1835 | 0.25055 | 0.85362 | 0.265 | 0.25204 | 0.253 | 0.24004 | 0.40339 | -0.014453 | -0.0014946 | -0.0024504 | 0.010508 | 0.85362 | 0.85362 | 0.85362 | 0.85362 | -0.15284 | 0.85362
1389 | SCE | SCE-13-TP-001 | Refrigerant Charge Adjustment Maintenance | Refrigerant Charge Adjustment Maintenance | 1.2627 | 1.3216 | 220220.844 | -42.8755 | 174366.3782 | 166605.5688 | 1.351 | 1.4185 | 162976.9972 | 155216.1878 | 45811.5904 | 53572.3998 | 122518.0805 | -63.9787 | 289059.6706 | 0.7617 | 224859.4691 | 204.8377 | -13.8775 | 202373.5222 | 184.354 | -12.4897 | 224859.4691 | 204.8377 | -13.8775 | 224859.4691 | 204.8377 | -13.8775 | 202373.5222 | 184.354 | -12.4897 | 1124297.3454 | -69.3873 | 1011867.6109 | -62.4486 | 19.0402 | -0.073065 | 21.1558 | -0.081183 | 95.2012 | -0.36532 | 105.7791 | -0.40592 | 29.3439 | 0 | 32.6044 | 0 | 146.7197 | 0 | 163.0219 | 0 | 16.0679 | 14.4611 | 80.3393 | 72.3054 | 0.020871 | 11389.381 | 167435.2718 | 178824.6527 | 3645.9071 | 892.6518 | 455.6232 | 4202.5029 | 0 | 0 | 2192.6961 | 0 | 0 | 0 | 92191.0808 | 75244.191 | 0 | 0 | 167435.2718 | 0 | 0 | 904275.2769 | 813847.7492 | -55.8084 | -50.2276 | 0.27059 | 0.85362 | 0.21425 | 0.20025 | 0.20471 | 0.19072 | 0.35518 | 0.056343 | 0.070337 | 0.065879 | 0.079873 | 0.85362 | 0.85362 | 0.85362 | 0.85362 | -0.084584 | 0.85362
1390 | SCE | SCE-13-TP-001 | Refrigerant Charge Adjustment Maintenance | Refrigerant Charge Adjustment Maintenance | 1.069 | 1.1193 | 92498.9481 | -18.6404 | 86514.1646 | 82622.2453 | 1.1315 | 1.1881 | 81730.3042 | 77838.385 | 5966.1431 | 9858.0624 | 58915.8527 | -27.8151 | 141510.2829 | 0.65352 | 108129.2435 | 115.8528 | -6.0333 | 97316.3191 | 104.2675 | -5.43 | 108129.2435 | 115.8528 | -6.0333 | 108129.2435 | 115.8528 | -6.0333 | 97316.3191 | 104.2675 | -5.43 | 540646.2175 | -30.1666 | 486581.5957 | -27.1499 | 9.156 | -0.031765 | 10.1733 | -0.035295 | 45.7798 | -0.15883 | 50.8665 | -0.17647 | 14.1108 | 0 | 15.6786 | 0 | 70.5538 | 0 | 78.3931 | 0 | 7.7266 | 6.954 | 38.6332 | 34.7698 | 0.0087664 | 4783.8603 | 83966.0562 | 88749.9165 | 1531.3835 | 374.9389 | 191.3745 | 1765.1694 | 0 | 0 | 920.994 | 0 | 0 | 0 | 46232.3224 | 37733.7337 | 0 | 0 | 83966.0562 | 0 | 0 | 434843.1578 | 391358.8421 | -24.2631 | -21.8368 | 0.23635 | 0.85362 | 0.22106 | 0.20884 | 0.21112 | 0.19889 | 0.36159 | 0.015292 | 0.027516 | 0.025237 | 0.037461 | 0.85362 | 0.85362 | 0.85362 | 0.85362 | -0.12523 | 0.85362
1391 | SCE | SCE-13-TP-001 | Refrigerant Charge Adjustment Maintenance | Refrigerant Charge Adjustment Maintenance | 1.3618 | 1.4249 | 119695.6429 | 41.2802 | 87922.8581 | 84030.9388 | 1.465 | 1.5383 | 81730.3042 | 77838.385 | 31814.0651 | 35705.9843 | 87532.124 | 61.5983 | 171624.6612 | 0.69767 | 160649.1618 | 154.4703 | 13.3611 | 144584.2456 | 139.0233 | 12.025 | 160649.1618 | 154.4703 | 13.3611 | 160649.1618 | 154.4703 | 13.3611 | 144584.2456 | 139.0233 | 12.025 | 803245.8089 | 66.8057 | 722921.228 | 60.1251 | 13.6032 | 0.070346 | 15.1146 | 0.078163 | 68.0158 | 0.35173 | 75.5731 | 0.39081 | 20.9646 | 0 | 23.294 | 0 | 104.8228 | 0 | 116.4698 | 0 | 11.4796 | 10.3316 | 57.3978 | 51.658 | 0.011348 | 6192.5538 | 83966.0562 | 90158.61 | 1982.3269 | 485.3463 | 247.7282 | 2284.9552 | 0 | 0 | 1192.1972 | 0 | 0 | 0 | 46232.3224 | 37733.7337 | 0 | 0 | 83966.0562 | 0 | 0 | 646052.6917 | 581447.4225 | 53.732 | 48.3588 | 0.20586 | 0.85362 | 0.15116 | 0.14052 | 0.14447 | 0.13382 | 0.29507 | 0.054696 | 0.065343 | 0.061388 | 0.072034 | 0.22681 | 0.27096 | 0.25455 | 0.2987 | -0.089208 | -0.36992
1392 | SCE | SCE-13-TP-001 | Refrigerant Charge Adjustment Maintenance | Refrigerant Charge Adjustment Maintenance | 2.147 | 2.2419 | 98686.3863 | 10.7129 | 45969.5684 | 44023.6088 | 2.4152 | 2.5359 | 40865.1521 | 38919.1925 | 52727.5308 | 54673.4904 | 61230.4041 | 15.9857 | 105269.9986 | 0.93756 | 112377.1781 | 97.3163 | 3.4674 | 101139.4603 | 87.5847 | 3.1207 | 112377.1781 | 97.3163 | 3.4674 | 112377.1781 | 97.3163 | 3.4674 | 101139.4603 | 87.5847 | 3.1207 | 561885.8903 | 17.3371 | 505697.3013 | 15.6034 | 9.5157 | 0.018256 | 10.573 | 0.020284 | 47.5783 | 0.09128 | 52.8648 | 0.10142 | 14.6651 | 0 | 16.2946 | 0 | 73.3256 | 0 | 81.4729 | 0 | 8.0302 | 7.2272 | 40.1509 | 36.1358 | 0.0093538 | 5104.4163 | 41983.0281 | 47087.4444 | 1633.9982 | 400.0627 | 204.1981 | 1883.4495 | 0 | 0 | 982.7078 | 0 | 0 | 0 | 23116.1612 | 18866.8669 | 0 | 0 | 41983.0281 | 0 | 0 | 451926.2819 | 406733.6537 | 13.9443 | 12.5499 | 0.24263 | 0.85362 | 0.11301 | 0.10046 | 0.10823 | 0.095677 | 0.25879 | 0.12962 | 0.14217 | 0.13441 | 0.14695 | 0.45604 | 0.50018 | 0.47287 | 0.51701 | -0.016158 | -0.056849
1393 | SCE | SCE-13-TP-001 | Refrigerant Charge Adjustment Maintenance | Refrigerant Charge Adjustment Maintenance | 2.6504 | 2.764 | 3752805.0116 | 727.8719 | 1416210.8763 | 1358016.3204 | 3.0714 | 3.225 | 1222085.6733 | 1163891.1175 | 2337322.0072 | 2395516.5631 | 2510704.2926 | 1086.1292 | 3869806.7421 | 0.96995 | 4607937.309 | 2355.9379 | 235.5897 | 4147143.5781 | 2120.3441 | 212.0307 | 4607937.309 | 2355.9379 | 235.5897 | 4607937.309 | 2355.9379 | 235.5897 | 4147143.5781 | 2120.3441 | 212.0307 | 23039686.5449 | 1177.9486 | 20735717.8904 | 1060.1537 | 390.1824 | 1.2404 | 433.536 | 1.3782 | 1950.9119 | 6.2019 | 2167.6799 | 6.891 | 601.3315 | 0 | 668.1461 | 0 | 3006.6573 | 0 | 3340.7303 | 0 | 329.271 | 296.3439 | 1646.3552 | 1481.7197 | 0.35573 | 194125.2029 | 1255516.1179 | 1449641.3208 | 62142.3111 | 15214.7169 | 7765.8249 | 71629.1541 | 0 | 0 | 37373.1959 | 0 | 0 | 0 | 691296.324 | 564219.7939 | 0 | 0 | 1255516.1179 | 0 | 0 | 18530879.7672 | 16677791.7904 | 947.4271 | 852.6844 | 0.22502 | 0.85362 | 0.0849 | 0.073262 | 0.081411 | 0.069773 | 0.23199 | 0.14012 | 0.15176 | 0.14361 | 0.15524 | 0.53155 | 0.5757 | 0.54479 | 0.58893 | -0.0069704 | -0.026443
1394 | SCE | SCE-13-TP-001 | Refrigerant Charge Adjustment Maintenance | Refrigerant Charge Adjustment Maintenance | 0.38624 | 0.40515 | 2048.9992 | -0.057722 | 5304.7913 | 5057.2284 | 0.39412 | 0.41382 | 5198.8211 | 4951.2582 | -3255.8498 | -3008.2869 | 2395.791 | -0.086133 | 7452.9332 | 0.27492 | 4397.035 | 6.485 | -0.018683 | 3957.3315 | 5.8365 | -0.016815 | 4397.035 | 6.485 | -0.018683 | 4397.035 | 6.485 | -0.018683 | 3957.3315 | 5.8365 | -0.016815 | 21985.1751 | -0.093414 | 19786.6576 | -0.084073 | 0.37232 | -9.8365e-05 | 0.41369 | -0.00010929 | 1.8616 | -0.00049183 | 2.0685 | -0.00054647 | 0.57381 | 0 | 0.63757 | 0 | 2.869 | 0 | 3.1878 | 0 | 0.3142 | 0.28278 | 1.571 | 1.4139 | 0.00019419 | 105.9701 | 5341.0361 | 5447.0063 | 33.9226 | 8.3055 | 4.2393 | 39.1013 | 0 | 0 | 20.4015 | 0 | 0 | 0 | 2940.8134 | 2400.2227 | 0 | 0 | 5341.0361 | 0 | 0 | 17682.7334 | 15914.4601 | -0.075133 | -0.06762 | 0.12875 | 0.85362 | 0.33333 | 0.32667 | 0.31778 | 0.31112 | 0.46831 | -0.20458 | -0.19792 | -0.18902 | -0.18237 | 0.85362 | 0.85362 | 0.85362 | 0.85362 | -0.33956 | 0.85362
1395 | SCE | SCE-13-TP-001 | Condenser Coil Cleaning Maintenance | Condenser Coil Cleaning Maintenance | 0.86803 | 0.90939 | 2735.1324 | -1.831 | 3148.852 | 3005.6426 | 0.90886 | 0.9543 | 3007.3964 | 2864.187 | -415.5506 | -272.3412 | 1790.6335 | -2.7322 | 4793.5439 | 0.5702 | 3286.3795 | 2.8502 | -0.59264 | 2957.7416 | 2.5652 | -0.53337 | 3286.3795 | 2.8502 | -0.59264 | 3286.3795 | 2.8502 | -0.59264 | 2957.7416 | 2.5652 | -0.53337 | 16431.8975 | -2.9632 | 14788.7078 | -2.6669 | 0.27828 | -0.0031202 | 0.3092 | -0.0034669 | 1.3914 | -0.015601 | 1.546 | -0.017335 | 0.42887 | 0 | 0.47652 | 0 | 2.1443 | 0 | 2.3826 | 0 | 0.23484 | 0.21135 | 1.1742 | 1.0568 | 0.00025922 | 141.4556 | 3089.6644 | 3231.12 | 45.282 | 11.0867 | 5.6588 | 52.1949 | 0 | 0 | 27.2332 | 0 | 0 | 0 | 2703.4564 | 386.2081 | 0 | 0 | 3089.6644 | 0 | 0 | 13216.2179 | 11894.5961 | -2.3833 | -2.145 | 0.22995 | 0.85362 | 0.26473 | 0.25284 | 0.25269 | 0.2408 | 0.403 | -0.034782 | -0.02289 | -0.022742 | -0.01085 | 0.85362 | 0.85362 | 0.85362 | 0.85362 | -0.17305 | 0.85362
1396 | SCE | SCE-13-TP-001 | Condenser Coil Cleaning Maintenance | Condenser Coil Cleaning Maintenance | 1.3385 | 1.4006 | 86053.0861 | -35.9181 | 64264.2658 | 61415.9909 | 1.4381 | 1.51 | 59813.7725 | 56965.4977 | 21752.9022 | 24601.1771 | 51704.5125 | -53.5969 | 113066.9066 | 0.76076 | 94894.151 | 89.9858 | -11.6256 | 85404.7359 | 80.9872 | -10.463 | 94894.151 | 89.9858 | -11.6256 | 94894.151 | 89.9858 | -11.6256 | 85404.7359 | 80.9872 | -10.463 | 474470.7549 | -58.1279 | 427023.6794 | -52.3151 | 8.0353 | -0.061209 | 8.9281 | -0.06801 | 40.1764 | -0.30604 | 44.6404 | -0.34005 | 12.3836 | 0 | 13.7596 | 0 | 61.918 | 0 | 68.7978 | 0 | 6.7809 | 6.1028 | 33.9044 | 30.514 | 0.0081555 | 4450.4933 | 61449.9925 | 65900.4858 | 1424.6679 | 348.8109 | 178.0385 | 1642.1622 | 0 | 0 | 856.8138 | 0 | 0 | 0 | 53768.7435 | 7681.2491 | 0 | 0 | 61449.9925 | 0 | 0 | 381618.0613 | 343456.2551 | -46.7524 | -42.0771 | 0.25055 | 0.85362 | 0.18711 | 0.17415 | 0.17882 | 0.16586 | 0.3292 | 0.06344 | 0.076398 | 0.071733 | 0.084691 | 0.85362 | 0.85362 | 0.85362 | 0.85362 | -0.078653 | 0.85362
1397 | SCE | SCE-13-TP-001 | Condenser Coil Cleaning Maintenance | Condenser Coil Cleaning Maintenance | 1.7756 | 1.8559 | 13763.8028 | -2.6808 | 7749.9792 | 7414.8296 | 1.9552 | 2.053 | 7038.1429 | 6702.9933 | 6011.1427 | 6346.2924 | 7657.38 | -4.0002 | 15068.2094 | 0.91326 | 14053.7168 | 12.8024 | -0.86768 | 12648.3451 | 11.5221 | -0.78091 | 14053.7168 | 12.8024 | -0.86768 | 14053.7168 | 12.8024 | -0.86768 | 12648.3451 | 11.5221 | -0.78091 | 70268.5841 | -4.3384 | 63241.7257 | -3.9046 | 1.19 | -0.0045683 | 1.3222 | -0.0050759 | 5.9501 | -0.022842 | 6.6112 | -0.02538 | 1.834 | 0 | 2.0378 | 0 | 9.17 | 0 | 10.1889 | 0 | 1.0042 | 0.90382 | 5.0212 | 4.5191 | 0.0013044 | 711.8363 | 7230.673 | 7942.5093 | 227.8692 | 55.7907 | 28.4764 | 262.6564 | 0 | 0 | 137.0435 | 0 | 0 | 0 | 6326.8389 | 903.8341 | 0 | 0 | 7230.673 | 0 | 0 | 56517.2048 | 50865.4843 | -3.4894 | -3.1405 | 0.27059 | 0.85362 | 0.15236 | 0.13837 | 0.14577 | 0.13178 | 0.29624 | 0.11823 | 0.13222 | 0.12482 | 0.13881 | 0.85362 | 0.85362 | 0.85362 | 0.85362 | -0.025644 | 0.85362
1398 | SCE | SCE-13-TP-001 | Condenser Coil Cleaning Maintenance | Condenser Coil Cleaning Maintenance | 1.5097 | 1.5791 | 5781.1843 | -1.1658 | 3828.5051 | 3660.433 | 1.6376 | 1.7195 | 3529.5138 | 3361.4417 | 1951.5134 | 2119.5854 | 3682.2408 | -1.7396 | 7340.9342 | 0.78737 | 6758.0777 | 7.2408 | -0.37734 | 6082.2699 | 6.5167 | -0.3396 | 6758.0777 | 7.2408 | -0.37734 | 6758.0777 | 7.2408 | -0.37734 | 6082.2699 | 6.5167 | -0.3396 | 33790.3886 | -1.8867 | 30411.3497 | -1.698 | 0.57225 | -0.0019867 | 0.63583 | -0.0022074 | 2.8612 | -0.0099334 | 3.1792 | -0.011037 | 0.88192 | 0 | 0.97991 | 0 | 4.4096 | 0 | 4.8996 | 0 | 0.48291 | 0.43462 | 2.4146 | 2.1731 | 0.0005479 | 298.9913 | 3626.0645 | 3925.0558 | 95.7115 | 23.4337 | 11.9609 | 110.3231 | 0 | 0 | 57.5621 | 0 | 0 | 0 | 3172.8064 | 453.2581 | 0 | 0 | 3626.0645 | 0 | 0 | 27177.6974 | 24459.9276 | -1.5175 | -1.3657 | 0.23635 | 0.85362 | 0.15652 | 0.1443 | 0.14965 | 0.13743 | 0.30012 | 0.079832 | 0.092055 | 0.086703 | 0.098927 | 0.85362 | 0.85362 | 0.85362 | 0.85362 | -0.063768 | 0.85362
1399 | SCE | SCE-13-TP-001 | Condenser Coil Cleaning Maintenance | Condenser Coil Cleaning Maintenance | 1.9108 | 1.9964 | 7480.9777 | 2.5795 | 3916.5484 | 3748.4763 | 2.1203 | 2.2263 | 3529.5138 | 3361.4417 | 3567.0088 | 3735.0809 | 5470.7578 | 3.8491 | 9223.0832 | 0.81139 | 10040.5726 | 9.6544 | 0.8349 | 9036.5153 | 8.689 | 0.75141 | 10040.5726 | 9.6544 | 0.8349 | 10040.5726 | 9.6544 | 0.8349 | 9036.5153 | 8.689 | 0.75141 | 50202.8631 | 4.1745 | 45182.5767 | 3.7571 | 0.8502 | 0.0043958 | 0.94466 | 0.0048842 | 4.251 | 0.021979 | 4.7233 | 0.024421 | 1.3103 | 0 | 1.4559 | 0 | 6.5514 | 0 | 7.2794 | 0 | 0.71747 | 0.64573 | 3.5874 | 3.2286 | 0.00070924 | 387.0346 | 3626.0645 | 4013.0991 | 123.8954 | 30.3341 | 15.483 | 142.8097 | 0 | 0 | 74.5123 | 0 | 0 | 0 | 3172.8064 | 453.2581 | 0 | 0 | 3626.0645 | 0 | 0 | 40378.2932 | 36340.4639 | 3.3576 | 3.0218 | 0.20586 | 0.85362 | 0.10774 | 0.09709 | 0.10311 | 0.092467 | 0.25371 | 0.098121 | 0.10877 | 0.10274 | 0.11339 | 0.40688 | 0.45102 | 0.42605 | 0.4702 | -0.047851 | -0.19842
1400 | SCE | SCE-13-TP-001 | Condenser Coil Cleaning Maintenance | Condenser Coil Cleaning Maintenance | 2.9603 | 3.0847 | 24671.5966 | 2.6761 | 8335.1316 | 7998.9874 | 3.4954 | 3.6702 | 7059.0276 | 6722.8835 | 16339.1411 | 16675.2853 | 15307.601 | 3.9933 | 23310.5817 | 1.0585 | 28094.2945 | 24.3291 | 0.86618 | 25284.8651 | 21.8962 | 0.77956 | 28094.2945 | 24.3291 | 0.86618 | 28094.2945 | 24.3291 | 0.86618 | 25284.8651 | 21.8962 | 0.77956 | 140471.4726 | 4.3309 | 126424.3253 | 3.8978 | 2.3789 | 0.0045604 | 2.6432 | 0.0050671 | 11.8946 | 0.022802 | 13.2162 | 0.025336 | 3.6663 | 0 | 4.0736 | 0 | 18.3314 | 0 | 20.3682 | 0 | 2.0075 | 1.8068 | 10.0377 | 9.0339 | 0.0023384 | 1276.104 | 7252.129 | 8528.233 | 408.4995 | 100.0157 | 51.0495 | 470.8623 | 0 | 0 | 245.6769 | 0 | 0 | 0 | 6345.6129 | 906.5161 | 0 | 0 | 7252.129 | 0 | 0 | 112981.5705 | 101683.4134 | 3.4833 | 3.135 | 0.24263 | 0.85362 | 0.081963 | 0.069414 | 0.078657 | 0.066109 | 0.22922 | 0.16067 | 0.17322 | 0.16397 | 0.17652 | 0.56526 | 0.60941 | 0.57689 | 0.62104 | 0.01341 | 0.047178
1401 | SCE | SCE-13-TP-001 | Condenser Coil Cleaning Maintenance | Condenser Coil Cleaning Maintenance | 3.6143 | 3.7598 | 469100.6264 | 90.9604 | 129816.9084 | 124790.6579 | 4.4452 | 4.6674 | 105551.2592 | 100525.0088 | 339374.6785 | 344400.9289 | 313838.0366 | 135.731 | 438764.4255 | 1.0693 | 575992.1636 | 294.4922 | 29.4411 | 518392.9473 | 265.043 | 26.497 | 575992.1636 | 294.4922 | 29.4411 | 575992.1636 | 294.4922 | 29.4411 | 518392.9473 | 265.043 | 26.497 | 2879960.8181 | 147.2055 | 2591964.7363 | 132.4849 | 48.7728 | 0.15501 | 54.192 | 0.17223 | 243.864 | 0.77504 | 270.96 | 0.86115 | 75.1664 | 0 | 83.5183 | 0 | 375.8322 | 0 | 417.5913 | 0 | 41.1589 | 37.043 | 205.7944 | 185.215 | 0.044466 | 24265.6491 | 108438.6391 | 132704.2882 | 7767.7885 | 1901.8395 | 970.7281 | 8953.6438 | 0 | 0 | 4671.6492 | 0 | 0 | 0 | 94883.8092 | 13554.8299 | 0 | 0 | 108438.6391 | 0 | 0 | 2316359.9709 | 2084723.9738 | 118.3977 | 106.558 | 0.22502 | 0.85362 | 0.062258 | 0.050621 | 0.059848 | 0.04821 | 0.21043 | 0.16276 | 0.1744 | 0.16517 | 0.17681 | 0.61744 | 0.66159 | 0.62659 | 0.67073 | 0.014592 | 0.055358
1402 | SCE | SCE-13-TP-001 | Condenser Coil Cleaning Maintenance | Condenser Coil Cleaning Maintenance | 0.55405 | 0.58092 | 2013.2608 | -0.056715 | 3633.6356 | 3465.5635 | 0.57039 | 0.59891 | 3529.5138 | 3361.4417 | -1620.4315 | -1452.3594 | 2354.0039 | -0.08463 | 5819.4829 | 0.34594 | 4320.3425 | 6.3719 | -0.018357 | 3888.3083 | 5.7347 | -0.016521 | 4320.3425 | 6.3719 | -0.018357 | 4320.3425 | 6.3719 | -0.018357 | 3888.3083 | 5.7347 | -0.016521 | 21601.7127 | -0.091785 | 19441.5414 | -0.082606 | 0.36583 | -9.6649e-05 | 0.40648 | -0.00010739 | 1.8291 | -0.00048325 | 2.0324 | -0.00053694 | 0.5638 | 0 | 0.62645 | 0 | 2.819 | 0 | 3.1322 | 0 | 0.30872 | 0.27785 | 1.5436 | 1.3892 | 0.0001908 | 104.1218 | 3626.0645 | 3730.1863 | 33.3309 | 8.1606 | 4.1653 | 38.4193 | 0 | 0 | 20.0456 | 0 | 0 | 0 | 3172.8064 | 453.2581 | 0 | 0 | 3626.0645 | 0 | 0 | 17374.3137 | 15636.8823 | -0.073823 | -0.06644 | 0.12875 | 0.85362 | 0.23238 | 0.22572 | 0.22163 | 0.21497 | 0.37216 | -0.10363 | -0.096966 | -0.092877 | -0.086218 | 0.85362 | 0.85362 | 0.85362 | 0.85362 | -0.24341 | 0.85362
1403 | SCE | SCE-13-TP-001 | Duct Seal Med to Low Maintenance | Duct Seal Med to Low Maintenance | 0.81335 | 0.85222 | 1828.1144 | 2050.8433 | 4769.1394 | 4551.5905 | 0.84906 | 0.89151 | 4568.5275 | 4350.9786 | -890.1817 | -672.6328 | 1196.828 | 3060.2648 | 8808.6833 | 0.44036 | 2196.5583 | 1.9369 | 663.7949 | 1976.9025 | 1.7432 | 597.4154 | 2196.5583 | 1.9369 | 663.7949 | 2196.5583 | 1.9369 | 663.7949 | 1976.9025 | 1.7432 | 597.4154 | 10982.7915 | 3318.9743 | 9884.5124 | 2987.0768 | 0.186 | 3.4949 | 0.20666 | 3.8832 | 0.92998 | 17.4744 | 1.0333 | 19.416 | 0.28665 | 0 | 0.3185 | 0 | 1.4332 | 0 | 1.5925 | 0 | 0.15696 | 0.14126 | 0.7848 | 0.70632 | 0.00036762 | 200.6119 | 4693.5007 | 4894.1126 | 64.2188 | 15.7231 | 8.0253 | 74.0227 | 0 | 0 | 38.622 | 0 | 0 | 0 | 4224.1506 | 469.3501 | 0 | 0 | 4693.5007 | 0 | 0 | 8833.4878 | 7950.139 | 2669.4596 | 2402.5137 | 0.22995 | 0.85362 | 0.28272 | 0.27083 | 0.26982 | 0.25793 | 0.52219 | -0.052771 | -0.040878 | -0.039874 | -0.027982 | -0.1959 | -0.15175 | -0.14802 | -0.10388 | -0.29224 | -1.0849
1404 | SCE | SCE-13-TP-001 | Duct Seal Med to Low Maintenance | Duct Seal Med to Low Maintenance | 2.1112 | 2.2048 | 86462.0311 | 21813.5158 | 51285.0694 | 49109.5801 | 2.37 | 2.4885 | 45685.2749 | 43509.7857 | 56990.4775 | 59165.9668 | 51950.2248 | 32550.0904 | 133609.8953 | 0.81039 | 95345.1108 | 99.5689 | 7060.3636 | 85810.5997 | 89.612 | 6354.3272 | 95345.1108 | 99.5689 | 7060.3636 | 95345.1108 | 99.5689 | 7060.3636 | 85810.5997 | 89.612 | 6354.3272 | 476725.5541 | 35301.8178 | 429052.9987 | 31771.6361 | 8.0735 | 37.1728 | 8.9705 | 41.3031 | 40.3673 | 185.8641 | 44.8525 | 206.5156 | 12.4424 | 0 | 13.8249 | 0 | 62.2122 | 0 | 69.1247 | 0 | 6.8131 | 6.1318 | 34.0656 | 30.659 | 0.010262 | 5599.7944 | 46935.0065 | 52534.8009 | 1792.5759 | 438.8883 | 224.0153 | 2066.2363 | 0 | 0 | 1078.0785 | 0 | 0 | 0 | 42241.5059 | 4693.5007 | 0 | 0 | 46935.0065 | 0 | 0 | 383431.6022 | 345088.442 | 28393.3438 | 25554.0094 | 0.25055 | 0.85362 | 0.11867 | 0.10572 | 0.11364 | 0.10068 | 0.30917 | 0.13188 | 0.14483 | 0.13691 | 0.14987 | 0.4493 | 0.49345 | 0.46645 | 0.5106 | -0.058624 | -0.19973
1405 | SCE | SCE-13-TP-001 | Duct Seal Med to Low Maintenance | Duct Seal Med to Low Maintenance | 2.8947 | 3.0169 | 240368.7567 | 48474.4961 | 99782.4766 | 95742.2822 | 3.4044 | 3.5746 | 84844.082 | 80803.8877 | 189060.7762 | 193100.9705 | 133727.2083 | 72333.5589 | 301803.0494 | 0.95706 | 245431.7676 | 265.6005 | 15689.7022 | 220888.5908 | 239.0405 | 14120.732 | 245431.7676 | 265.6005 | 15689.7022 | 245431.7676 | 265.6005 | 15689.7022 | 220888.5908 | 239.0405 | 14120.732 | 1227158.8378 | 78448.5109 | 1104442.954 | 70603.6598 | 20.7822 | 82.6063 | 23.0914 | 91.7848 | 103.9111 | 413.0314 | 115.4568 | 458.9238 | 32.0286 | 0 | 35.5873 | 0 | 160.1431 | 0 | 177.9367 | 0 | 17.5379 | 15.7841 | 87.6895 | 78.9206 | 0.027374 | 14938.3945 | 87165.0121 | 102103.4066 | 4781.9981 | 1170.8085 | 597.5986 | 5512.0332 | 0 | 0 | 2875.956 | 0 | 0 | 0 | 78448.5109 | 8716.5012 | 0 | 0 | 87165.0121 | 0 | 0 | 987007.0426 | 888306.3383 | 63096.3412 | 56786.7071 | 0.27059 | 0.85362 | 0.093478 | 0.079483 | 0.089693 | 0.075698 | 0.28273 | 0.17711 | 0.19111 | 0.1809 | 0.19489 | 0.55873 | 0.60288 | 0.57067 | 0.61482 | -0.012141 | -0.0383
1406 | SCE | SCE-13-TP-001 | Duct Seal Med to Low Maintenance | Duct Seal Med to Low Maintenance | 2.8401 | 2.9603 | 199998.4467 | 60726.2832 | 91801.775 | 88072.3648 | 3.3291 | 3.4955 | 78317.6142 | 74588.204 | 168922.9549 | 172652.3651 | 127386.0868 | 90615.6545 | 306074.1061 | 0.85184 | 233793.8018 | 246.2076 | 19655.2285 | 210414.4217 | 221.5869 | 17689.7057 | 233793.8018 | 246.2076 | 19655.2285 | 233793.8018 | 246.2076 | 19655.2285 | 210414.4217 | 221.5869 | 17689.7057 | 1168969.0092 | 98276.1427 | 1052072.1083 | 88448.5284 | 19.7968 | 103.4848 | 21.9964 | 114.9831 | 98.9838 | 517.4239 | 109.982 | 574.9154 | 30.5099 | 0 | 33.8999 | 0 | 152.5493 | 0 | 169.4993 | 0 | 16.7063 | 15.0357 | 83.5314 | 75.1783 | 0.02471 | 13484.1608 | 80460.0112 | 93944.172 | 4316.4767 | 1056.8318 | 539.4232 | 4975.4438 | 0 | 0 | 2595.9854 | 0 | 0 | 0 | 72414.0101 | 8046.0011 | 0 | 0 | 80460.0112 | 0 | 0 | 940204.8122 | 846184.331 | 79043.757 | 71139.3813 | 0.23635 | 0.85362 | 0.083221 | 0.070997 | 0.07984 | 0.067616 | 0.27746 | 0.15313 | 0.16536 | 0.15651 | 0.16874 | 0.55306 | 0.59721 | 0.56527 | 0.60942 | -0.04111 | -0.14848
1407 | SCE | SCE-13-TP-001 | Duct Seal Med to Low Maintenance | Duct Seal Med to Low Maintenance | 3.2938 | 3.4293 | 34177.1973 | 9870.6846 | 13373.0636 | 12844.7305 | 3.9701 | 4.1686 | 11094.9953 | 10566.6622 | 30674.8183 | 31203.1514 | 24993.4133 | 14729.0185 | 52567.1622 | 0.83794 | 45870.8267 | 40.7412 | 3194.8368 | 41283.744 | 36.6671 | 2875.3531 | 45870.8267 | 40.7412 | 3194.8368 | 45870.8267 | 40.7412 | 3194.8368 | 41283.744 | 36.6671 | 2875.3531 | 229354.1335 | 15974.1838 | 206418.7201 | 14376.7655 | 3.8842 | 16.8208 | 4.3157 | 18.6898 | 19.4208 | 84.1041 | 21.5787 | 93.449 | 5.9861 | 0 | 6.6512 | 0 | 29.9305 | 0 | 33.2561 | 0 | 3.2778 | 2.95 | 16.389 | 14.7501 | 0.0041745 | 2278.0682 | 11398.5016 | 13676.5698 | 729.2429 | 178.5454 | 91.1323 | 840.5714 | 0 | 0 | 438.5762 | 0 | 0 | 0 | 10258.6514 | 1139.8502 | 0 | 0 | 11398.5016 | 0 | 0 | 184470.1256 | 166023.1131 | 12848.0776 | 11563.2698 | 0.20586 | 0.85362 | 0.062499 | 0.051853 | 0.06003 | 0.049383 | 0.24567 | 0.14336 | 0.15401 | 0.14583 | 0.15647 | 0.59446 | 0.63861 | 0.6047 | 0.64885 | -0.039815 | -0.1651
1408 | SCE | SCE-13-TP-001 | Duct Seal Med to Low Maintenance | Duct Seal Med to Low Maintenance | 4.5263 | 4.6976 | 53795.7091 | 11772.3764 | 14486.0454 | 13957.7123 | 5.9097 | 6.2052 | 11094.9953 | 10566.6622 | 51082.0401 | 51610.3732 | 33377.7852 | 17566.7197 | 64902.2172 | 1.0103 | 61258.8038 | 59.2068 | 3810.3559 | 55132.9234 | 53.2861 | 3429.3203 | 61258.8038 | 59.2068 | 3810.3559 | 61258.8038 | 59.2068 | 3810.3559 | 55132.9234 | 53.2861 | 3429.3203 | 306294.0192 | 19051.7793 | 275664.6172 | 17146.6013 | 5.1872 | 20.0615 | 5.7635 | 22.2906 | 25.9358 | 100.3076 | 28.8176 | 111.4529 | 7.9942 | 0 | 8.8825 | 0 | 39.9711 | 0 | 44.4123 | 0 | 4.3774 | 3.9397 | 21.887 | 19.6983 | 0.0062141 | 3391.0501 | 11398.5016 | 14789.5516 | 1085.5246 | 265.7762 | 135.6563 | 1251.2443 | 0 | 0 | 652.8487 | 0 | 0 | 0 | 10258.6514 | 1139.8502 | 0 | 0 | 11398.5016 | 0 | 0 | 246353.0757 | 221717.7681 | 15323.3956 | 13791.056 | 0.24263 | 0.85362 | 0.053605 | 0.041056 | 0.05165 | 0.039101 | 0.24017 | 0.18903 | 0.20157 | 0.19098 | 0.20353 | 0.66503 | 0.70918 | 0.67191 | 0.71606 | 0.002464 | 0.0086689
1409 | SCE | SCE-13-TP-001 | Duct Seal Med to Low Maintenance | Duct Seal Med to Low Maintenance | 5.3363 | 5.5269 | 224668.7804 | 15847.4314 | 45071.356 | 43517.4351 | 7.3705 | 7.739 | 32632.3392 | 31078.4183 | 195444.8558 | 196998.7767 | 150308.0682 | 23647.5097 | 217473.0129 | 1.106 | 275862.8952 | 134.0504 | 5129.3257 | 248276.6057 | 120.6454 | 4616.3931 | 275862.8952 | 134.0504 | 5129.3257 | 275862.8952 | 134.0504 | 5129.3257 | 248276.6057 | 120.6454 | 4616.3931 | 1379314.4759 | 25646.6286 | 1241383.0283 | 23081.9657 | 23.359 | 27.0059 | 25.9545 | 30.0066 | 116.795 | 135.0295 | 129.7723 | 150.0328 | 35.9998 | 0 | 39.9998 | 0 | 179.9992 | 0 | 199.9991 | 0 | 19.7124 | 17.7412 | 98.5622 | 88.706 | 0.022794 | 12439.0168 | 33525.0047 | 45964.0214 | 3981.9108 | 974.9178 | 497.613 | 4589.802 | 0 | 0 | 2394.7731 | 0 | 0 | 0 | 30172.5042 | 3352.5005 | 0 | 0 | 33525.0047 | 0 | 0 | 1109386.2177 | 998447.5959 | 20627.65 | 18564.885 | 0.22502 | 0.85362 | 0.042167 | 0.03053 | 0.040713 | 0.029076 | 0.20346 | 0.18285 | 0.19449 | 0.1843 | 0.19594 | 0.69366 | 0.73781 | 0.69917 | 0.74332 | 0.021558 | 0.081783
1410 | SCE | SCE-13-TP-001 | Air Flow Adjustment Maintenance | Air Flow Adjustment Maintenance | 0.47286 | 0.4959 | 142.4548 | -0.095457 | 301.0585 | 287.0732 | 0.48472 | 0.50896 | 293.6911 | 279.7058 | -158.6992 | -144.7139 | 93.2622 | -0.14244 | 380.193 | 0.37444 | 171.1656 | 0.14845 | -0.030897 | 154.049 | 0.1336 | -0.027807 | 171.1656 | 0.14845 | -0.030897 | 171.1656 | 0.14845 | -0.030897 | 154.049 | 0.1336 | -0.027807 | 855.828 | -0.15448 | 770.2452 | -0.13903 | 0.014494 | -0.00016267 | 0.016104 | -0.00018075 | 0.072468 | -0.00081335 | 0.08052 | -0.00090373 | 0.022337 | 0 | 0.024819 | 0 | 0.11168 | 0 | 0.12409 | 0 | 0.012231 | 0.011008 | 0.061155 | 0.05504 | 1.3501e-05 | 7.3675 | 301.725 | 309.0925 | 2.3584 | 0.57743 | 0.29473 | 2.7185 | 0 | 0 | 1.4184 | 0 | 0 | 0 | 261.495 | 40.23 | 0 | 0 | 301.725 | 0 | 0 | 688.3447 | 619.5102 | -0.12425 | -0.11183 | 0.22995 | 0.85362 | 0.48596 | 0.47407 | 0.46339 | 0.4515 | 0.6137 | -0.25601 | -0.24412 | -0.23344 | -0.22155 | 0.85362 | 0.85362 | 0.85362 | 0.85362 | -0.38375 | 0.85362
1411 | SCE | SCE-13-TP-001 | Air Flow Adjustment Maintenance | Air Flow Adjustment Maintenance | 0.7377 | 0.77311 | 2253.4851 | -0.94152 | 3053.4563 | 2913.6034 | 0.76698 | 0.80533 | 2936.9105 | 2797.0576 | -800.9126 | -661.0598 | 1353.9939 | -1.4049 | 4266.1923 | 0.528 | 2485.0074 | 2.3565 | -0.30474 | 2236.5067 | 2.1208 | -0.27427 | 2485.0074 | 2.3565 | -0.30474 | 2485.0074 | 2.3565 | -0.30474 | 2236.5067 | 2.1208 | -0.27427 | 12425.0372 | -1.5237 | 11182.5335 | -1.3713 | 0.21042 | -0.0016045 | 0.2338 | -0.0017827 | 1.0521 | -0.0080223 | 1.169 | -0.0089137 | 0.32429 | 0 | 0.36032 | 0 | 1.6215 | 0 | 1.8016 | 0 | 0.17757 | 0.15981 | 0.88786 | 0.79907 | 0.00021357 | 116.5457 | 3017.2504 | 3133.7962 | 37.308 | 9.1344 | 4.6623 | 43.0035 | 0 | 0 | 22.4375 | 0 | 0 | 0 | 2614.9504 | 402.3001 | 0 | 0 | 3017.2504 | 0 | 0 | 9993.4897 | 8994.1408 | -1.2255 | -1.103 | 0.25055 | 0.85362 | 0.33949 | 0.32654 | 0.32394 | 0.31099 | 0.47433 | -0.088944 | -0.075986 | -0.073394 | -0.060436 | 0.85362 | 0.85362 | 0.85362 | 0.85362 | -0.22378 | 0.85362
1412 | SCE | SCE-13-TP-001 | Air Flow Adjustment Maintenance | Air Flow Adjustment Maintenance | 0.98941 | 1.0362 | 5738.3213 | -1.1176 | 5798.5869 | 5536.5958 | 1.0428 | 1.0949 | 5501.8124 | 5239.8213 | -61.3832 | 200.6079 | 3192.4685 | -1.6678 | 8727.3966 | 0.65738 | 5859.1905 | 5.3369 | -0.36175 | 5273.2715 | 4.8032 | -0.32557 | 5859.1905 | 5.3369 | -0.36175 | 5859.1905 | 5.3369 | -0.36175 | 5273.2715 | 4.8032 | -0.32557 | 29295.9527 | -1.8087 | 26366.3574 | -1.6279 | 0.49613 | -0.0019046 | 0.55126 | -0.0021162 | 2.4807 | -0.009523 | 2.7563 | -0.010581 | 0.76462 | 0 | 0.84958 | 0 | 3.8231 | 0 | 4.2479 | 0 | 0.41868 | 0.37681 | 2.0934 | 1.8841 | 0.00054384 | 296.7745 | 5652.3158 | 5949.0903 | 95.0018 | 23.2599 | 11.8722 | 109.5051 | 0 | 0 | 57.1353 | 0 | 0 | 0 | 4898.6737 | 753.6421 | 0 | 0 | 5652.3158 | 0 | 0 | 23562.8109 | 21206.5298 | -1.4548 | -1.3093 | 0.27059 | 0.85362 | 0.27343 | 0.25944 | 0.26108 | 0.24709 | 0.41154 | -0.0028418 | 0.011153 | 0.0095124 | 0.023507 | 0.85362 | 0.85362 | 0.85362 | 0.85362 | -0.14095 | 0.85362
1413 | SCE | SCE-13-TP-001 | Air Flow Adjustment Maintenance | Air Flow Adjustment Maintenance | 0.83565 | 0.87554 | 2411.6775 | -0.48721 | 2885.423 | 2753.9613 | 0.8734 | 0.91707 | 2760.6959 | 2629.2342 | -474.2328 | -342.7711 | 1536.0827 | -0.72701 | 4289.317 | 0.56214 | 2819.1981 | 3.0206 | -0.15769 | 2537.2783 | 2.7185 | -0.14192 | 2819.1981 | 3.0206 | -0.15769 | 2819.1981 | 3.0206 | -0.15769 | 2537.2783 | 2.7185 | -0.14192 | 14095.9905 | -0.78847 | 12686.3915 | -0.70962 | 0.23872 | -0.00083026 | 0.26524 | -0.00092251 | 1.1936 | -0.0041513 | 1.3262 | -0.0046125 | 0.3679 | 0 | 0.40878 | 0 | 1.8395 | 0 | 2.0439 | 0 | 0.20145 | 0.18131 | 1.0073 | 0.90654 | 0.00022856 | 124.7271 | 2836.2154 | 2960.9425 | 39.927 | 9.7756 | 4.9896 | 46.0224 | 0 | 0 | 24.0126 | 0 | 0 | 0 | 2458.0533 | 378.1621 | 0 | 0 | 2836.2154 | 0 | 0 | 11337.4418 | 10203.6976 | -0.63417 | -0.57075 | 0.23635 | 0.85362 | 0.28278 | 0.27056 | 0.2699 | 0.25767 | 0.42037 | -0.046429 | -0.034205 | -0.033545 | -0.021321 | 0.85362 | 0.85362 | 0.85362 | 0.85362 | -0.18402 | 0.85362
1414 | SCE | SCE-13-TP-001 | Air Flow Adjustment Maintenance | Air Flow Adjustment Maintenance | 1.0683 | 1.1187 | 6241.5258 | 2.1521 | 5844.3023 | 5581.3789 | 1.1308 | 1.1874 | 5521.3918 | 5258.4684 | 399.3756 | 662.299 | 4564.36 | 3.2114 | 10148.9503 | 0.6152 | 8377.0458 | 8.0549 | 0.69657 | 7539.3412 | 7.2494 | 0.62692 | 8377.0458 | 8.0549 | 0.69657 | 8377.0458 | 8.0549 | 0.69657 | 7539.3412 | 7.2494 | 0.62692 | 41885.2289 | 3.4829 | 37696.706 | 3.1346 | 0.70934 | 0.0036675 | 0.78815 | 0.004075 | 3.5467 | 0.018337 | 3.9408 | 0.020375 | 1.0932 | 0 | 1.2147 | 0 | 5.466 | 0 | 6.0733 | 0 | 0.5986 | 0.53874 | 2.993 | 2.6937 | 0.00059173 | 322.9105 | 5672.4308 | 5995.3413 | 103.3684 | 25.3084 | 12.9178 | 119.1489 | 0 | 0 | 62.1671 | 0 | 0 | 0 | 4916.1067 | 756.3241 | 0 | 0 | 5672.4308 | 0 | 0 | 33688.3985 | 30319.5586 | 2.8013 | 2.5212 | 0.20586 | 0.85362 | 0.19269 | 0.18204 | 0.18402 | 0.17338 | 0.33462 | 0.013168 | 0.023814 | 0.021836 | 0.032483 | 0.054602 | 0.09875 | 0.090548 | 0.1347 | -0.12876 | -0.53392
1415 | SCE | SCE-13-TP-001 | Air Flow Adjustment Maintenance | Air Flow Adjustment Maintenance | 1.7003 | 1.7775 | 5145.9987 | 0.55731 | 3026.8655 | 2895.4038 | 1.8642 | 1.9574 | 2760.6959 | 2629.2342 | 2119.6905 | 2251.1522 | 3192.8576 | 0.83161 | 6089.093 | 0.84521 | 5859.9046 | 5.0746 | 0.18038 | 5273.9142 | 4.5671 | 0.16234 | 5859.9046 | 5.0746 | 0.18038 | 5859.9046 | 5.0746 | 0.18038 | 5273.9142 | 4.5671 | 0.16234 | 29299.5231 | 0.90192 | 26369.5708 | 0.81172 | 0.49619 | 0.00094972 | 0.55133 | 0.0010552 | 2.481 | 0.0047486 | 2.7566 | 0.0052762 | 0.76471 | 0 | 0.84968 | 0 | 3.8236 | 0 | 4.2484 | 0 | 0.41873 | 0.37686 | 2.0937 | 1.8843 | 0.00048775 | 266.1696 | 2836.2154 | 3102.385 | 85.2048 | 20.8613 | 10.6479 | 98.2124 | 0 | 0 | 51.2433 | 0 | 0 | 0 | 2458.0533 | 378.1621 | 0 | 0 | 2836.2154 | 0 | 0 | 23565.6826 | 21209.1143 | 0.72541 | 0.65287 | 0.24263 | 0.85362 | 0.1427 | 0.13015 | 0.1365 | 0.12395 | 0.28707 | 0.099932 | 0.11248 | 0.10613 | 0.11868 | 0.35158 | 0.39573 | 0.37338 | 0.41753 | -0.044435 | -0.15633
1416 | SCE | SCE-13-TP-001 | Air Flow Adjustment Maintenance | Air Flow Adjustment Maintenance | 2.1118 | 2.2054 | 97737.032 | 18.9516 | 46289.9676 | 44326.4331 | 2.3707 | 2.4893 | 41234.2239 | 39270.6894 | 51466.016 | 53429.5505 | 65388.099 | 28.2795 | 109742.8116 | 0.89077 | 120007.8647 | 61.3574 | 6.134 | 108007.0782 | 55.2217 | 5.5206 | 120007.8647 | 61.3574 | 6.134 | 120007.8647 | 61.3574 | 6.134 | 108007.0782 | 55.2217 | 5.5206 | 600039.3236 | 30.6702 | 540035.3912 | 27.6032 | 10.1618 | 0.032296 | 11.2909 | 0.035884 | 50.809 | 0.16148 | 56.4545 | 0.17942 | 15.6609 | 0 | 17.401 | 0 | 78.3046 | 0 | 87.0051 | 0 | 8.5754 | 7.7179 | 42.8772 | 38.5895 | 0.0092646 | 5055.7437 | 42362.1959 | 47417.9396 | 1618.4174 | 396.2479 | 202.251 | 1865.4901 | 0 | 0 | 973.3373 | 0 | 0 | 0 | 36713.9031 | 5648.2928 | 0 | 0 | 42362.1959 | 0 | 0 | 482613.1874 | 434351.8687 | 24.6681 | 22.2013 | 0.22502 | 0.85362 | 0.10655 | 0.094914 | 0.10203 | 0.090395 | 0.25261 | 0.11847 | 0.1301 | 0.12299 | 0.13462 | 0.44941 | 0.49356 | 0.46656 | 0.5107 | -0.027592 | -0.10467
1417 | SCE | SCE-13-TP-001 | Air Flow Adjustment Maintenance | Air Flow Adjustment Maintenance | 0.2995 | 0.31423 | 107.2151 | -0.0031322 | 357.9742 | 341.1919 | 0.30421 | 0.31942 | 352.4293 | 335.6469 | -250.7623 | -233.9799 | 125.3612 | -0.0046739 | 466.5483 | 0.2298 | 230.0774 | 0.33933 | -0.0010138 | 207.0697 | 0.3054 | -0.00091242 | 230.0774 | 0.33933 | -0.0010138 | 230.0774 | 0.33933 | -0.0010138 | 207.0697 | 0.3054 | -0.00091242 | 1150.3871 | -0.005069 | 1035.3484 | -0.0045621 | 0.019482 | -5.3376e-06 | 0.021647 | -5.9307e-06 | 0.09741 | -2.6688e-05 | 0.10823 | -2.9654e-05 | 0.030025 | 0 | 0.033361 | 0 | 0.15012 | 0 | 0.1668 | 0 | 0.016441 | 0.014797 | 0.082204 | 0.073983 | 1.0161e-05 | 5.5449 | 362.0701 | 367.615 | 1.775 | 0.43459 | 0.22182 | 2.046 | 0 | 0 | 1.0675 | 0 | 0 | 0 | 313.794 | 48.276 | 0 | 0 | 362.0701 | 0 | 0 | 925.2593 | 832.7334 | -0.004077 | -0.0036693 | 0.12875 | 0.85362 | 0.42988 | 0.42322 | 0.40973 | 0.40307 | 0.56026 | -0.30113 | -0.29447 | -0.28097 | -0.27432 | 0.85362 | 0.85362 | 0.85362 | 0.85362 | -0.43151 | 0.85362
1418 | SCE | SCE-13-TP-001 | Evaporator Coil Cleaning Maintenance | Evaporator Coil Cleaning Maintenance | 0.21337 | 0.22392 | 37.9879 | -0.025455 | 177.9182 | 169.5395 | 0.21575 | 0.22654 | 175.9536 | 167.5748 | -139.9557 | -131.577 | 24.8699 | -0.037984 | 194.3714 | 0.19531 | 45.6442 | 0.039586 | -0.0082391 | 41.0797 | 0.035628 | -0.0074152 | 45.6442 | 0.039586 | -0.0082391 | 45.6442 | 0.039586 | -0.0082391 | 41.0797 | 0.035628 | -0.0074152 | 228.2208 | -0.041196 | 205.3987 | -0.037076 | 0.003865 | -4.3379e-05 | 0.0042944 | -4.8199e-05 | 0.019325 | -0.00021689 | 0.021472 | -0.00024099 | 0.0059565 | 0 | 0.0066184 | 0 | 0.029783 | 0 | 0.033092 | 0 | 0.0032616 | 0.0029355 | 0.016308 | 0.014677 | 3.6002e-06 | 1.9647 | 180.7668 | 182.7315 | 0.62892 | 0.15398 | 0.078595 | 0.72493 | 0 | 0 | 0.37824 | 0 | 0 | 0 | 170.0388 | 10.728 | 0 | 0 | 180.7668 | 0 | 0 | 183.5586 | 165.2027 | -0.033134 | -0.02982 | 0.22995 | 0.85362 | 1.077 | 1.0651 | 1.0263 | 1.0144 | 1.1766 | -0.84702 | -0.83513 | -0.7963 | -0.78441 | 0.85362 | 0.85362 | 0.85362 | 0.85362 | -0.94662 | 0.85362
1419 | SCE | SCE-13-TP-001 | Evaporator Coil Cleaning Maintenance | Evaporator Coil Cleaning Maintenance | 0.33546 | 0.35193 | 1126.7426 | -0.47076 | 3357.4024 | 3200.301 | 0.34138 | 0.35845 | 3299.1295 | 3142.0281 | -2231.1306 | -2074.0292 | 676.9969 | -0.70247 | 3876.5954 | 0.29053 | 1242.5037 | 1.1782 | -0.15237 | 1118.2534 | 1.0604 | -0.13713 | 1242.5037 | 1.1782 | -0.15237 | 1242.5037 | 1.1782 | -0.15237 | 1118.2534 | 1.0604 | -0.13713 | 6212.5186 | -0.76186 | 5591.2668 | -0.68567 | 0.10521 | -0.00080223 | 0.1169 | -0.00089137 | 0.52605 | -0.0040112 | 0.5845 | -0.0044569 | 0.16215 | 0 | 0.18016 | 0 | 0.81073 | 0 | 0.90081 | 0 | 0.088786 | 0.079907 | 0.44393 | 0.39954 | 0.00010678 | 58.2729 | 3389.378 | 3447.6508 | 18.654 | 4.5672 | 2.3312 | 21.5018 | 0 | 0 | 11.2188 | 0 | 0 | 0 | 3188.2279 | 201.15 | 0 | 0 | 3389.378 | 0 | 0 | 4996.7449 | 4497.0704 | -0.61276 | -0.55149 | 0.25055 | 0.85362 | 0.74658 | 0.73362 | 0.71164 | 0.69868 | 0.86203 | -0.49603 | -0.48307 | -0.46109 | -0.44813 | 0.85362 | 0.85362 | 0.85362 | 0.85362 | -0.61148 | 0.85362
1420 | SCE | SCE-13-TP-001 | Evaporator Coil Cleaning Maintenance | Evaporator Coil Cleaning Maintenance | 0.45326 | 0.47537 | 724.9481 | -0.1412 | 1599.0808 | 1524.7195 | 0.46415 | 0.48735 | 1561.588 | 1487.2266 | -874.274 | -799.9126 | 403.319 | -0.21069 | 1927.8278 | 0.37597 | 740.218 | 0.67424 | -0.045701 | 666.1962 | 0.60681 | -0.041131 | 740.218 | 0.67424 | -0.045701 | 740.218 | 0.67424 | -0.045701 | 666.1962 | 0.60681 | -0.041131 | 3701.0901 | -0.22851 | 3330.9811 | -0.20566 | 0.062679 | -0.00024062 | 0.069643 | -0.00026735 | 0.31339 | -0.0012031 | 0.34822 | -0.0013368 | 0.096598 | 0 | 0.10733 | 0 | 0.48299 | 0 | 0.53665 | 0 | 0.052894 | 0.047605 | 0.26447 | 0.23802 | 6.8705e-05 | 37.4929 | 1604.3056 | 1641.7984 | 12.002 | 2.9385 | 1.4999 | 13.8343 | 0 | 0 | 7.2182 | 0 | 0 | 0 | 1509.0946 | 95.211 | 0 | 0 | 1604.3056 | 0 | 0 | 2976.7964 | 2679.1168 | -0.18379 | -0.16541 | 0.27059 | 0.85362 | 0.59687 | 0.58287 | 0.56911 | 0.55512 | 0.71958 | -0.32628 | -0.31228 | -0.29852 | -0.28453 | 0.85362 | 0.85362 | 0.85362 | 0.85362 | -0.44898 | 0.85362
1421 | SCE | SCE-13-TP-001 | Evaporator Coil Cleaning Maintenance | Evaporator Coil Cleaning Maintenance | 0.38109 | 0.39975 | 307.8737 | -0.062197 | 807.7137 | 770.0094 | 0.38875 | 0.40819 | 791.7911 | 754.0867 | -499.9022 | -462.1978 | 196.0957 | -0.09281 | 966.0122 | 0.31864 | 359.8976 | 0.3856 | -0.020131 | 323.9079 | 0.34704 | -0.018118 | 359.8976 | 0.3856 | -0.020131 | 359.8976 | 0.3856 | -0.020131 | 323.9079 | 0.34704 | -0.018118 | 1799.4881 | -0.10066 | 1619.5393 | -0.09059 | 0.030475 | -0.00010599 | 0.033861 | -0.00011777 | 0.15237 | -0.00052995 | 0.1693 | -0.00058883 | 0.046966 | 0 | 0.052185 | 0 | 0.23483 | 0 | 0.26092 | 0 | 0.025717 | 0.023146 | 0.12859 | 0.11573 | 2.9178e-05 | 15.9226 | 813.4507 | 829.3733 | 5.0971 | 1.2479 | 0.63697 | 5.8752 | 0 | 0 | 3.0654 | 0 | 0 | 0 | 765.1747 | 48.276 | 0 | 0 | 813.4507 | 0 | 0 | 1447.333 | 1302.5997 | -0.080957 | -0.072862 | 0.23635 | 0.85362 | 0.62008 | 0.60785 | 0.59113 | 0.57891 | 0.7416 | -0.38372 | -0.3715 | -0.35478 | -0.34256 | 0.85362 | 0.85362 | 0.85362 | 0.85362 | -0.50525 | 0.85362
1422 | SCE | SCE-13-TP-001 | Evaporator Coil Cleaning Maintenance | Evaporator Coil Cleaning Maintenance | 0.49056 | 0.51444 | 398.3953 | 0.13737 | 812.4024 | 774.6981 | 0.50333 | 0.5285 | 791.7911 | 754.0867 | -413.8698 | -376.1654 | 291.3421 | 0.20498 | 1066.2452 | 0.37377 | 534.7051 | 0.51414 | 0.044462 | 481.2345 | 0.46273 | 0.040016 | 534.7051 | 0.51414 | 0.044462 | 534.7051 | 0.51414 | 0.044462 | 481.2345 | 0.46273 | 0.040016 | 2673.5253 | 0.22231 | 2406.1727 | 0.20008 | 0.045277 | 0.00023409 | 0.050308 | 0.0002601 | 0.22638 | 0.0011705 | 0.25154 | 0.0013005 | 0.069779 | 0 | 0.077532 | 0 | 0.34889 | 0 | 0.38766 | 0 | 0.038209 | 0.034388 | 0.19104 | 0.17194 | 3.777e-05 | 20.6113 | 813.4507 | 834.062 | 6.598 | 1.6154 | 0.82454 | 7.6052 | 0 | 0 | 3.9681 | 0 | 0 | 0 | 765.1747 | 48.276 | 0 | 0 | 813.4507 | 0 | 0 | 2150.3233 | 1935.291 | 0.17881 | 0.16092 | 0.20586 | 0.85362 | 0.41964 | 0.40899 | 0.40016 | 0.38952 | 0.55076 | -0.21378 | -0.20313 | -0.1943 | -0.18366 | -0.88647 | -0.84233 | -0.80572 | -0.76157 | -0.3449 | -1.4302
1423 | SCE | SCE-13-TP-001 | Evaporator Coil Cleaning Maintenance | Evaporator Coil Cleaning Maintenance | 0.79563 | 0.8337 | 1313.872 | 0.14229 | 1651.5403 | 1576.1317 | 0.82977 | 0.87126 | 1583.5822 | 1508.1735 | -337.526 | -262.1174 | 815.1977 | 0.21233 | 2391.5417 | 0.54944 | 1496.1459 | 1.2956 | 0.046055 | 1346.5313 | 1.1661 | 0.04145 | 1496.1459 | 1.2956 | 0.046055 | 1496.1459 | 1.2956 | 0.046055 | 1346.5313 | 1.1661 | 0.04145 | 7480.7293 | 0.23028 | 6732.6564 | 0.20725 | 0.12669 | 0.00024248 | 0.14076 | 0.00026942 | 0.63344 | 0.0012124 | 0.70382 | 0.0013471 | 0.19525 | 0 | 0.21694 | 0 | 0.97623 | 0 | 1.0847 | 0 | 0.10691 | 0.09622 | 0.53455 | 0.4811 | 0.00012453 | 67.9582 | 1626.9014 | 1694.8596 | 21.7544 | 5.3263 | 2.7186 | 25.0755 | 0 | 0 | 13.0834 | 0 | 0 | 0 | 1530.3494 | 96.552 | 0 | 0 | 1626.9014 | 0 | 0 | 6016.77 | 5415.093 | 0.18521 | 0.16669 | 0.24263 | 0.85362 | 0.30496 | 0.29241 | 0.29103 | 0.27848 | 0.4416 | -0.062324 | -0.049775 | -0.0484 | -0.035851 | -0.21927 | -0.17512 | -0.17028 | -0.12613 | -0.19896 | -0.69999
1424 | SCE | SCE-13-TP-001 | Evaporator Coil Cleaning Maintenance | Evaporator Coil Cleaning Maintenance | 1.0006 | 1.0479 | 24457.4624 | 4.7424 | 24447.0195 | 23343.1203 | 1.0552 | 1.108 | 23181.8833 | 22077.9841 | 15.1853 | 1119.0845 | 16362.549 | 7.0766 | 39712.7459 | 0.61598 | 30030.4581 | 15.3539 | 1.535 | 27027.4123 | 13.8185 | 1.3815 | 30030.4581 | 15.3539 | 1.535 | 30030.4581 | 15.3539 | 1.535 | 27027.4123 | 13.8185 | 1.3815 | 150152.2904 | 7.6748 | 135137.0613 | 6.9074 | 2.5429 | 0.0080816 | 2.8254 | 0.0089796 | 12.7143 | 0.040408 | 14.127 | 0.044898 | 3.9189 | 0 | 4.3544 | 0 | 19.5947 | 0 | 21.7719 | 0 | 2.1459 | 1.9313 | 10.7295 | 9.6565 | 0.0023183 | 1265.1362 | 23816.0292 | 25081.1654 | 404.9886 | 99.1561 | 50.6108 | 466.8154 | 0 | 0 | 243.5654 | 0 | 0 | 0 | 22402.615 | 1413.4142 | 0 | 0 | 23816.0292 | 0 | 0 | 120767.8774 | 108691.0897 | 6.1729 | 5.5556 | 0.22502 | 0.85362 | 0.22488 | 0.21324 | 0.21472 | 0.20309 | 0.3653 | 0.00013968 | 0.011777 | 0.010294 | 0.021931 | 0.0005299 | 0.044678 | 0.039051 | 0.083199 | -0.14028 | -0.53218
1425 | SCE | SCE-13-TP-001 | Central AC Brushless Fan Motor replacing Permanent Split Capacitor (PSC) Motor | Central AC Brushless Fan Motor replacing Permanent Split Capacitor (PSC) Motor | 0.30553 | 0.32054 | 3403.5338 | -191.4121 | 10513.3747 | 10021.1199 | 0.31073 | 0.32627 | 10337.3507 | 9845.0959 | -7301.253 | -6808.9982 | 3602.3207 | -285.6248 | 13337.8158 | 0.24083 | 6611.3991 | 6.8769 | -61.9542 | 5950.2592 | 6.1892 | -55.7588 | 6611.3991 | 6.8769 | -61.9542 | 6611.3991 | 6.8769 | -61.9542 | 5950.2592 | 6.1892 | -55.7588 | 33056.9956 | -309.771 | 29751.296 | -278.7939 | 0.61827 | -0.32619 | 0.68696 | -0.36243 | 3.0913 | -1.6309 | 3.4348 | -1.8122 | 0.82016 | 0 | 0.91128 | 0 | 4.1008 | 0 | 4.5564 | 0 | 0.46256 | 0.4163 | 2.3128 | 2.0815 | 0.00032256 | 176.024 | 10620.1314 | 10796.1554 | 56.3478 | 13.796 | 7.0417 | 64.9501 | 0 | 0 | 33.8883 | 0 | 0 | 0 | 6678.6637 | 3941.4677 | 0 | 0 | 10620.1314 | 0 | 0 | 26587.8275 | 23929.0447 | -249.1497 | -224.2347 | 0.14223 | 0.85362 | 0.43936 | 0.432 | 0.41878 | 0.41143 | 0.55739 | -0.29712 | -0.28977 | -0.27655 | -0.26919 | 0.85362 | 0.85362 | 0.85362 | 0.85362 | -0.41516 | 0.85362
1426 | SCE | SCE-13-TP-001 | Central AC Brushless Fan Motor replacing Permanent Split Capacitor (PSC) Motor | Central AC Brushless Fan Motor replacing Permanent Split Capacitor (PSC) Motor | 0.29544 | 0.30996 | 3253.4201 | -184.3709 | 10388.1412 | 9901.4802 | 0.3003 | 0.31532 | 10219.8808 | 9733.2199 | -7319.092 | -6832.431 | 3532.7798 | -275.1179 | 13159.1421 | 0.23323 | 6483.7694 | 8.645 | -59.6752 | 5835.3925 | 7.7805 | -53.7077 | 6483.7694 | 8.645 | -59.6752 | 6483.7694 | 8.645 | -59.6752 | 5835.3925 | 7.7805 | -53.7077 | 32418.8471 | -298.3759 | 29176.9624 | -268.5383 | 0.60633 | -0.31419 | 0.6737 | -0.3491 | 3.0317 | -1.5709 | 3.3685 | -1.7455 | 0.80432 | 0 | 0.89369 | 0 | 4.0216 | 0 | 4.4685 | 0 | 0.45363 | 0.40826 | 2.2681 | 2.0413 | 0.00030833 | 168.2604 | 10499.4481 | 10667.7085 | 53.8626 | 13.1875 | 6.7311 | 62.0854 | 0 | 0 | 32.3937 | 0 | 0 | 0 | 6602.7698 | 3896.6783 | 0 | 0 | 10499.4481 | 0 | 0 | 26074.563 | 23467.1067 | -239.9845 | -215.9861 | 0.13864 | 0.85362 | 0.44267 | 0.4355 | 0.42193 | 0.41476 | 0.56075 | -0.30403 | -0.29686 | -0.28329 | -0.27612 | 0.85362 | 0.85362 | 0.85362 | 0.85362 | -0.42211 | 0.85362
1427 | SCE | SCE-13-TP-001 | Central AC Brushless Fan Motor replacing Permanent Split Capacitor (PSC) Motor | Central AC Brushless Fan Motor replacing Permanent Split Capacitor (PSC) Motor | 0.39946 | 0.41897 | 4390.2067 | -264.0244 | 10329.4637 | 9848.3965 | 0.40844 | 0.42886 | 10102.411 | 9621.3438 | -6203.2814 | -5722.2142 | 4807.0399 | -393.9768 | 14261.4596 | 0.28932 | 8822.4402 | 7.352 | -85.4566 | 7940.1962 | 6.6168 | -76.9109 | 8822.4402 | 7.352 | -85.4566 | 8822.4402 | 7.352 | -85.4566 | 7940.1962 | 6.6168 | -76.9109 | 44112.2011 | -427.2829 | 39700.981 | -384.5546 | 0.82503 | -0.44993 | 0.9167 | -0.49992 | 4.1252 | -2.2496 | 4.5835 | -2.4996 | 1.0944 | 0 | 1.216 | 0 | 5.4722 | 0 | 6.0802 | 0 | 0.61725 | 0.55552 | 3.0862 | 2.7776 | 0.00041607 | 227.0527 | 10378.7648 | 10605.8175 | 72.6829 | 17.7954 | 9.0831 | 83.7789 | 0 | 0 | 43.7124 | 0 | 0 | 0 | 6526.8759 | 3851.8889 | 0 | 0 | 10378.7648 | 0 | 0 | 35479.558 | 31931.6022 | -343.6647 | -309.2983 | 0.13749 | 0.85362 | 0.32349 | 0.31638 | 0.30842 | 0.30131 | 0.44663 | -0.186 | -0.17889 | -0.17093 | -0.16382 | 0.85362 | 0.85362 | 0.85362 | 0.85362 | -0.30914 | 0.85362
1428 | SCE | SCE-13-TP-001 | Central AC Brushless Fan Motor replacing Permanent Split Capacitor (PSC) Motor | Central AC Brushless Fan Motor replacing Permanent Split Capacitor (PSC) Motor | 0.75594 | 0.79218 | 15979.1059 | -80.7038 | 21031.2293 | 20069.0949 | 0.78686 | 0.8262 | 20204.8219 | 19242.6875 | -5132.8272 | -4170.6929 | 18191.3471 | -120.4261 | 38140.0159 | 0.41684 | 33386.8816 | 18.6828 | -26.1213 | 30048.1935 | 16.8145 | -23.5092 | 33386.8816 | 18.6828 | -26.1213 | 33386.8816 | 18.6828 | -26.1213 | 30048.1935 | 16.8145 | -23.5092 | 166934.4082 | -130.6067 | 150240.9674 | -117.546 | 3.1222 | -0.13753 | 3.4691 | -0.15281 | 15.6109 | -0.68764 | 17.3454 | -0.76405 | 4.1417 | 0 | 4.6019 | 0 | 20.7085 | 0 | 23.0095 | 0 | 2.3359 | 2.1023 | 11.6793 | 10.5114 | 0.0015144 | 826.4074 | 20757.5296 | 21583.937 | 264.5451 | 64.7703 | 33.0598 | 304.9313 | 0 | 0 | 159.1008 | 0 | 0 | 0 | 13053.7518 | 7703.7779 | 0 | 0 | 20757.5296 | 0 | 0 | 134265.7784 | 120839.2005 | -105.0473 | -94.5426 | 0.13223 | 0.85362 | 0.17404 | 0.1672 | 0.16608 | 0.15924 | 0.31563 | -0.041809 | -0.03497 | -0.033847 | -0.027008 | 0.85362 | 0.85362 | 0.85362 | 0.85362 | -0.18339 | 0.85362
1429 | SCE | SCE-13-TP-001 | 18 Watt Exterior Fixture (Dwelling Area) CFL replacing Exterior CFL Base Case, Total Watts = 2.84 x Msr Watts | 18 Watt Exterior Fixture (Dwelling Area) CFL replacing Exterior CFL Base Case, Total Watts = 2.84 x Msr Watts | 0 | 0 | 0 | 0 | 0 | 0 | 0 | 0 | 0 | 0 | 0 | 0 | 0 | 0 | 0 | 0 | 0 | 0 | 0 | 0 | 0 | 0 | 0 | 0 | 0 | 0 | 0 | 0 | 0 | 0 | 0 | 0 | 0 | 0 | 0 | 0 | 0 | 0 | 0 | 0 | 0 | 0 | 0 | 0 | 0 | 0 | 0 | 0 | 0 | 0 | 0 | 0 | 0 | 0 | 0 | 0 | 0 | 0 | 0 | 0 | 0 | 0 | 0 | 0 | 0 | 0 | 0 | 0 | 0 | 0 | 0 | 0 | 0 | 0 | 0 | 0 | 0 | 0 | 0 | 0 | 0 | 0 | 0 | 0 | 0 | 0 | 0 | 0 | 0 | 0 | 0 | 0 | 0 | 0 | 0 | 0 | 0
1430 | SCE | SCE-13-TP-001 | 18 Watt Exterior Fixture (Dwelling Area) CFL replacing Exterior CFL Base Case, Total Watts = 2.84 x Msr Watts | 18 Watt Exterior Fixture (Dwelling Area) CFL replacing Exterior CFL Base Case, Total Watts = 2.84 x Msr Watts | 0 | 0 | 0 | 0 | 0 | 0 | 0 | 0 | 0 | 0 | 0 | 0 | 0 | 0 | 0 | 0 | 0 | 0 | 0 | 0 | 0 | 0 | 0 | 0 | 0 | 0 | 0 | 0 | 0 | 0 | 0 | 0 | 0 | 0 | 0 | 0 | 0 | 0 | 0 | 0 | 0 | 0 | 0 | 0 | 0 | 0 | 0 | 0 | 0 | 0 | 0 | 0 | 0 | 0 | 0 | 0 | 0 | 0 | 0 | 0 | 0 | 0 | 0 | 0 | 0 | 0 | 0 | 0 | 0 | 0 | 0 | 0 | 0 | 0 | 0 | 0 | 0 | 0 | 0 | 0 | 0 | 0 | 0 | 0 | 0 | 0 | 0 | 0 | 0 | 0 | 0 | 0 | 0 | 0 | 0 | 0 | 0
1431 | SCE | SCE-13-TP-001 | 18 Watt Exterior Fixture (Dwelling Area) CFL replacing Exterior CFL Base Case, Total Watts = 2.84 x Msr Watts | 18 Watt Exterior Fixture (Dwelling Area) CFL replacing Exterior CFL Base Case, Total Watts = 2.84 x Msr Watts | 0 | 0 | 0 | 0 | 0 | 0 | 0 | 0 | 0 | 0 | 0 | 0 | 0 | 0 | 0 | 0 | 0 | 0 | 0 | 0 | 0 | 0 | 0 | 0 | 0 | 0 | 0 | 0 | 0 | 0 | 0 | 0 | 0 | 0 | 0 | 0 | 0 | 0 | 0 | 0 | 0 | 0 | 0 | 0 | 0 | 0 | 0 | 0 | 0 | 0 | 0 | 0 | 0 | 0 | 0 | 0 | 0 | 0 | 0 | 0 | 0 | 0 | 0 | 0 | 0 | 0 | 0 | 0 | 0 | 0 | 0 | 0 | 0 | 0 | 0 | 0 | 0 | 0 | 0 | 0 | 0 | 0 | 0 | 0 | 0 | 0 | 0 | 0 | 0 | 0 | 0 | 0 | 0 | 0 | 0 | 0 | 0
1432 | SCE | SCE-13-TP-001 | 18 Watt Exterior Fixture (Dwelling Area) CFL replacing Exterior CFL Base Case, Total Watts = 2.84 x Msr Watts | 18 Watt Exterior Fixture (Dwelling Area) CFL replacing Exterior CFL Base Case, Total Watts = 2.84 x Msr Watts | 0 | 0 | 0 | 0 | 0 | 0 | 0 | 0 | 0 | 0 | 0 | 0 | 0 | 0 | 0 | 0 | 0 | 0 | 0 | 0 | 0 | 0 | 0 | 0 | 0 | 0 | 0 | 0 | 0 | 0 | 0 | 0 | 0 | 0 | 0 | 0 | 0 | 0 | 0 | 0 | 0 | 0 | 0 | 0 | 0 | 0 | 0 | 0 | 0 | 0 | 0 | 0 | 0 | 0 | 0 | 0 | 0 | 0 | 0 | 0 | 0 | 0 | 0 | 0 | 0 | 0 | 0 | 0 | 0 | 0 | 0 | 0 | 0 | 0 | 0 | 0 | 0 | 0 | 0 | 0 | 0 | 0 | 0 | 0 | 0 | 0 | 0 | 0 | 0 | 0 | 0 | 0 | 0 | 0 | 0 | 0 | 0
1433 | SCE | SCE-13-TP-001 | 18 Watt Exterior Fixture (Dwelling Area) CFL replacing Exterior CFL Base Case, Total Watts = 2.84 x Msr Watts | 18 Watt Exterior Fixture (Dwelling Area) CFL replacing Exterior CFL Base Case, Total Watts = 2.84 x Msr Watts | 0 | 0 | 0 | 0 | 0 | 0 | 0 | 0 | 0 | 0 | 0 | 0 | 0 | 0 | 0 | 0 | 0 | 0 | 0 | 0 | 0 | 0 | 0 | 0 | 0 | 0 | 0 | 0 | 0 | 0 | 0 | 0 | 0 | 0 | 0 | 0 | 0 | 0 | 0 | 0 | 0 | 0 | 0 | 0 | 0 | 0 | 0 | 0 | 0 | 0 | 0 | 0 | 0 | 0 | 0 | 0 | 0 | 0 | 0 | 0 | 0 | 0 | 0 | 0 | 0 | 0 | 0 | 0 | 0 | 0 | 0 | 0 | 0 | 0 | 0 | 0 | 0 | 0 | 0 | 0 | 0 | 0 | 0 | 0 | 0 | 0 | 0 | 0 | 0 | 0 | 0 | 0 | 0 | 0 | 0 | 0 | 0
1434 | SCE | SCE-13-TP-001 | 18 Watt Exterior Fixture (Dwelling Area) CFL replacing Exterior CFL Base Case, Total Watts = 2.84 x Msr Watts | 18 Watt Exterior Fixture (Dwelling Area) CFL replacing Exterior CFL Base Case, Total Watts = 2.84 x Msr Watts | 0 | 0 | 0 | 0 | 0 | 0 | 0 | 0 | 0 | 0 | 0 | 0 | 0 | 0 | 0 | 0 | 0 | 0 | 0 | 0 | 0 | 0 | 0 | 0 | 0 | 0 | 0 | 0 | 0 | 0 | 0 | 0 | 0 | 0 | 0 | 0 | 0 | 0 | 0 | 0 | 0 | 0 | 0 | 0 | 0 | 0 | 0 | 0 | 0 | 0 | 0 | 0 | 0 | 0 | 0 | 0 | 0 | 0 | 0 | 0 | 0 | 0 | 0 | 0 | 0 | 0 | 0 | 0 | 0 | 0 | 0 | 0 | 0 | 0 | 0 | 0 | 0 | 0 | 0 | 0 | 0 | 0 | 0 | 0 | 0 | 0 | 0 | 0 | 0 | 0 | 0 | 0 | 0 | 0 | 0 | 0 | 0
1435 | SCE | SCE-13-TP-001 | 18 Watt Exterior Fixture (Dwelling Area) CFL replacing Exterior CFL Base Case, Total Watts = 2.84 x Msr Watts | 18 Watt Exterior Fixture (Dwelling Area) CFL replacing Exterior CFL Base Case, Total Watts = 2.84 x Msr Watts | 0 | 0 | 0 | 0 | 0 | 0 | 0 | 0 | 0 | 0 | 0 | 0 | 0 | 0 | 0 | 0 | 0 | 0 | 0 | 0 | 0 | 0 | 0 | 0 | 0 | 0 | 0 | 0 | 0 | 0 | 0 | 0 | 0 | 0 | 0 | 0 | 0 | 0 | 0 | 0 | 0 | 0 | 0 | 0 | 0 | 0 | 0 | 0 | 0 | 0 | 0 | 0 | 0 | 0 | 0 | 0 | 0 | 0 | 0 | 0 | 0 | 0 | 0 | 0 | 0 | 0 | 0 | 0 | 0 | 0 | 0 | 0 | 0 | 0 | 0 | 0 | 0 | 0 | 0 | 0 | 0 | 0 | 0 | 0 | 0 | 0 | 0 | 0 | 0 | 0 | 0 | 0 | 0 | 0 | 0 | 0 | 0
1436 | SCE | SCE-13-TP-001 | 36 Watt Interior Fixture (Dwelling Area) CFL replacing CFL Fixture Base Case, Total Watts = 3.53 x Msr Watts | 36 Watt Interior Fixture (Dwelling Area) CFL replacing CFL Fixture Base Case, Total Watts = 3.53 x Msr Watts | 0 | 0 | 0 | 0 | 0 | 0 | 0 | 0 | 0 | 0 | 0 | 0 | 0 | 0 | 0 | 0 | 0 | 0 | 0 | 0 | 0 | 0 | 0 | 0 | 0 | 0 | 0 | 0 | 0 | 0 | 0 | 0 | 0 | 0 | 0 | 0 | 0 | 0 | 0 | 0 | 0 | 0 | 0 | 0 | 0 | 0 | 0 | 0 | 0 | 0 | 0 | 0 | 0 | 0 | 0 | 0 | 0 | 0 | 0 | 0 | 0 | 0 | 0 | 0 | 0 | 0 | 0 | 0 | 0 | 0 | 0 | 0 | 0 | 0 | 0 | 0 | 0 | 0 | 0 | 0 | 0 | 0 | 0 | 0 | 0 | 0 | 0 | 0 | 0 | 0 | 0 | 0 | 0 | 0 | 0 | 0 | 0
1437 | SCE | SCE-13-TP-001 | 36 Watt Interior Fixture (Dwelling Area) CFL replacing CFL Fixture Base Case, Total Watts = 3.53 x Msr Watts | 36 Watt Interior Fixture (Dwelling Area) CFL replacing CFL Fixture Base Case, Total Watts = 3.53 x Msr Watts | 0 | 0 | 0 | 0 | 0 | 0 | 0 | 0 | 0 | 0 | 0 | 0 | 0 | 0 | 0 | 0 | 0 | 0 | 0 | 0 | 0 | 0 | 0 | 0 | 0 | 0 | 0 | 0 | 0 | 0 | 0 | 0 | 0 | 0 | 0 | 0 | 0 | 0 | 0 | 0 | 0 | 0 | 0 | 0 | 0 | 0 | 0 | 0 | 0 | 0 | 0 | 0 | 0 | 0 | 0 | 0 | 0 | 0 | 0 | 0 | 0 | 0 | 0 | 0 | 0 | 0 | 0 | 0 | 0 | 0 | 0 | 0 | 0 | 0 | 0 | 0 | 0 | 0 | 0 | 0 | 0 | 0 | 0 | 0 | 0 | 0 | 0 | 0 | 0 | 0 | 0 | 0 | 0 | 0 | 0 | 0 | 0
1438 | SCE | SCE-13-TP-001 | 36 Watt Interior Fixture (Dwelling Area) CFL replacing CFL Fixture Base Case, Total Watts = 3.53 x Msr Watts | 36 Watt Interior Fixture (Dwelling Area) CFL replacing CFL Fixture Base Case, Total Watts = 3.53 x Msr Watts | 0 | 0 | 0 | 0 | 0 | 0 | 0 | 0 | 0 | 0 | 0 | 0 | 0 | 0 | 0 | 0 | 0 | 0 | 0 | 0 | 0 | 0 | 0 | 0 | 0 | 0 | 0 | 0 | 0 | 0 | 0 | 0 | 0 | 0 | 0 | 0 | 0 | 0 | 0 | 0 | 0 | 0 | 0 | 0 | 0 | 0 | 0 | 0 | 0 | 0 | 0 | 0 | 0 | 0 | 0 | 0 | 0 | 0 | 0 | 0 | 0 | 0 | 0 | 0 | 0 | 0 | 0 | 0 | 0 | 0 | 0 | 0 | 0 | 0 | 0 | 0 | 0 | 0 | 0 | 0 | 0 | 0 | 0 | 0 | 0 | 0 | 0 | 0 | 0 | 0 | 0 | 0 | 0 | 0 | 0 | 0 | 0
1439 | SCE | SCE-13-TP-001 | 36 Watt Interior Fixture (Dwelling Area) CFL replacing CFL Fixture Base Case, Total Watts = 3.53 x Msr Watts | 36 Watt Interior Fixture (Dwelling Area) CFL replacing CFL Fixture Base Case, Total Watts = 3.53 x Msr Watts | 0 | 0 | 0 | 0 | 0 | 0 | 0 | 0 | 0 | 0 | 0 | 0 | 0 | 0 | 0 | 0 | 0 | 0 | 0 | 0 | 0 | 0 | 0 | 0 | 0 | 0 | 0 | 0 | 0 | 0 | 0 | 0 | 0 | 0 | 0 | 0 | 0 | 0 | 0 | 0 | 0 | 0 | 0 | 0 | 0 | 0 | 0 | 0 | 0 | 0 | 0 | 0 | 0 | 0 | 0 | 0 | 0 | 0 | 0 | 0 | 0 | 0 | 0 | 0 | 0 | 0 | 0 | 0 | 0 | 0 | 0 | 0 | 0 | 0 | 0 | 0 | 0 | 0 | 0 | 0 | 0 | 0 | 0 | 0 | 0 | 0 | 0 | 0 | 0 | 0 | 0 | 0 | 0 | 0 | 0 | 0 | 0
1440 | SCE | SCE-13-TP-001 | 36 Watt Interior Fixture (Dwelling Area) CFL replacing CFL Fixture Base Case, Total Watts = 3.53 x Msr Watts | 36 Watt Interior Fixture (Dwelling Area) CFL replacing CFL Fixture Base Case, Total Watts = 3.53 x Msr Watts | 0 | 0 | 0 | 0 | 0 | 0 | 0 | 0 | 0 | 0 | 0 | 0 | 0 | 0 | 0 | 0 | 0 | 0 | 0 | 0 | 0 | 0 | 0 | 0 | 0 | 0 | 0 | 0 | 0 | 0 | 0 | 0 | 0 | 0 | 0 | 0 | 0 | 0 | 0 | 0 | 0 | 0 | 0 | 0 | 0 | 0 | 0 | 0 | 0 | 0 | 0 | 0 | 0 | 0 | 0 | 0 | 0 | 0 | 0 | 0 | 0 | 0 | 0 | 0 | 0 | 0 | 0 | 0 | 0 | 0 | 0 | 0 | 0 | 0 | 0 | 0 | 0 | 0 | 0 | 0 | 0 | 0 | 0 | 0 | 0 | 0 | 0 | 0 | 0 | 0 | 0 | 0 | 0 | 0 | 0 | 0 | 0
1441 | SCE | SCE-13-TP-001 | 36 Watt Interior Fixture (Dwelling Area) CFL replacing CFL Fixture Base Case, Total Watts = 3.53 x Msr Watts | 36 Watt Interior Fixture (Dwelling Area) CFL replacing CFL Fixture Base Case, Total Watts = 3.53 x Msr Watts | 0 | 0 | 0 | 0 | 0 | 0 | 0 | 0 | 0 | 0 | 0 | 0 | 0 | 0 | 0 | 0 | 0 | 0 | 0 | 0 | 0 | 0 | 0 | 0 | 0 | 0 | 0 | 0 | 0 | 0 | 0 | 0 | 0 | 0 | 0 | 0 | 0 | 0 | 0 | 0 | 0 | 0 | 0 | 0 | 0 | 0 | 0 | 0 | 0 | 0 | 0 | 0 | 0 | 0 | 0 | 0 | 0 | 0 | 0 | 0 | 0 | 0 | 0 | 0 | 0 | 0 | 0 | 0 | 0 | 0 | 0 | 0 | 0 | 0 | 0 | 0 | 0 | 0 | 0 | 0 | 0 | 0 | 0 | 0 | 0 | 0 | 0 | 0 | 0 | 0 | 0 | 0 | 0 | 0 | 0 | 0 | 0
1442 | SCE | SCE-13-TP-001 | 36 Watt Interior Fixture (Dwelling Area) CFL replacing CFL Fixture Base Case, Total Watts = 3.53 x Msr Watts | 36 Watt Interior Fixture (Dwelling Area) CFL replacing CFL Fixture Base Case, Total Watts = 3.53 x Msr Watts | 0 | 0 | 0 | 0 | 0 | 0 | 0 | 0 | 0 | 0 | 0 | 0 | 0 | 0 | 0 | 0 | 0 | 0 | 0 | 0 | 0 | 0 | 0 | 0 | 0 | 0 | 0 | 0 | 0 | 0 | 0 | 0 | 0 | 0 | 0 | 0 | 0 | 0 | 0 | 0 | 0 | 0 | 0 | 0 | 0 | 0 | 0 | 0 | 0 | 0 | 0 | 0 | 0 | 0 | 0 | 0 | 0 | 0 | 0 | 0 | 0 | 0 | 0 | 0 | 0 | 0 | 0 | 0 | 0 | 0 | 0 | 0 | 0 | 0 | 0 | 0 | 0 | 0 | 0 | 0 | 0 | 0 | 0 | 0 | 0 | 0 | 0 | 0 | 0 | 0 | 0 | 0 | 0 | 0 | 0 | 0 | 0
1443 | SCE | SCE-13-TP-001 | 36 Watt Interior Fixture (Dwelling Area) CFL replacing CFL Fixture Base Case, Total Watts = 3.53 x Msr Watts | 36 Watt Interior Fixture (Dwelling Area) CFL replacing CFL Fixture Base Case, Total Watts = 3.53 x Msr Watts | 0 | 0 | 0 | 0 | 0 | 0 | 0 | 0 | 0 | 0 | 0 | 0 | 0 | 0 | 0 | 0 | 0 | 0 | 0 | 0 | 0 | 0 | 0 | 0 | 0 | 0 | 0 | 0 | 0 | 0 | 0 | 0 | 0 | 0 | 0 | 0 | 0 | 0 | 0 | 0 | 0 | 0 | 0 | 0 | 0 | 0 | 0 | 0 | 0 | 0 | 0 | 0 | 0 | 0 | 0 | 0 | 0 | 0 | 0 | 0 | 0 | 0 | 0 | 0 | 0 | 0 | 0 | 0 | 0 | 0 | 0 | 0 | 0 | 0 | 0 | 0 | 0 | 0 | 0 | 0 | 0 | 0 | 0 | 0 | 0 | 0 | 0 | 0 | 0 | 0 | 0 | 0 | 0 | 0 | 0 | 0 | 0
1444 | SCE | SCE-13-TP-001 | 19 Watt to < 20 Watt A-Lamp (Common Area) LED replacing A19 Basecase, Total Watts = 2.96 x Msr Watts | 19 Watt to < 20 Watt A-Lamp (Common Area) LED replacing A19 Basecase, Total Watts = 2.96 x Msr Watts | 0 | 0 | 0 | 0 | 0 | 0 | 0 | 0 | 0 | 0 | 0 | 0 | 0 | 0 | 0 | 0 | 0 | 0 | 0 | 0 | 0 | 0 | 0 | 0 | 0 | 0 | 0 | 0 | 0 | 0 | 0 | 0 | 0 | 0 | 0 | 0 | 0 | 0 | 0 | 0 | 0 | 0 | 0 | 0 | 0 | 0 | 0 | 0 | 0 | 0 | 0 | 0 | 0 | 0 | 0 | 0 | 0 | 0 | 0 | 0 | 0 | 0 | 0 | 0 | 0 | 0 | 0 | 0 | 0 | 0 | 0 | 0 | 0 | 0 | 0 | 0 | 0 | 0 | 0 | 0 | 0 | 0 | 0 | 0 | 0 | 0 | 0 | 0 | 0 | 0 | 0 | 0 | 0 | 0 | 0 | 0 | 0
1445 | SCE | SCE-13-TP-001 | 10 Watt to < 11 Watt A-Lamp (Common Area) LED replacing A19 Basecase, Total Watts = 2.96 x Msr Watts | 10 Watt to < 11 Watt A-Lamp (Common Area) LED replacing A19 Basecase, Total Watts = 2.96 x Msr Watts | 0 | 0 | 0 | 0 | 0 | 0 | 0 | 0 | 0 | 0 | 0 | 0 | 0 | 0 | 0 | 0 | 0 | 0 | 0 | 0 | 0 | 0 | 0 | 0 | 0 | 0 | 0 | 0 | 0 | 0 | 0 | 0 | 0 | 0 | 0 | 0 | 0 | 0 | 0 | 0 | 0 | 0 | 0 | 0 | 0 | 0 | 0 | 0 | 0 | 0 | 0 | 0 | 0 | 0 | 0 | 0 | 0 | 0 | 0 | 0 | 0 | 0 | 0 | 0 | 0 | 0 | 0 | 0 | 0 | 0 | 0 | 0 | 0 | 0 | 0 | 0 | 0 | 0 | 0 | 0 | 0 | 0 | 0 | 0 | 0 | 0 | 0 | 0 | 0 | 0 | 0 | 0 | 0 | 0 | 0 | 0 | 0
1446 | SCE | SCE-13-TP-001 | 10 Watt to < 11 Watt A-Lamp (Common Area) LED replacing A19 Basecase, Total Watts = 2.96 x Msr Watts | 10 Watt to < 11 Watt A-Lamp (Common Area) LED replacing A19 Basecase, Total Watts = 2.96 x Msr Watts | 0 | 0 | 0 | 0 | 0 | 0 | 0 | 0 | 0 | 0 | 0 | 0 | 0 | 0 | 0 | 0 | 0 | 0 | 0 | 0 | 0 | 0 | 0 | 0 | 0 | 0 | 0 | 0 | 0 | 0 | 0 | 0 | 0 | 0 | 0 | 0 | 0 | 0 | 0 | 0 | 0 | 0 | 0 | 0 | 0 | 0 | 0 | 0 | 0 | 0 | 0 | 0 | 0 | 0 | 0 | 0 | 0 | 0 | 0 | 0 | 0 | 0 | 0 | 0 | 0 | 0 | 0 | 0 | 0 | 0 | 0 | 0 | 0 | 0 | 0 | 0 | 0 | 0 | 0 | 0 | 0 | 0 | 0 | 0 | 0 | 0 | 0 | 0 | 0 | 0 | 0 | 0 | 0 | 0 | 0 | 0 | 0
1447 | SCE | SCE-13-TP-001 | 10 Watt to < 11 Watt A-Lamp (Common Area) LED replacing A19 Basecase, Total Watts = 2.96 x Msr Watts | 10 Watt to < 11 Watt A-Lamp (Common Area) LED replacing A19 Basecase, Total Watts = 2.96 x Msr Watts | 0 | 0 | 0 | 0 | 0 | 0 | 0 | 0 | 0 | 0 | 0 | 0 | 0 | 0 | 0 | 0 | 0 | 0 | 0 | 0 | 0 | 0 | 0 | 0 | 0 | 0 | 0 | 0 | 0 | 0 | 0 | 0 | 0 | 0 | 0 | 0 | 0 | 0 | 0 | 0 | 0 | 0 | 0 | 0 | 0 | 0 | 0 | 0 | 0 | 0 | 0 | 0 | 0 | 0 | 0 | 0 | 0 | 0 | 0 | 0 | 0 | 0 | 0 | 0 | 0 | 0 | 0 | 0 | 0 | 0 | 0 | 0 | 0 | 0 | 0 | 0 | 0 | 0 | 0 | 0 | 0 | 0 | 0 | 0 | 0 | 0 | 0 | 0 | 0 | 0 | 0 | 0 | 0 | 0 | 0 | 0 | 0
1448 | SCE | SCE-13-TP-001 | 16 Watt to < 17 Watt A-Lamp (Common Area) LED replacing A19 Basecase, Total Watts = 2.96 x Msr Watts | 16 Watt to < 17 Watt A-Lamp (Common Area) LED replacing A19 Basecase, Total Watts = 2.96 x Msr Watts | 0 | 0 | 0 | 0 | 0 | 0 | 0 | 0 | 0 | 0 | 0 | 0 | 0 | 0 | 0 | 0 | 0 | 0 | 0 | 0 | 0 | 0 | 0 | 0 | 0 | 0 | 0 | 0 | 0 | 0 | 0 | 0 | 0 | 0 | 0 | 0 | 0 | 0 | 0 | 0 | 0 | 0 | 0 | 0 | 0 | 0 | 0 | 0 | 0 | 0 | 0 | 0 | 0 | 0 | 0 | 0 | 0 | 0 | 0 | 0 | 0 | 0 | 0 | 0 | 0 | 0 | 0 | 0 | 0 | 0 | 0 | 0 | 0 | 0 | 0 | 0 | 0 | 0 | 0 | 0 | 0 | 0 | 0 | 0 | 0 | 0 | 0 | 0 | 0 | 0 | 0 | 0 | 0 | 0 | 0 | 0 | 0
1449 | SCE | SCE-13-TP-003 | Exterior LED fixture replacements (utilizing approved luminaries) | Exterior LED fixture replacements (utilizing approved luminaries) | 0 | 0 | 0 | 0 | 0 | 0 | 0 | 0 | 0 | 0 | 0 | 0 | 0 | 0 | 0 | 0 | 0 | 0 | 0 | 0 | 0 | 0 | 0 | 0 | 0 | 0 | 0 | 0 | 0 | 0 | 0 | 0 | 0 | 0 | 0 | 0 | 0 | 0 | 0 | 0 | 0 | 0 | 0 | 0 | 0 | 0 | 0 | 0 | 0 | 0 | 0 | 0 | 0 | 0 | 0 | 0 | 0 | 0 | 0 | 0 | 0 | 0 | 0 | 0 | 0 | 0 | 0 | 0 | 0 | 0 | 0 | 0 | 0 | 0 | 0 | 0 | 0 | 0 | 0 | 0 | 0 | 0 | 0 | 0 | 0 | 0 | 0 | 0 | 0 | 0 | 0 | 0 | 0 | 0 | 0 | 0 | 0
1450 | SCE | SCE-13-TP-003 | Supply air reset | Supply air reset | 0 | 0 | 0 | 0 | 3052.8768 | 355.3625 | 0 | 0 | 3052.8768 | 355.3625 | -3052.8768 | -355.3625 | 0 | 0 | 355.3625 | 0 | 0 | 2.3 | 0 | 0 | 1.495 | 0 | 0 | 2.5556 | 0 | 0 | 2.3 | 0 | 0 | 1.495 | 0 | 0 | 0 | 0 | 0 | 0 | 0 | 0 | 0 | 0 | 0 | 0 | 0 | 0 | 0 | 0 | 0 | 0 | 0 | 0 | 0 | 0 | 0 | 0 | 0 | 0 | 0 | 383.3377 | 383.3377 | 0 | 0 | 0 | 0 | 0 | 0 | 0 | 0 | 0 | 0 | 0 | 0 | 383.3377 | 0 | 4830.5743 | 0 | 2668.3421 | 0 | 0 | 0 | 0 | 0 | 0 | 0 | 0 | 0 | 0 | 0 | 0 | 0 | 0 | 0 | 0 | 0 | 0 | 0 | 0 | 0
1451 | SCE | SCE-13-TP-003 | Revise supply fan schedule retrocommissioning | Revise supply fan schedule retrocommissioning | 1.3659 | 2.0427 | 65817.0675 | 0 | 48186.1198 | 32220.7694 | 2.4269 | 5.9003 | 27120.1801 | 11154.8298 | 17630.9477 | 33596.298 | 69661.1813 | 0 | 101881.9507 | 0.64601 | 135370.9289 | 0 | 0 | 115065.2912 | 0 | 0 | 150412.1432 | 0 | 0 | 135370.9289 | 0 | 0 | 115065.2912 | 0 | 0 | 676854.6444 | 0 | 575326.4558 | 0 | 11.9559 | 0 | 14.0658 | 0 | 59.7796 | 0 | 70.329 | 0 | 15.8601 | 0 | 18.6589 | 0 | 79.3004 | 0 | 93.2945 | 0 | 9.471 | 8.0504 | 47.355 | 40.2518 | 0.02722 | 21065.9396 | 12032.9715 | 33098.9111 | 1277.7843 | 3106.5297 | 697.8539 | 15663.0221 | 0 | 0 | 320.7496 | 0 | 0 | 0 | 0 | 0 | 12032.9715 | 0 | 31586.5501 | 0 | 15642.8631 | 544395.9496 | 462736.5637 | 0 | 0 | 0.14223 | 0 | 0.10413 | 0.058608 | 0.069631 | 0.024106 | 0.22017 | 0.038101 | 0.083626 | 0.072604 | 0.11813 | 0 | 0 | 0 | 0 | -0.077938 | 0
1452 | SCE | SCE-13-TP-003 | Revise supply fan schedule retrocommissioning | Revise supply fan schedule retrocommissioning | 0 | 0 | 0 | 0 | 163.6093 | 72.6064 | 0 | 0 | 163.6093 | 72.6064 | -163.6093 | -72.6064 | 0 | 0 | 72.6064 | 0 | 0 | 0.46993 | 0 | 0 | 0.39944 | 0 | 0 | 0.52215 | 0 | 0 | 0.46993 | 0 | 0 | 0.39944 | 0 | 0 | 0 | 0 | 0 | 0 | 0 | 0 | 0 | 0 | 0 | 0 | 0 | 0 | 0 | 0 | 0 | 0 | 0 | 0 | 0 | 0 | 0 | 0 | 0 | 0 | 0 | 78.3222 | 78.3222 | 0 | 0 | 0 | 0 | 0 | 0 | 0 | 0 | 0 | 0 | 0 | 0 | 78.3222 | 0 | 189.2055 | 0 | 88.7066 | 0 | 0 | 0 | 0 | 0 | 0 | 0 | 0 | 0 | 0 | 0 | 0 | 0 | 0 | 0 | 0 | 0 | 0 | 0 | 0 | 0
1453 | SCE | SCE-13-TP-003 | Optimize zone set-up and setback- retrocommissioning | Optimize zone set-up and setback- retrocommissioning | 0 | 0 | 0 | 0 | 311.7201 | 139.0771 | 0 | 0 | 311.7201 | 139.0771 | -311.7201 | -139.0771 | 0 | 0 | 139.0771 | 0 | 0 | 0.90015 | 0 | 0 | 0.76513 | 0 | 0 | 1.0002 | 0 | 0 | 0.90015 | 0 | 0 | 0.76513 | 0 | 0 | 0 | 0 | 0 | 0 | 0 | 0 | 0 | 0 | 0 | 0 | 0 | 0 | 0 | 0 | 0 | 0 | 0 | 0 | 0 | 0 | 0 | 0 | 0 | 0 | 0 | 150.0257 | 150.0257 | 0 | 0 | 0 | 0 | 0 | 0 | 0 | 0 | 0 | 0 | 0 | 0 | 150.0257 | 0 | 360.2994 | 0 | 168.219 | 0 | 0 | 0 | 0 | 0 | 0 | 0 | 0 | 0 | 0 | 0 | 0 | 0 | 0 | 0 | 0 | 0 | 0 | 0 | 0 | 0
1454 | SCE | SCE-13-TP-003 | Supply air reset | Supply air reset | 0.8388 | 1.3594 | 33397.2076 | 0 | 39815.6493 | 24567.8429 | 1.1466 | 2.4064 | 29126.2706 | 13878.4641 | -6418.4417 | 8829.3648 | 35347.806 | 0 | 59915.6489 | 0.5574 | 89826.1109 | 0 | 0 | 58386.9742 | 0 | 0 | 99806.7899 | 0 | 0 | 89826.1109 | 0 | 0 | 58386.9742 | 0 | 0 | 449130.5545 | 0 | 291934.8711 | 0 | 6.0667 | 0 | 9.3334 | 0 | 30.3337 | 0 | 46.6672 | 0 | 8.0478 | 0 | 12.3812 | 0 | 40.239 | 0 | 61.9061 | 0 | 6.2845 | 4.0849 | 31.4227 | 20.4247 | 0.013812 | 10689.3787 | 14971.0185 | 25660.3972 | 648.3794 | 1576.33 | 354.1083 | 7947.8048 | 0 | 0 | 162.7563 | 0 | 0 | 0 | 0 | 0 | 14971.0185 | 0 | 39124.2616 | 0 | 14491.9465 | 361236.8722 | 234803.9756 | 0 | 0 | 0.14223 | 0 | 0.16957 | 0.12405 | 0.10463 | 0.059107 | 0.25517 | -0.027335 | 0.018189 | 0.037603 | 0.083128 | 0 | 0 | 0 | 0 | -0.11294 | 0
1455 | SCE | SCE-13-TP-003 | Improved chiller sequencing | Improved chiller sequencing | 0 | 0 | 0 | 0 | 15650.3992 | 1775.7897 | 0 | 0 | 15650.3992 | 1775.7897 | -15650.3992 | -1775.7897 | 0 | 0 | 1775.7897 | 0 | 0 | 11.4935 | 0 | 0 | 7.4708 | 0 | 0 | 12.7706 | 0 | 0 | 11.4935 | 0 | 0 | 7.4708 | 0 | 0 | 0 | 0 | 0 | 0 | 0 | 0 | 0 | 0 | 0 | 0 | 0 | 0 | 0 | 0 | 0 | 0 | 0 | 0 | 0 | 0 | 0 | 0 | 0 | 0 | 0 | 1915.5852 | 1915.5852 | 0 | 0 | 0 | 0 | 0 | 0 | 0 | 0 | 0 | 0 | 0 | 0 | 1915.5852 | 0 | 24794.1707 | 0 | 13727.1518 | 0 | 0 | 0 | 0 | 0 | 0 | 0 | 0 | 0 | 0 | 0 | 0 | 0 | 0 | 0 | 0 | 0 | 0 | 0 | 0 | 0
1456 | SCE | SCE-13-TP-003 | Optimize zone set-up and setback- retrocommissioning | Optimize zone set-up and setback- retrocommissioning | 1.3659 | 2.0427 | 69238.002 | 0 | 50690.661 | 33895.4892 | 2.4269 | 5.9003 | 28529.7896 | 11734.6177 | 18547.3409 | 35342.5128 | 73281.9189 | 0 | 107177.4081 | 0.64601 | 142407.023 | 0 | 0 | 121045.9712 | 0 | 0 | 158230.0255 | 0 | 0 | 142407.023 | 0 | 0 | 121045.9712 | 0 | 0 | 712035.1148 | 0 | 605229.8561 | 0 | 12.5774 | 0 | 14.7969 | 0 | 62.8868 | 0 | 73.9844 | 0 | 16.6844 | 0 | 19.6287 | 0 | 83.4221 | 0 | 98.1436 | 0 | 9.9633 | 8.4688 | 49.8164 | 42.3439 | 0.028635 | 22160.8714 | 12658.402 | 34819.2735 | 1344.1989 | 3267.9959 | 734.1259 | 16477.1297 | 0 | 0 | 337.421 | 0 | 0 | 0 | 0 | 0 | 12658.402 | 0 | 33228.3054 | 0 | 16455.9229 | 572691.6934 | 486787.9462 | 0 | 0 | 0.14223 | 0 | 0.10413 | 0.058608 | 0.069631 | 0.024106 | 0.22017 | 0.038101 | 0.083626 | 0.072604 | 0.11813 | 0 | 0 | 0 | 0 | -0.077938 | 0
1457 | SCE | SCE-13-TP-003 | Improved chiller sequencing | Improved chiller sequencing | 1.0765 | 2.0412 | 32959.9412 | 0 | 30618.0233 | 16147.3593 | 1.6424 | 5.8879 | 20068.5996 | 5597.9356 | 2341.9179 | 16812.5819 | 34211.4821 | 0 | 50358.8414 | 0.6545 | 67934.496 | 0 | 0 | 44157.424 | 0 | 0 | 75482.7734 | 0 | 0 | 67934.496 | 0 | 0 | 44157.424 | 0 | 0 | 455161.1105 | 0 | 295854.7327 | 0 | 4.5882 | 0 | 7.0588 | 0 | 30.741 | 0 | 47.2938 | 0 | 6.0865 | 0 | 9.3638 | 0 | 40.7793 | 0 | 62.7373 | 0 | 4.7529 | 3.0894 | 31.8446 | 20.699 | 0.013631 | 10549.4237 | 6038.6219 | 16588.0456 | 639.8902 | 1555.6912 | 349.472 | 7843.7449 | 0 | 0 | 160.6253 | 0 | 0 | 0 | 0 | 0 | 6038.6219 | 0 | 29589.2472 | 0 | 14130.3757 | 345399.7207 | 224509.8267 | 0 | 0 | 0.14681 | 0 | 0.13638 | 0.089389 | 0.071923 | 0.024934 | 0.22431 | 0.010431 | 0.05742 | 0.074886 | 0.12187 | 0 | 0 | 0 | 0 | -0.077497 | 0
1458 | SCE | SCE-13-TP-003 | Interior LED fixture replacement (utilizing approved luminaries) | Interior LED fixture replacement (utilizing approved luminaries) | 0 | 0 | 0 | 0 | 4230.5663 | 1450.0834 | 0 | 0 | 4230.5663 | 1450.0834 | -4230.5663 | -1450.0834 | 0 | 0 | 1450.0834 | 0 | 0 | 9.3854 | 0 | 0 | 8.4469 | 0 | 0 | 10.4283 | 0 | 0 | 9.3854 | 0 | 0 | 8.4469 | 0 | 0 | 0 | 0 | 0 | 0 | 0 | 0 | 0 | 0 | 0 | 0 | 0 | 0 | 0 | 0 | 0 | 0 | 0 | 0 | 0 | 0 | 0 | 0 | 0 | 0 | 0 | 1564.2383 | 1564.2383 | 0 | 0 | 0 | 0 | 0 | 0 | 0 | 0 | 0 | 0 | 0 | 0 | 1564.2383 | 0 | 4809.9703 | 0 | 2758.8723 | 0 | 0 | 0 | 0 | 0 | 0 | 0 | 0 | 0 | 0 | 0 | 0 | 0 | 0 | 0 | 0 | 0 | 0 | 0 | 0 | 0
1459 | SCE | SCE-13-TP-003 | Interior LED recessed, surface and pendant-mounted downlights | Interior LED recessed, surface and pendant-mounted downlights | 1.6853 | 2.3997 | 31089.7819 | 0 | 18447.7866 | 12955.9528 | 3.6589 | 10.3456 | 8496.9412 | 3005.1073 | 12641.9952 | 18133.829 | 39886.9025 | 0 | 52842.8554 | 0.58834 | 36468.8821 | 0 | 0 | 32821.9948 | 0 | 0 | 40520.9801 | 0 | 0 | 36468.8821 | 0 | 0 | 32821.9948 | 0 | 0 | 437626.5853 | 0 | 393863.9372 | 0 | 4.1129 | 0 | 4.5699 | 0 | 49.3551 | 0 | 54.839 | 0 | 4.2623 | 0 | 4.7359 | 0 | 51.1474 | 0 | 56.8305 | 0 | 2.4908 | 2.2417 | 29.8898 | 26.9009 | 0.012858 | 9950.8455 | 3241.6784 | 13192.5239 | 603.5826 | 1467.4207 | 329.6429 | 7398.6879 | 0 | 0 | 151.5114 | 0 | 0 | 0 | 0 | 0 | 3241.6784 | 0 | 9643.9933 | 0 | 5441.9678 | 279310.0177 | 251379.0226 | 0 | 0 | 0.12368 | 0 | 0.073386 | 0.033801 | 0.05154 | 0.011954 | 0.21021 | 0.050291 | 0.089876 | 0.072137 | 0.11172 | 0 | 0 | 0 | 0 | -0.086535 | 0
1460 | SCE | SCE-13-TP-003 | Interior LED recessed, surface and pendant-mounted downlights | Interior LED recessed, surface and pendant-mounted downlights | 0 | 0 | 0 | 0 | 2738.8631 | 991.9471 | 0 | 0 | 2738.8631 | 991.9471 | -2738.8631 | -991.9471 | 0 | 0 | 991.9471 | 0 | 0 | 6.4202 | 0 | 0 | 5.7782 | 0 | 0 | 7.1336 | 0 | 0 | 6.4202 | 0 | 0 | 5.7782 | 0 | 0 | 0 | 0 | 0 | 0 | 0 | 0 | 0 | 0 | 0 | 0 | 0 | 0 | 0 | 0 | 0 | 0 | 0 | 0 | 0 | 0 | 0 | 0 | 0 | 0 | 0 | 1070.0361 | 1070.0361 | 0 | 0 | 0 | 0 | 0 | 0 | 0 | 0 | 0 | 0 | 0 | 0 | 1070.0361 | 0 | 3104.4101 | 0 | 1729.218 | 0 | 0 | 0 | 0 | 0 | 0 | 0 | 0 | 0 | 0 | 0 | 0 | 0 | 0 | 0 | 0 | 0 | 0 | 0 | 0 | 0
1461 | SCE | SCE-13-TP-003 | Interior LED fixture replacement (utilizing approved luminaries) | Interior LED fixture replacement (utilizing approved luminaries) | 1.6853 | 2.3997 | 58491.1889 | 0 | 34706.9972 | 24374.8601 | 3.6589 | 10.3456 | 15985.8372 | 5653.7001 | 23784.1917 | 34116.3288 | 75041.773 | 0 | 99416.6331 | 0.58834 | 68611.2332 | 0 | 0 | 61750.1115 | 0 | 0 | 76234.7036 | 0 | 0 | 68611.2332 | 0 | 0 | 61750.1115 | 0 | 0 | 823334.7984 | 0 | 741001.3382 | 0 | 7.7379 | 0 | 8.5977 | 0 | 92.855 | 0 | 103.1722 | 0 | 8.0189 | 0 | 8.9099 | 0 | 96.2269 | 0 | 106.9188 | 0 | 4.6861 | 4.2175 | 56.2337 | 50.6103 | 0.024191 | 18721.1601 | 6098.7763 | 24819.9364 | 1135.5584 | 2760.7522 | 620.1781 | 13919.6233 | 0 | 0 | 285.048 | 0 | 0 | 0 | 0 | 0 | 6098.7763 | 0 | 18143.8594 | 0 | 10238.321 | 525483.7454 | 472935.3834 | 0 | 0 | 0.12368 | 0 | 0.073386 | 0.033801 | 0.05154 | 0.011954 | 0.21021 | 0.050291 | 0.089876 | 0.072137 | 0.11172 | 0 | 0 | 0 | 0 | -0.086535 | 0
1462 | SCE | SCE-13-TP-003 | Adjust condenser water reset retrocommissioning | Adjust condenser water reset retrocommissioning | 1.4497 | 2.2225 | 149053.3073 | 0 | 102819.4536 | 67065.9592 | 2.7045 | 7.6995 | 55112.2541 | 19358.7596 | 46233.8536 | 81987.3481 | 154713.0964 | 0 | 221779.0555 | 0.67208 | 234930.8162 | 0 | 0 | 199691.1966 | 0 | 0 | 261034.2402 | 0 | 0 | 234930.8162 | 0 | 0 | 199691.1966 | 0 | 0 | 1574036.4238 | 0 | 1337930.979 | 0 | 20.749 | 0 | 24.4106 | 0 | 139.0185 | 0 | 163.5512 | 0 | 27.5245 | 0 | 32.3818 | 0 | 184.4143 | 0 | 216.9579 | 0 | 16.4366 | 13.9711 | 110.1249 | 93.6062 | 0.061645 | 47707.1996 | 20882.7392 | 68589.9388 | 2893.7475 | 7035.2348 | 1580.4021 | 35471.4262 | 0 | 0 | 726.389 | 0 | 0 | 0 | 0 | 0 | 20882.7392 | 0 | 65028.5973 | 0 | 35316.687 | 1194460.0022 | 1015291.0161 | 0 | 0 | 0.14681 | 0 | 0.10127 | 0.054282 | 0.066056 | 0.019067 | 0.21844 | 0.045538 | 0.092526 | 0.080753 | 0.12774 | 0 | 0 | 0 | 0 | -0.07163 | 0
1463 | SCE | SCE-13-TP-003 | Adjust condenser water reset retrocommissioning | Adjust condenser water reset retrocommissioning | 0 | 0 | 0 | 0 | 3352.9222 | 938.7705 | 0 | 0 | 3352.9222 | 938.7705 | -3352.9222 | -938.7705 | 0 | 0 | 938.7705 | 0 | 0 | 6.076 | 0 | 0 | 5.1646 | 0 | 0 | 6.7512 | 0 | 0 | 6.076 | 0 | 0 | 5.1646 | 0 | 0 | 0 | 0 | 0 | 0 | 0 | 0 | 0 | 0 | 0 | 0 | 0 | 0 | 0 | 0 | 0 | 0 | 0 | 0 | 0 | 0 | 0 | 0 | 0 | 0 | 0 | 1012.6733 | 1012.6733 | 0 | 0 | 0 | 0 | 0 | 0 | 0 | 0 | 0 | 0 | 0 | 0 | 1012.6733 | 0 | 4016.8701 | 0 | 2403.3574 | 0 | 0 | 0 | 0 | 0 | 0 | 0 | 0 | 0 | 0 | 0 | 0 | 0 | 0 | 0 | 0 | 0 | 0 | 0 | 0 | 0
1464 | SCE | SCE-13-TP-003 | Variable speed chiller plant optimization | Variable speed chiller plant optimization | 1.5102 | 2.0534 | 600749.4045 | 0 | 397796.7996 | 292557.8173 | 2.9231 | 5.9909 | 205516.1165 | 100277.1342 | 202952.6049 | 308191.5872 | 596475.3541 | 0 | 889033.1714 | 0.67573 | 649027.5063 | 0 | 0 | 421867.8945 | 0 | 0 | 721141.6736 | 0 | 0 | 649027.5063 | 0 | 0 | 421867.8945 | 0 | 0 | 9735412.5938 | 0 | 6328018.4181 | 0 | 42.7132 | 0 | 65.7126 | 0 | 640.6982 | 0 | 985.6895 | 0 | 58.2422 | 0 | 89.6034 | 0 | 873.6327 | 0 | 1344.0503 | 0 | 45.4384 | 29.5349 | 681.5753 | 443.024 | 0.24846 | 192280.6831 | 108171.251 | 300451.9341 | 11663.0563 | 28355.044 | 6369.7053 | 142965.2153 | 0 | 0 | 2927.6622 | 0 | 0 | 0 | 0 | 0 | 108171.251 | 0 | 274502.2421 | 0 | 99798.5986 | 5664360.9723 | 3681834.767 | 0 | 0 | 0.16317 | 0 | 0.10804 | 0.055819 | 0.07946 | 0.027236 | 0.24146 | 0.055123 | 0.10735 | 0.083706 | 0.13593 | 0 | 0 | 0 | 0 | -0.078299 | 0
1465 | SCE | SCE-13-TP-003 | Variable speed chiller plant optimization | Variable speed chiller plant optimization | 0 | 0 | 0 | 0 | 126230.2639 | 9833.57 | 0 | 0 | 126230.2639 | 9833.57 | -126230.2639 | -9833.57 | 0 | 0 | 9833.57 | 0 | 0 | 63.6462 | 0 | 0 | 41.37 | 0 | 0 | 70.718 | 0 | 0 | 63.6462 | 0 | 0 | 41.37 | 0 | 0 | 0 | 0 | 0 | 0 | 0 | 0 | 0 | 0 | 0 | 0 | 0 | 0 | 0 | 0 | 0 | 0 | 0 | 0 | 0 | 0 | 0 | 0 | 0 | 0 | 0 | 10607.6981 | 10607.6981 | 0 | 0 | 0 | 0 | 0 | 0 | 0 | 0 | 0 | 0 | 0 | 0 | 10607.6981 | 0 | 202960.6233 | 0 | 115411.7597 | 0 | 0 | 0 | 0 | 0 | 0 | 0 | 0 | 0 | 0 | 0 | 0 | 0 | 0 | 0 | 0 | 0 | 0 | 0 | 0 | 0
1466 | SCE | SCE-13-TP-003 | Variable Speed Drive on Condenser Water Pump Control | Variable Speed Drive on Condenser Water Pump Control | 1.8388 | 2.0378 | 281227.394 | 0 | 152938.84 | 138007.139 | 4.4691 | 5.8595 | 62926.9399 | 47995.2388 | 128288.554 | 143220.255 | 279226.5929 | 0 | 417233.7319 | 0.67403 | 303827.7073 | 15.6841 | 0 | 197488.017 | 10.1946 | 0 | 303827.7073 | 15.6841 | 0 | 303827.7073 | 15.6841 | 0 | 197488.017 | 10.1946 | 0 | 4557415.6092 | 0 | 2962320.2547 | 0 | 19.9952 | 0 | 30.7619 | 0 | 299.9285 | 0 | 461.4285 | 0 | 27.2648 | 0 | 41.9458 | 0 | 408.9716 | 0 | 629.1871 | 0 | 21.2709 | 13.8261 | 319.0642 | 207.3918 | 0.11631 | 90011.9002 | 51773.568 | 141785.4682 | 5459.7989 | 13273.7795 | 2981.835 | 66925.9672 | 0 | 0 | 1370.5196 | 0 | 0 | 0 | 0 | 0 | 51773.568 | 0 | 72571.2456 | 0 | 12478.6071 | 2651643.8685 | 1723568.5777 | 0 | 0 | 0.16317 | 0 | 0.088734 | 0.03651 | 0.080071 | 0.027846 | 0.24208 | 0.074432 | 0.12666 | 0.083095 | 0.13532 | 0 | 0 | 0 | 0 | -0.07891 | 0
1467 | SCE | SCE-13-TP-003 | HVAC zone control | HVAC zone control | 0.65721 | 1.846 | 71737.4058 | 0 | 109154.4655 | 38860.0644 | 0.83228 | 4.512 | 86193.6148 | 15899.2137 | -37417.0597 | 32877.3414 | 75927.303 | 0 | 114787.3674 | 0.62496 | 192947.0342 | 0 | 0 | 125415.5769 | 0 | 0 | 214385.5936 | 0 | 0 | 192947.0342 | 0 | 0 | 125415.5769 | 0 | 0 | 964735.1712 | 0 | 627077.8843 | 0 | 13.0314 | 0 | 20.0483 | 0 | 65.1569 | 0 | 100.2414 | 0 | 17.2867 | 0 | 26.5949 | 0 | 86.4335 | 0 | 132.9747 | 0 | 13.4992 | 8.7745 | 67.4961 | 43.8725 | 0.029669 | 22960.8507 | 17150.8475 | 40111.6982 | 1392.7228 | 3385.9664 | 760.6269 | 17071.9331 | 0 | 0 | 349.6015 | 0 | 0 | 0 | 0 | 0 | 17150.8475 | 0 | 132490.2968 | 0 | 69203.6724 | 775939.0055 | 504360.3721 | 0 | 0 | 0.14223 | 0 | 0.21642 | 0.1709 | 0.077048 | 0.031524 | 0.22759 | -0.074187 | -0.028662 | 0.065186 | 0.11071 | 0 | 0 | 0 | 0 | -0.085356 | 0
1468 | SCE | SCE-13-TP-003 | Pressure Independent CHW Valves on AHU CHW Coils | Pressure Independent CHW Valves on AHU CHW Coils | 1.1353 | 2.4318 | 157385.5244 | 0 | 138628.4175 | 64718.5439 | 1.7833 | 10.9719 | 88254.3416 | 14344.4679 | 18757.1068 | 92666.9805 | 159983.9095 | 0 | 224702.4534 | 0.70042 | 174079.209 | 0 | 0 | 113151.49 | 0 | 0 | 193421.3434 | 0 | 0 | 174079.209 | 0 | 0 | 113151.49 | 0 | 0 | 2611188.1354 | 0 | 1697272.3502 | 0 | 11.7571 | 0 | 18.0878 | 0 | 176.3561 | 0 | 271.3171 | 0 | 15.5963 | 0 | 23.9943 | 0 | 233.9442 | 0 | 359.9142 | 0 | 12.1792 | 7.9165 | 182.6875 | 118.7469 | 0.065091 | 50374.076 | 15473.7075 | 65847.7834 | 3055.5107 | 7428.5109 | 1668.7481 | 37454.3116 | 0 | 0 | 766.9948 | 0 | 0 | 0 | 0 | 0 | 15473.7075 | 0 | 136942.3111 | 0 | 72881.1651 | 1519269.1653 | 987524.9937 | 0 | 0 | 0.15937 | 0 | 0.14038 | 0.089369 | 0.065536 | 0.014526 | 0.22754 | 0.018994 | 0.070004 | 0.093838 | 0.14485 | 0 | 0 | 0 | 0 | -0.068167 | 0
1469 | SCE | SCE-13-TP-003 | Pressure Independent CHW Valves on AHU CHW Coils | Pressure Independent CHW Valves on AHU CHW Coils | 0 | 0 | 0 | 0 | 84048.8213 | 3669.6928 | 0 | 0 | 84048.8213 | 3669.6928 | -84048.8213 | -3669.6928 | 0 | 0 | 3669.6928 | 0 | 0 | 23.7515 | 0 | 0 | 15.4385 | 0 | 0 | 26.3905 | 0 | 0 | 23.7515 | 0 | 0 | 15.4385 | 0 | 0 | 0 | 0 | 0 | 0 | 0 | 0 | 0 | 0 | 0 | 0 | 0 | 0 | 0 | 0 | 0 | 0 | 0 | 0 | 0 | 0 | 0 | 0 | 0 | 0 | 0 | 3958.582 | 3958.582 | 0 | 0 | 0 | 0 | 0 | 0 | 0 | 0 | 0 | 0 | 0 | 0 | 3958.582 | 0 | 137049.1703 | 0 | 79854.3562 | 0 | 0 | 0 | 0 | 0 | 0 | 0 | 0 | 0 | 0 | 0 | 0 | 0 | 0 | 0 | 0 | 0 | 0 | 0 | 0 | 0
1470 | SCE | SCE-13-TP-003 | Variable Speed Drive on Chilled Water Pump Control | Variable Speed Drive on Chilled Water Pump Control | 2.4604 | 2.654 | 721106.5061 | 0 | 293081.3307 | 271708.1775 | 11.5788 | 17.6288 | 62278.1863 | 40905.0331 | 428025.1754 | 449398.3286 | 715976.1714 | 0 | 987684.3489 | 0.7301 | 779056.8811 | 71.5451 | 0 | 506386.9913 | 46.5043 | 0 | 779056.8811 | 71.5451 | 0 | 779056.8811 | 71.5451 | 0 | 506386.9913 | 46.5043 | 0 | 11685853.2168 | 0 | 7595804.8695 | 0 | 51.2706 | 0 | 78.8778 | 0 | 769.0588 | 0 | 1183.1674 | 0 | 69.9107 | 0 | 107.5549 | 0 | 1048.6606 | 0 | 1613.324 | 0 | 54.5417 | 35.4521 | 818.1255 | 531.7816 | 0.29823 | 230803.1444 | 44125.2 | 274928.3444 | 13999.6906 | 34035.8335 | 7645.8435 | 171607.5724 | 0 | 0 | 3514.2045 | 0 | 0 | 0 | 0 | 0 | 44125.2 | 0 | 76201.2787 | 0 | 19245.648 | 6799187.0145 | 4419471.7215 | 0 | 0 | 0.16317 | 0 | 0.066316 | 0.014092 | 0.06148 | 0.0092556 | 0.22348 | 0.09685 | 0.14907 | 0.10169 | 0.15391 | 0 | 0 | 0 | 0 | -0.060319 | 0
1471 | SCE | SCE-13-TP-003 | Variable Speed Drive on HVAC Fan Control | Variable Speed Drive on HVAC Fan Control | 1.6639 | 2.381 | 114623.4427 | 0 | 68890.4225 | 48140.7097 | 3.5594 | 10.0078 | 32203.1221 | 11453.4093 | 45733.0203 | 66482.7331 | 116515.8395 | 0 | 164656.5491 | 0.69614 | 126781.4071 | 17.124 | 0 | 82407.9177 | 11.1306 | 0 | 126781.4071 | 17.124 | 0 | 126781.4071 | 17.124 | 0 | 82407.9177 | 11.1306 | 0 | 1901721.1072 | 0 | 1236118.765 | 0 | 8.5626 | 0 | 13.1733 | 0 | 128.4397 | 0 | 197.5995 | 0 | 11.3587 | 0 | 17.475 | 0 | 170.3809 | 0 | 262.1245 | 0 | 8.8701 | 5.7655 | 133.0508 | 86.483 | 0.047406 | 36687.3004 | 12355.056 | 49042.3564 | 2225.32 | 5410.1639 | 1215.3446 | 27277.8717 | 0 | 0 | 558.6002 | 0 | 0 | 0 | 0 | 0 | 12355.056 | 0 | 45840.3465 | 0 | 20091.1751 | 1106479.537 | 719211.7254 | 0 | 0 | 0.15937 | 0 | 0.095786 | 0.044776 | 0.066935 | 0.015925 | 0.22894 | 0.063588 | 0.1146 | 0.092438 | 0.14345 | 0 | 0 | 0 | 0 | -0.069567 | 0
1472 | SCE | SCE-13-TP-003 | Optimize condenser water pump VFD - retrocommissioning | Optimize condenser water pump VFD - retrocommissioning | 1.5132 | 1.414 | 31049.5878 | 0 | 20519.0571 | 21959.3699 | 2.9344 | 2.5829 | 10581.0765 | 12021.3893 | 10530.5306 | 9090.2179 | 57408.6043 | 0 | 79367.9742 | 0.39121 | 145887.1775 | 0 | 0 | 94826.6688 | 0 | 0 | 162096.8639 | 0 | 0 | 145887.1775 | 0 | 0 | 94826.6688 | 0 | 0 | 729435.8875 | 0 | 474133.3442 | 0 | 10.5351 | 0 | 16.2078 | 0 | 52.6753 | 0 | 81.039 | 0 | 11.1584 | 0 | 17.1667 | 0 | 55.7919 | 0 | 85.8337 | 0 | 9.6005 | 6.2403 | 48.0027 | 31.2017 | 0.012841 | 9937.9806 | 12967.7491 | 22905.7297 | 602.8022 | 1465.5236 | 329.2167 | 7389.1226 | 0 | 0 | 151.3155 | 0 | 0 | 0 | 0 | 0 | 12967.7491 | 0 | 9579.9247 | 0 | -2032.6948 | 586687.1801 | 381346.681 | 0 | 0 | 0.081421 | 0 | 0.053807 | 0.027747 | 0.057584 | 0.031524 | 0.20813 | 0.027614 | 0.053674 | 0.023837 | 0.049897 | 0 | 0 | 0 | 0 | -0.1267 | 0
1473 | SCE | SCE-13-TP-004 | Data center air flow management | Data center air flow management | 0.79399 | 1.6905 | 288708.3594 | 0 | 363615.4633 | 170781.8259 | 1.0979 | 4.1172 | 262956.5512 | 70122.9139 | -74907.1039 | 117926.5335 | 495126.9496 | 0 | 665908.7755 | 0.43356 | 850986 | 0 | 0 | 553140.9203 | 0 | 0 | 945540 | 0 | 0 | 850986 | 0 | 0 | 553140.9203 | 0 | 0 | 6807888 | 0 | 4425127.3623 | 0 | 61.1445 | 0 | 94.0685 | 0 | 489.1561 | 0 | 752.5479 | 0 | 67.4963 | 0 | 103.8405 | 0 | 539.9705 | 0 | 830.7239 | 0 | 56.7722 | 36.902 | 454.1779 | 295.2157 | 0.13344 | 100658.9121 | 75643.2 | 176302.1121 | 6141.0774 | 11615.5335 | 4276.3022 | 77053.6099 | 0 | 0 | 1572.389 | 0 | 0 | 0 | 0 | 0 | 75643.2 | 0 | 389846.142 | 0 | 188521.7727 | 4945726.0297 | 3214722.0372 | 0 | 0 | 0.089808 | 0 | 0.11311 | 0.081798 | 0.053125 | 0.021813 | 0.20714 | -0.023301 | 0.0080106 | 0.036683 | 0.067995 | 0 | 0 | 0 | 0 | -0.11734 | 0
1474 | SCE | SCE-13-TP-004 | Data center air flow management | Data center air flow management | 0.0004193 | 0.0028279 | 19.8499 | 0 | 47340.1033 | 7019.2121 | 0.00041936 | 0.0028307 | 47333.1826 | 7012.2914 | -47320.2534 | -6999.3622 | 0 | 0 | 7019.2121 | 0.0028279 | 0 | 37.8216 | 0 | 0 | 24.584 | 0 | 0 | 42.024 | 0 | 0 | 37.8216 | 0 | 0 | 24.584 | 0 | 0 | 0 | 0 | 0 | 0 | 0 | 0 | 0 | 0 | 0 | 0 | 0 | 0 | 0 | 0 | 0 | 0 | 0 | 0 | 0 | 0 | 0 | 0 | 0 | 9.1746e-06 | 6.9207 | 7564.32 | 7571.2407 | 0.42222 | 0.79862 | 0.29401 | 5.2978 | 0 | 0 | 0.10811 | 0 | 0 | 0 | 0 | 0 | 7564.32 | 0 | 73897.9433 | 0 | 39800.1755 | 0 | 0 | 0 | 0 | 0 | 0 | 0 | 0 | 0 | 0 | 0 | 0 | 0 | 0 | 0 | 0 | 0 | 0 | 0 | 0 | 0
1475 | SCE | SCE-13-TP-004 | Variable Speed Drive on Cooling Tower Fan Control | Variable Speed Drive on Cooling Tower Fan Control | 1.0193 | 1.6011 | 18001.3827 | 0 | 17659.7195 | 11243.2681 | 1.5814 | 3.6242 | 11383.4911 | 4967.0397 | 341.6632 | 6758.1146 | 17873.3113 | 0 | 29116.5795 | 0.61825 | 19448.0302 | 14.3721 | 0 | 12641.2201 | 9.3419 | 0 | 19448.0302 | 14.3721 | 0 | 19448.0302 | 14.3721 | 0 | 12641.2201 | 9.3419 | 0 | 291720.4526 | 0 | 189618.3011 | 0 | 1.2799 | 0 | 1.9691 | 0 | 19.1984 | 0 | 29.5361 | 0 | 1.7452 | 0 | 2.685 | 0 | 26.1783 | 0 | 40.2743 | 0 | 1.3616 | 0.88501 | 20.4233 | 13.2752 | 0.0083202 | 6276.2284 | 5358.06 | 11634.2884 | 382.905 | 724.2453 | 266.6336 | 4804.4037 | 0 | 0 | 98.0407 | 0 | 0 | 0 | 0 | 0 | 5358.06 | 0 | 15594.476 | 0 | 6141.8499 | 169731.8866 | 110325.7303 | 0 | 0 | 0.16317 | 0 | 0.16007 | 0.10318 | 0.10191 | 0.045022 | 0.26391 | 0.0030969 | 0.059985 | 0.061256 | 0.11814 | 0 | 0 | 0 | 0 | -0.10075 | 0
1476 | SCE | SCE-13-TP-004 | Chilled water reset | Chilled water reset | 0.98331 | 1.499 | 103106.7909 | 0 | 104857.0569 | 68782.9179 | 1.4963 | 3.1402 | 68908.6091 | 32834.4701 | -1750.266 | 34323.873 | 107021.9184 | 0 | 175804.8363 | 0.58648 | 212515.7882 | 0 | 0 | 138135.2674 | 0 | 0 | 236128.6536 | 0 | 0 | 212515.7882 | 0 | 0 | 138135.2674 | 0 | 0 | 1423855.7407 | 0 | 925506.2654 | 0 | 14.353 | 0 | 22.0816 | 0 | 96.1653 | 0 | 147.9466 | 0 | 19.0399 | 0 | 29.2922 | 0 | 127.5675 | 0 | 196.2577 | 0 | 14.8683 | 9.6644 | 99.6178 | 64.7515 | 0.047656 | 35948.4479 | 35419.298 | 71367.7459 | 2193.1709 | 4148.2705 | 1527.2014 | 27518.2557 | 0 | 0 | 561.5493 | 0 | 0 | 0 | 0 | 0 | 35419.298 | 0 | 92562.4322 | 0 | 34285.8819 | 1080495.1559 | 702321.8771 | 0 | 0 | 0.14681 | 0 | 0.1493 | 0.098115 | 0.097936 | 0.046751 | 0.25032 | -0.0024921 | 0.048693 | 0.048872 | 0.10006 | 0 | 0 | 0 | 0 | -0.10351 | 0
1477 | SCE | SCE-13-TP-004 | Chilled water reset | Chilled water reset | 0 | 0 | 0 | 0 | 35174.5056 | 3906.4307 | 0 | 0 | 35174.5056 | 3906.4307 | -35174.5056 | -3906.4307 | 0 | 0 | 3906.4307 | 0 | 0 | 25.2837 | 0 | 0 | 16.4344 | 0 | 0 | 28.093 | 0 | 0 | 25.2837 | 0 | 0 | 16.4344 | 0 | 0 | 0 | 0 | 0 | 0 | 0 | 0 | 0 | 0 | 0 | 0 | 0 | 0 | 0 | 0 | 0 | 0 | 0 | 0 | 0 | 0 | 0 | 0 | 0 | 0 | 0 | 4213.9566 | 4213.9566 | 0 | 0 | 0 | 0 | 0 | 0 | 0 | 0 | 0 | 0 | 0 | 0 | 4213.9566 | 0 | 55781.4836 | 0 | 30940.5174 | 0 | 0 | 0 | 0 | 0 | 0 | 0 | 0 | 0 | 0 | 0 | 0 | 0 | 0 | 0 | 0 | 0 | 0 | 0 | 0 | 0
1478 | SCE | SCE-13-TP-004 | Exterior LED fixture replacements (utilizing approved luminaries) | Exterior LED fixture replacements (utilizing approved luminaries) | 0 | 0 | 0 | 0 | 0 | 0 | 0 | 0 | 0 | 0 | 0 | 0 | 0 | 0 | 0 | 0 | 0 | 0 | 0 | 0 | 0 | 0 | 0 | 0 | 0 | 0 | 0 | 0 | 0 | 0 | 0 | 0 | 0 | 0 | 0 | 0 | 0 | 0 | 0 | 0 | 0 | 0 | 0 | 0 | 0 | 0 | 0 | 0 | 0 | 0 | 0 | 0 | 0 | 0 | 0 | 0 | 0 | 0 | 0 | 0 | 0 | 0 | 0 | 0 | 0 | 0 | 0 | 0 | 0 | 0 | 0 | 0 | 0 | 0 | 0 | 0 | 0 | 0 | 0 | 0 | 0 | 0 | 0 | 0 | 0 | 0 | 0 | 0 | 0 | 0 | 0 | 0 | 0 | 0 | 0 | 0 | 0
1479 | SCE | SCE-13-TP-004 | Ventilation fan - VFD | Ventilation fan - VFD | 0.5935 | 1.3862 | 23744.762 | 0 | 40008.0553 | 17129.2671 | 0.74835 | 2.6828 | 31729.383 | 8850.5947 | -16263.2933 | 6615.4949 | 42266.3537 | 0 | 59395.6207 | 0.39977 | 107407.5762 | 0 | 0 | 69814.9271 | 0 | 0 | 119341.7513 | 0 | 0 | 107407.5762 | 0 | 0 | 69814.9271 | 0 | 0 | 537037.881 | 0 | 349074.6355 | 0 | 7.2477 | 0 | 11.1504 | 0 | 36.2387 | 0 | 55.7519 | 0 | 9.0873 | 0 | 13.9805 | 0 | 45.4366 | 0 | 69.9025 | 0 | 7.3427 | 4.7728 | 36.7135 | 23.8638 | 0.010975 | 8278.6724 | 9547.3401 | 17826.0125 | 505.0717 | 955.3173 | 351.7036 | 6337.2589 | 0 | 0 | 129.3208 | 0 | 0 | 0 | 0 | 0 | 9547.3401 | 0 | 46781.9665 | 0 | 22340.7767 | 431940.9634 | 280761.6365 | 0 | 0 | 0.084573 | 0 | 0.1425 | 0.11301 | 0.06101 | 0.031524 | 0.21155 | -0.057926 | -0.028439 | 0.023563 | 0.053049 | 0 | 0 | 0 | 0 | -0.12698 | 0
1480 | SCE | SCE-13-TP-004 | Variable Speed Drive on HVAC Fan Control | Variable Speed Drive on HVAC Fan Control | 1.7287 | 2.1098 | 151976.0875 | -734.3682 | 87490.4445 | 71686.2975 | 4.3834 | 8.088 | 34503.5907 | 18699.4437 | 63751.2748 | 79555.4218 | 154485.1646 | -770.4814 | 225400.9807 | 0.67099 | 168096 | 45.2178 | -1497.7354 | 109262.404 | 29.3916 | -74.8868 | 168096 | 45.2178 | -1497.7354 | 168096 | 45.2178 | -1497.7354 | 109262.404 | 29.3916 | -74.8868 | 2521440 | -22466.0304 | 1638936.0601 | -1123.3015 | 11.353 | -0.43809 | 17.4661 | -8.7618 | 170.2947 | -6.5713 | 261.9918 | -131.4263 | 15.0602 | 0 | 23.1696 | 0 | 225.9034 | 0 | 347.5437 | 0 | 11.7606 | 7.6444 | 176.4084 | 114.6655 | 0.070243 | 52986.8538 | 20171.52 | 73158.3738 | 3232.6633 | 6114.4171 | 2251.0456 | 40561.0222 | 0 | 0 | 827.7056 | 0 | 0 | 0 | 0 | 0 | 20171.52 | 0 | 44848.0128 | 0 | 14805.8963 | 1467050.9536 | 953583.1548 | -13071.424 | -653.5712 | 0.15937 | 1.1236 | 0.091749 | 0.036183 | 0.075176 | 0.01961 | 0.23637 | 0.067625 | 0.12319 | 0.084198 | 0.13976 | 1.1236 | 1.1236 | 1.1236 | 1.1236 | -0.076999 | 1.1236
1481 | SCE | SCE-13-TP-004 | Interior LED parking garage luminaires | Interior LED parking garage luminaires | 1.6078 | 2.2456 | 225683.905 | 0 | 140365.4385 | 100499.6554 | 3.6589 | 10.3456 | 61680.1646 | 21814.3814 | 85318.4665 | 125184.2496 | 289543.1034 | 0 | 390042.7588 | 0.57861 | 264731.3437 | 0 | 0 | 238258.2156 | 0 | 0 | 294145.9374 | 0 | 0 | 264731.3437 | 0 | 0 | 238258.2156 | 0 | 0 | 3176776.1239 | 0 | 2859098.5873 | 0 | 29.8562 | 0 | 33.1735 | 0 | 358.274 | 0 | 398.0822 | 0 | 30.9404 | 0 | 34.3782 | 0 | 371.2843 | 0 | 412.5381 | 0 | 18.0811 | 16.273 | 216.9734 | 195.2761 | 0.10431 | 78685.2739 | 23531.675 | 102216.9489 | 4800.4925 | 9079.8859 | 3342.794 | 60232.9618 | 0 | 0 | 1229.1397 | 0 | 0 | 0 | 0 | 0 | 23531.675 | 0 | 70006.7331 | 0 | 39503.8005 | 2027539.9742 | 1824786.0251 | 0 | 0 | 0.12368 | 0 | 0.076922 | 0.033801 | 0.055075 | 0.011954 | 0.21375 | 0.046755 | 0.089876 | 0.068602 | 0.11172 | 0 | 0 | 0 | 0 | -0.09007 | 0
1482 | SCE | SCE-13-TP-004 | Interior LED parking garage luminaires | Interior LED parking garage luminaires | 0 | 0 | 0 | 0 | 11404.1054 | 3377.7331 | 0 | 0 | 11404.1054 | 3377.7331 | -11404.1054 | -3377.7331 | 0 | 0 | 3377.7331 | 0 | 0 | 21.8618 | 0 | 0 | 19.6756 | 0 | 0 | 24.2909 | 0 | 0 | 21.8618 | 0 | 0 | 19.6756 | 0 | 0 | 0 | 0 | 0 | 0 | 0 | 0 | 0 | 0 | 0 | 0 | 0 | 0 | 0 | 0 | 0 | 0 | 0 | 0 | 0 | 0 | 0 | 0 | 0 | 0 | 0 | 3643.6384 | 3643.6384 | 0 | 0 | 0 | 0 | 0 | 0 | 0 | 0 | 0 | 0 | 0 | 0 | 3643.6384 | 0 | 13061.472 | 0 | 8005.1588 | 0 | 0 | 0 | 0 | 0 | 0 | 0 | 0 | 0 | 0 | 0 | 0 | 0 | 0 | 0 | 0 | 0 | 0 | 0 | 0 | 0
1483 | SCE | SCE-13-TP-004 | Ultrasonic Humidifiers | Ultrasonic Humidifiers | 1.2087 | 2.2738 | 631217.2919 | 0 | 522240.3863 | 277606.085 | 2.089 | 10.9719 | 302164.854 | 57530.5526 | 108976.9056 | 353611.2069 | 641638.4895 | 0 | 919244.5745 | 0.68667 | 698169.7163 | 0 | 0 | 453810.3322 | 0 | 0 | 775744.1292 | 0 | 0 | 698169.7163 | 0 | 0 | 453810.3322 | 0 | 0 | 10472545.7442 | 0 | 6807154.9834 | 0 | 47.1534 | 0 | 72.5438 | 0 | 707.3016 | 0 | 1088.1563 | 0 | 62.5511 | 0 | 96.2325 | 0 | 938.267 | 0 | 1443.4876 | 0 | 48.8463 | 31.7501 | 732.6946 | 476.2515 | 0.29175 | 220075.5323 | 62059.5303 | 282135.0627 | 13426.5396 | 25395.6124 | 9349.49 | 168466.0988 | 0 | 0 | 3437.7915 | 0 | 0 | 0 | 0 | 0 | 62059.5303 | 0 | 463274.394 | 0 | 240728.9277 | 6093247.5971 | 3960611.0834 | 0 | 0 | 0.15937 | 0 | 0.13186 | 0.076292 | 0.070092 | 0.014526 | 0.2321 | 0.027515 | 0.083081 | 0.089282 | 0.14485 | 0 | 0 | 0 | 0 | -0.072723 | 0
1484 | SCE | SCE-13-TP-004 | Ultrasonic Humidifiers | Ultrasonic Humidifiers | 0 | 0 | 0 | 0 | 218258.6996 | 9763.1549 | 0 | 0 | 218258.6996 | 9763.1549 | -218258.6996 | -9763.1549 | 0 | 0 | 9763.1549 | 0 | 0 | 63.1904 | 0 | 0 | 41.0738 | 0 | 0 | 70.2116 | 0 | 0 | 63.1904 | 0 | 0 | 41.0738 | 0 | 0 | 0 | 0 | 0 | 0 | 0 | 0 | 0 | 0 | 0 | 0 | 0 | 0 | 0 | 0 | 0 | 0 | 0 | 0 | 0 | 0 | 0 | 0 | 0 | 0 | 0 | 10531.7397 | 10531.7397 | 0 | 0 | 0 | 0 | 0 | 0 | 0 | 0 | 0 | 0 | 0 | 0 | 10531.7397 | 0 | 355735.3462 | 0 | 207122.1722 | 0 | 0 | 0 | 0 | 0 | 0 | 0 | 0 | 0 | 0 | 0 | 0 | 0 | 0 | 0 | 0 | 0 | 0 | 0 | 0 | 0
1485 | SCE | SCE-13-TP-004 | Variable Speed Drive on Chilled Water Pump Control | Variable Speed Drive on Chilled Water Pump Control | 2.2988 | 2.4668 | 721106.5061 | 0 | 313693.8243 | 292320.6711 | 11.5788 | 17.6288 | 62278.1863 | 40905.0331 | 407412.6818 | 428785.835 | 715976.1714 | 0 | 1008296.8425 | 0.71517 | 779056.8811 | 71.5451 | 0 | 506386.9913 | 46.5043 | 0 | 779056.8811 | 71.5451 | 0 | 779056.8811 | 71.5451 | 0 | 506386.9913 | 46.5043 | 0 | 11685853.2168 | 0 | 7595804.8695 | 0 | 51.2706 | 0 | 78.8778 | 0 | 769.0588 | 0 | 1183.1674 | 0 | 69.9107 | 0 | 107.5549 | 0 | 1048.6606 | 0 | 1613.324 | 0 | 54.5417 | 35.4521 | 818.1255 | 531.7816 | 0.3333 | 251415.638 | 44125.2 | 295540.838 | 15338.5612 | 29012.1034 | 10680.9147 | 192456.7046 | 0 | 0 | 3927.3541 | 0 | 0 | 0 | 0 | 0 | 44125.2 | 0 | 76201.2787 | 0 | 19245.648 | 6799187.0145 | 4419471.7215 | 0 | 0 | 0.16317 | 0 | 0.07098 | 0.014092 | 0.066144 | 0.0092556 | 0.22815 | 0.092186 | 0.14907 | 0.097022 | 0.15391 | 0 | 0 | 0 | 0 | -0.064983 | 0
1486 | SCE | SCE-13-TP-005 | Chilled water reset | Chilled water reset | 0 | 0 | 0 | 0 | 4440.8134 | 720.2208 | 0 | 0 | 4440.8134 | 720.2208 | -4440.8134 | -720.2208 | 0 | 0 | 720.2208 | 0 | 0 | 4.6615 | 0 | 0 | 3.03 | 0 | 0 | 5.1795 | 0 | 0 | 4.6615 | 0 | 0 | 3.03 | 0 | 0 | 0 | 0 | 0 | 0 | 0 | 0 | 0 | 0 | 0 | 0 | 0 | 0 | 0 | 0 | 0 | 0 | 0 | 0 | 0 | 0 | 0 | 0 | 0 | 0 | 0 | 776.9187 | 776.9187 | 0 | 0 | 0 | 0 | 0 | 0 | 0 | 0 | 0 | 0 | 0 | 0 | 776.9187 | 0 | 6891.7537 | 0 | 3668.9011 | 0 | 0 | 0 | 0 | 0 | 0 | 0 | 0 | 0 | 0 | 0 | 0 | 0 | 0 | 0 | 0 | 0 | 0 | 0 | 0 | 0
1487 | SCE | SCE-13-TP-005 | Chilled water reset | Chilled water reset | 0.99453 | 1.7653 | 15922.2913 | 0 | 16009.858 | 9019.3684 | 1.6424 | 5.8879 | 9694.7409 | 2704.2512 | -87.5667 | 6902.9229 | 16526.8858 | 0 | 25546.2541 | 0.62327 | 32817.8023 | 0 | 0 | 21331.5723 | 0 | 0 | 36464.2248 | 0 | 0 | 32817.8023 | 0 | 0 | 21331.5723 | 0 | 0 | 219879.2693 | 0 | 142921.5303 | 0 | 2.2165 | 0 | 3.41 | 0 | 14.8503 | 0 | 22.8467 | 0 | 2.9402 | 0 | 4.5235 | 0 | 19.6996 | 0 | 30.3071 | 0 | 2.296 | 1.4924 | 15.3835 | 9.9993 | 0.0065758 | 6315.1171 | 2917.138 | 9232.2551 | 379.471 | 623.3648 | 92.7181 | 4845.7624 | 0 | 0 | 373.8008 | 0 | 0 | 0 | 0 | 0 | 2917.138 | 0 | 14293.9761 | 0 | 6826.1032 | 166855.7274 | 108456.2268 | 0 | 0 | 0.14681 | 0 | 0.14762 | 0.089389 | 0.083161 | 0.024934 | 0.23554 | -0.00080739 | 0.05742 | 0.063647 | 0.12187 | 0 | 0 | 0 | 0 | -0.088736 | 0
1488 | SCE | SCE-13-TP-005 | Supply air reset | Supply air reset | 0.83951 | 1.6175 | 21684.6768 | 0 | 25830.0784 | 13406.5918 | 1.2586 | 4.512 | 17229.4774 | 4805.9908 | -4145.4016 | 8278.085 | 22951.1927 | 0 | 36357.7845 | 0.59642 | 58323.7438 | 0 | 0 | 37910.4349 | 0 | 0 | 64804.1598 | 0 | 0 | 58323.7438 | 0 | 0 | 37910.4349 | 0 | 0 | 291618.7191 | 0 | 189552.1744 | 0 | 3.9391 | 0 | 6.0602 | 0 | 19.6955 | 0 | 30.3008 | 0 | 5.2254 | 0 | 8.0391 | 0 | 26.127 | 0 | 40.1954 | 0 | 4.0805 | 2.6523 | 20.4026 | 13.2617 | 0.0089556 | 8600.601 | 5184.3328 | 13784.9338 | 516.8042 | 848.9648 | 126.2733 | 6599.4768 | 0 | 0 | 509.0819 | 0 | 0 | 0 | 0 | 0 | 5184.3328 | 0 | 25403.2306 | 0 | 12131.3392 | 234549.6937 | 152457.3065 | 0 | 0 | 0.14223 | 0 | 0.16942 | 0.11301 | 0.087937 | 0.031524 | 0.23848 | -0.027191 | 0.029223 | 0.054298 | 0.11071 | 0 | 0 | 0 | 0 | -0.096244 | 0
1489 | SCE | SCE-13-TP-005 | Supply air reset | Supply air reset | 0 | 0 | 0 | 0 | 3958.9259 | 631.1062 | 0 | 0 | 3958.9259 | 631.1062 | -3958.9259 | -631.1062 | 0 | 0 | 631.1062 | 0 | 0 | 4.0847 | 0 | 0 | 2.6551 | 0 | 0 | 4.5386 | 0 | 0 | 4.0847 | 0 | 0 | 2.6551 | 0 | 0 | 0 | 0 | 0 | 0 | 0 | 0 | 0 | 0 | 0 | 0 | 0 | 0 | 0 | 0 | 0 | 0 | 0 | 0 | 0 | 0 | 0 | 0 | 0 | 0 | 0 | 680.7888 | 680.7888 | 0 | 0 | 0 | 0 | 0 | 0 | 0 | 0 | 0 | 0 | 0 | 0 | 680.7888 | 0 | 6151.1828 | 0 | 3282.2365 | 0 | 0 | 0 | 0 | 0 | 0 | 0 | 0 | 0 | 0 | 0 | 0 | 0 | 0 | 0 | 0 | 0 | 0 | 0 | 0 | 0
1490 | SCE | SCE-13-TP-005 | Hot water pump motor - VFD | Hot water pump motor - VFD | 0.57707 | 1.2998 | 62897.7339 | 0 | 108994.8451 | 48390.9977 | 0.74835 | 2.6828 | 84048.2749 | 23444.4275 | -46097.1112 | 14506.7361 | 111959.7603 | 0 | 160350.758 | 0.39225 | 284512.986 | 0 | 0 | 184933.4477 | 0 | 0 | 316125.54 | 0 | 0 | 284512.986 | 0 | 0 | 184933.4477 | 0 | 0 | 1422564.93 | 0 | 924667.2384 | 0 | 19.1986 | 0 | 29.5363 | 0 | 95.9931 | 0 | 147.6817 | 0 | 24.0715 | 0 | 37.0331 | 0 | 120.3576 | 0 | 185.1655 | 0 | 19.4501 | 12.6426 | 97.2507 | 63.2129 | 0.025976 | 24946.5702 | 25290.0432 | 50236.6134 | 1499.0223 | 2462.4743 | 366.2636 | 19142.1869 | 0 | 0 | 1476.6231 | 0 | 0 | 0 | 0 | 0 | 25290.0432 | 0 | 123921.2117 | 0 | 59178.7034 | 1144172.6704 | 743712.263 | 0 | 0 | 0.084573 | 0 | 0.14656 | 0.11301 | 0.065067 | 0.031524 | 0.21561 | -0.061982 | -0.028439 | 0.019506 | 0.053049 | 0 | 0 | 0 | 0 | -0.13104 | 0
1491 | SCE | SCE-13-TP-005 | Condenser water pump motor - VFD | Condenser water pump motor - VFD | 0.57707 | 1.2998 | 18080.6424 | 0 | 31331.7618 | 13910.5222 | 0.74835 | 2.6828 | 24160.597 | 6739.3574 | -13251.1194 | 4170.1202 | 32184.0591 | 0 | 46094.5813 | 0.39225 | 81786.3734 | 0 | 0 | 53161.1446 | 0 | 0 | 90873.7482 | 0 | 0 | 81786.3734 | 0 | 0 | 53161.1446 | 0 | 0 | 408931.8669 | 0 | 265805.7232 | 0 | 5.5189 | 0 | 8.4905 | 0 | 27.5943 | 0 | 42.4527 | 0 | 6.9196 | 0 | 10.6456 | 0 | 34.5981 | 0 | 53.2278 | 0 | 5.5912 | 3.6343 | 27.9558 | 18.1713 | 0.0074672 | 7171.1648 | 7269.8999 | 14441.0646 | 430.9104 | 707.8652 | 105.2865 | 5502.6312 | 0 | 0 | 424.4715 | 0 | 0 | 0 | 0 | 0 | 7269.8999 | 0 | 35622.5093 | 0 | 17011.5663 | 328904.9633 | 213788.234 | 0 | 0 | 0.084573 | 0 | 0.14656 | 0.11301 | 0.065067 | 0.031524 | 0.21561 | -0.061982 | -0.028439 | 0.019506 | 0.053049 | 0 | 0 | 0 | 0 | -0.13104 | 0
1492 | SCE | SCE-13-TP-005 | Hot water pump motor - VFD | Hot water pump motor - VFD | 0.00031185 | 0.0026476 | 13.6913 | 0 | 43903.7263 | 5171.1516 | 0.00031189 | 0.0026504 | 43898.296 | 5165.7213 | -43890.035 | -5157.4603 | 0 | 0 | 5171.1516 | 0.0026476 | 0 | 33.4343 | 0 | 0 | 21.7323 | 0 | 0 | 37.1492 | 0 | 0 | 33.4343 | 0 | 0 | 21.7323 | 0 | 0 | 0 | 0 | 0 | 0 | 0 | 0 | 0 | 0 | 0 | 0 | 0 | 0 | 0 | 0 | 0 | 0 | 0 | 0 | 0 | 0 | 0 | 0 | 0 | 5.6544e-06 | 5.4303 | 5572.3824 | 5577.8127 | 0.3263 | 0.53602 | 0.079727 | 4.1668 | 0 | 0 | 0.32143 | 0 | 0 | 0 | 0 | 0 | 5572.3824 | 0 | 69423.3032 | 0 | 38310.554 | 0 | 0 | 0 | 0 | 0 | 0 | 0 | 0 | 0 | 0 | 0 | 0 | 0 | 0 | 0 | 0 | 0 | 0 | 0 | 0 | 0
1493 | SCE | SCE-13-TP-005 | Interior LED integral lamps - Decorative Lamps | Interior LED integral lamps - Decorative Lamps | 1.4927 | 2.0272 | 557622.9255 | 0 | 373565.241 | 275064.3107 | 3.6589 | 10.3456 | 152400.2069 | 53899.2765 | 184057.6845 | 282558.6148 | 715407.1196 | 0 | 990471.4302 | 0.56299 | 654101.879 | 0 | 0 | 588691.7067 | 0 | 0 | 726779.8656 | 0 | 0 | 654101.879 | 0 | 0 | 588691.7067 | 0 | 0 | 7849222.5485 | 0 | 7064300.4808 | 0 | 73.769 | 0 | 81.9656 | 0 | 885.2283 | 0 | 983.587 | 0 | 76.4479 | 0 | 84.9421 | 0 | 917.3744 | 0 | 1019.3048 | 0 | 44.6751 | 40.2076 | 536.1009 | 482.4908 | 0.23029 | 221165.0342 | 58142.3892 | 279307.4234 | 13289.6548 | 21831.1862 | 3247.1276 | 169705.9911 | 0 | 0 | 13091.0743 | 0 | 0 | 0 | 0 | 0 | 58142.3892 | 0 | 172973.608 | 0 | 97606.5387 | 5009673.9155 | 4508706.6434 | 0 | 0 | 0.12368 | 0 | 0.082854 | 0.033801 | 0.061007 | 0.011954 | 0.21968 | 0.040823 | 0.089876 | 0.06267 | 0.11172 | 0 | 0 | 0 | 0 | -0.096003 | 0
1494 | SCE | SCE-13-TP-005 | Interior LED integral lamps - Decorative Lamps | Interior LED integral lamps - Decorative Lamps | 0 | 0 | 0 | 0 | 6018.6059 | 1821.7349 | 0 | 0 | 6018.6059 | 1821.7349 | -6018.6059 | -1821.7349 | 0 | 0 | 1821.7349 | 0 | 0 | 11.7909 | 0 | 0 | 10.6118 | 0 | 0 | 13.101 | 0 | 0 | 11.7909 | 0 | 0 | 10.6118 | 0 | 0 | 0 | 0 | 0 | 0 | 0 | 0 | 0 | 0 | 0 | 0 | 0 | 0 | 0 | 0 | 0 | 0 | 0 | 0 | 0 | 0 | 0 | 0 | 0 | 0 | 0 | 1965.1473 | 1965.1473 | 0 | 0 | 0 | 0 | 0 | 0 | 0 | 0 | 0 | 0 | 0 | 0 | 1965.1473 | 0 | 6886.2626 | 0 | 4182.9481 | 0 | 0 | 0 | 0 | 0 | 0 | 0 | 0 | 0 | 0 | 0 | 0 | 0 | 0 | 0 | 0 | 0 | 0 | 0 | 0 | 0
1495 | SCE | SCE-13-TP-005 | Exterior LED fixture replacements (utilizing approved luminaries) | Exterior LED fixture replacements (utilizing approved luminaries) | 0 | 0 | 0 | 0 | 0 | 0 | 0 | 0 | 0 | 0 | 0 | 0 | 0 | 0 | 0 | 0 | 0 | 0 | 0 | 0 | 0 | 0 | 0 | 0 | 0 | 0 | 0 | 0 | 0 | 0 | 0 | 0 | 0 | 0 | 0 | 0 | 0 | 0 | 0 | 0 | 0 | 0 | 0 | 0 | 0 | 0 | 0 | 0 | 0 | 0 | 0 | 0 | 0 | 0 | 0 | 0 | 0 | 0 | 0 | 0 | 0 | 0 | 0 | 0 | 0 | 0 | 0 | 0 | 0 | 0 | 0 | 0 | 0 | 0 | 0 | 0 | 0 | 0 | 0 | 0 | 0 | 0 | 0 | 0 | 0 | 0 | 0 | 0 | 0 | 0 | 0 | 0 | 0 | 0 | 0 | 0 | 0
1496 | SCE | SCE-13-TP-005 | Exterior Screw-in LED Lamps | Exterior Screw-in LED Lamps | 0 | 0 | 0 | 0 | 0 | 0 | 0 | 0 | 0 | 0 | 0 | 0 | 0 | 0 | 0 | 0 | 0 | 0 | 0 | 0 | 0 | 0 | 0 | 0 | 0 | 0 | 0 | 0 | 0 | 0 | 0 | 0 | 0 | 0 | 0 | 0 | 0 | 0 | 0 | 0 | 0 | 0 | 0 | 0 | 0 | 0 | 0 | 0 | 0 | 0 | 0 | 0 | 0 | 0 | 0 | 0 | 0 | 0 | 0 | 0 | 0 | 0 | 0 | 0 | 0 | 0 | 0 | 0 | 0 | 0 | 0 | 0 | 0 | 0 | 0 | 0 | 0 | 0 | 0 | 0 | 0 | 0 | 0 | 0 | 0 | 0 | 0 | 0 | 0 | 0 | 0 | 0 | 0 | 0 | 0 | 0 | 0
1497 | SCE | SCE-13-TP-005 | Hot and cold deck reset | Hot and cold deck reset | 0.83951 | 1.6175 | 7985.4649 | 0 | 9512.0249 | 4937.0285 | 1.2586 | 4.512 | 6344.8208 | 1769.8244 | -1526.5599 | 3048.4364 | 8451.8643 | 0 | 13388.8928 | 0.59642 | 21477.9411 | 0 | 0 | 13960.6622 | 0 | 0 | 23864.379 | 0 | 0 | 21477.9411 | 0 | 0 | 13960.6622 | 0 | 0 | 107389.7055 | 0 | 69803.3111 | 0 | 1.4506 | 0 | 2.2317 | 0 | 7.253 | 0 | 11.1584 | 0 | 1.9243 | 0 | 2.9604 | 0 | 9.6214 | 0 | 14.8021 | 0 | 1.5027 | 0.97674 | 7.5133 | 4.8837 | 0.0032979 | 3167.2041 | 1909.1503 | 5076.3544 | 190.3151 | 312.6345 | 46.5006 | 2430.2825 | 0 | 0 | 187.4713 | 0 | 0 | 0 | 0 | 0 | 1909.1503 | 0 | 9354.8366 | 0 | 4467.4119 | 86373.8192 | 56142.9846 | 0 | 0 | 0.14223 | 0 | 0.16942 | 0.11301 | 0.087937 | 0.031524 | 0.23848 | -0.027191 | 0.029223 | 0.054298 | 0.11071 | 0 | 0 | 0 | 0 | -0.096244 | 0
1498 | SCE | SCE-13-TP-005 | Condenser water pump motor - VFD | Condenser water pump motor - VFD | 0.00061404 | 0.0026476 | 0.32912 | 0 | 535.9909 | 124.3065 | 0.00061419 | 0.0026504 | 535.8604 | 124.176 | -535.6618 | -123.9774 | 0 | 0 | 124.3065 | 0.0026476 | 0 | 0.80371 | 0 | 0 | 0.52241 | 0 | 0 | 0.89301 | 0 | 0 | 0.80371 | 0 | 0 | 0.52241 | 0 | 0 | 0 | 0 | 0 | 0 | 0 | 0 | 0 | 0 | 0 | 0 | 0 | 0 | 0 | 0 | 0 | 0 | 0 | 0 | 0 | 0 | 0 | 0 | 0 | 1.3592e-07 | 0.13054 | 133.9515 | 134.082 | 0.0078438 | 0.012885 | 0.0019165 | 0.10016 | 0 | 0 | 0.0077266 | 0 | 0 | 0 | 0 | 0 | 133.9515 | 0 | 806.8681 | 0 | 403.75 | 0 | 0 | 0 | 0 | 0 | 0 | 0 | 0 | 0 | 0 | 0 | 0 | 0 | 0 | 0 | 0 | 0 | 0 | 0 | 0 | 0
1499 | SCE | SCE-13-TP-005 | Hot and cold deck reset | Hot and cold deck reset | 0 | 0 | 0 | 0 | 3484.7357 | 581.4358 | 0 | 0 | 3484.7357 | 581.4358 | -3484.7357 | -581.4358 | 0 | 0 | 581.4358 | 0 | 0 | 3.7632 | 0 | 0 | 2.4461 | 0 | 0 | 4.1814 | 0 | 0 | 3.7632 | 0 | 0 | 2.4461 | 0 | 0 | 0 | 0 | 0 | 0 | 0 | 0 | 0 | 0 | 0 | 0 | 0 | 0 | 0 | 0 | 0 | 0 | 0 | 0 | 0 | 0 | 0 | 0 | 0 | 0 | 0 | 627.2082 | 627.2082 | 0 | 0 | 0 | 0 | 0 | 0 | 0 | 0 | 0 | 0 | 0 | 0 | 627.2082 | 0 | 5397.2018 | 0 | 2861.9963 | 0 | 0 | 0 | 0 | 0 | 0 | 0 | 0 | 0 | 0 | 0 | 0 | 0 | 0 | 0 | 0 | 0 | 0 | 0 | 0 | 0
1500 | SCE | SCE-13-TP-005 | Interior LED fixture replacement (utilizing approved luminaries) | Interior LED fixture replacement (utilizing approved luminaries) | 1.4927 | 2.0272 | 42086.7567 | 0 | 28194.948 | 20760.5609 | 3.6589 | 10.3456 | 11502.4511 | 4068.064 | 13891.8087 | 21326.1958 | 53995.5658 | 0 | 74756.1267 | 0.56299 | 49368.5345 | 0 | 0 | 44431.6822 | 0 | 0 | 54853.9272 | 0 | 0 | 49368.5345 | 0 | 0 | 44431.6822 | 0 | 0 | 592422.4138 | 0 | 533180.1865 | 0 | 5.5677 | 0 | 6.1864 | 0 | 66.8129 | 0 | 74.2365 | 0 | 5.7699 | 0 | 6.411 | 0 | 69.2391 | 0 | 76.9323 | 0 | 3.3719 | 3.0347 | 40.4624 | 36.4161 | 0.017382 | 16692.4969 | 4388.3142 | 21080.8111 | 1003.0407 | 1647.7153 | 245.0779 | 12808.6103 | 0 | 0 | 988.0527 | 0 | 0 | 0 | 0 | 0 | 4388.3142 | 0 | 13055.2347 | 0 | 7366.8826 | 378106.6335 | 340295.9791 | 0 | 0 | 0.12368 | 0 | 0.082854 | 0.033801 | 0.061007 | 0.011954 | 0.21968 | 0.040823 | 0.089876 | 0.06267 | 0.11172 | 0 | 0 | 0 | 0 | -0.096003 | 0
1501 | SCE | SCE-13-TP-005 | Interior LED fixture replacement (utilizing approved luminaries) | Interior LED fixture replacement (utilizing approved luminaries) | 0 | 0 | 0 | 0 | 405.4205 | 122.7151 | 0 | 0 | 405.4205 | 122.7151 | -405.4205 | -122.7151 | 0 | 0 | 122.7151 | 0 | 0 | 0.79425 | 0 | 0 | 0.71483 | 0 | 0 | 0.8825 | 0 | 0 | 0.79425 | 0 | 0 | 0.71483 | 0 | 0 | 0 | 0 | 0 | 0 | 0 | 0 | 0 | 0 | 0 | 0 | 0 | 0 | 0 | 0 | 0 | 0 | 0 | 0 | 0 | 0 | 0 | 0 | 0 | 0 | 0 | 132.3756 | 132.3756 | 0 | 0 | 0 | 0 | 0 | 0 | 0 | 0 | 0 | 0 | 0 | 0 | 132.3756 | 0 | 463.8667 | 0 | 281.7674 | 0 | 0 | 0 | 0 | 0 | 0 | 0 | 0 | 0 | 0 | 0 | 0 | 0 | 0 | 0 | 0 | 0 | 0 | 0 | 0 | 0
1502 | SCE | SCE-13-TP-005 | Economizer - water side | Economizer - water side | 0.36533 | 1.3627 | 38975.446 | 0 | 106686.2975 | 28602.5191 | 0.42723 | 2.9653 | 91227.8121 | 13144.0338 | -67710.8515 | 10372.9269 | 62769.8359 | 0 | 91372.355 | 0.42656 | 159511.1797 | 0 | 0 | 103682.2706 | 0 | 0 | 177234.6441 | 0 | 0 | 159511.1797 | 0 | 0 | 103682.2706 | 0 | 0 | 797555.8984 | 0 | 518411.353 | 0 | 7.9469 | 0 | 12.2261 | 0 | 39.7347 | 0 | 61.1303 | 0 | 14.0185 | 0 | 21.5669 | 0 | 70.0924 | 0 | 107.8344 | 0 | 11.1382 | 7.2398 | 55.6909 | 36.1991 | 0.016097 | 15458.4854 | 14178.7715 | 29637.2569 | 928.8898 | 1525.9061 | 226.9603 | 11861.7194 | 0 | 0 | 915.0098 | 0 | 0 | 0 | 0 | 0 | 14178.7715 | 0 | 142673.8885 | 0 | 77097.0732 | 641476.2819 | 416959.5986 | 0 | 0 | 0.093475 | 0 | 0.25587 | 0.21879 | 0.068598 | 0.031524 | 0.21914 | -0.16239 | -0.12532 | 0.024878 | 0.061952 | 0 | 0 | 0 | 0 | -0.12566 | 0
1503 | SCE | SCE-13-TP-005 | Variable Speed Drive on Chilled Water Pump Control | Variable Speed Drive on Chilled Water Pump Control | 2.0705 | 2.2058 | 1236182.5819 | 0 | 597058.7361 | 560419.0449 | 11.5788 | 17.6288 | 106762.605 | 70122.9139 | 639123.8458 | 675763.537 | 1227387.7224 | 0 | 1787806.7673 | 0.69145 | 1335526.0819 | 122.6488 | 0 | 868091.9851 | 79.7217 | 0 | 1335526.0819 | 122.6488 | 0 | 1335526.0819 | 122.6488 | 0 | 868091.9851 | 79.7217 | 0 | 20032891.2288 | 0 | 13021379.7763 | 0 | 87.8924 | 0 | 135.2191 | 0 | 1318.3865 | 0 | 2028.2869 | 0 | 119.8469 | 0 | 184.3799 | 0 | 1797.7039 | 0 | 2765.6982 | 0 | 93.5001 | 60.775 | 1402.5008 | 911.6256 | 0.51053 | 490296.131 | 75643.2 | 565939.331 | 29461.5574 | 48397.0994 | 7198.4892 | 376217.6566 | 0 | 0 | 29021.3284 | 0 | 0 | 0 | 0 | 0 | 75643.2 | 0 | 130630.7635 | 0 | 32992.5394 | 11655749.1677 | 7576237.2369 | 0 | 0 | 0.16317 | 0 | 0.078807 | 0.014092 | 0.073971 | 0.0092556 | 0.23598 | 0.084359 | 0.14907 | 0.089195 | 0.15391 | 0 | 0 | 0 | 0 | -0.07281 | 0
1504 | SCE | SCE-13-TP-005 | Demand Control Ventilation Hood Control | Demand Control Ventilation Hood Control | 1.1816 | 1.6907 | 351218.339 | 68677.0267 | 355363.374 | 248349.4401 | 2.2237 | 5.1326 | 188824.0001 | 81810.0662 | 64531.9916 | 171545.9256 | 512465.9122 | 72054.28 | 832869.6323 | 0.50415 | 557616.456 | 69.4657 | 12733.272 | 362450.7097 | 45.1527 | 7003.2996 | 557616.456 | 69.4657 | 12733.272 | 557616.456 | 69.4657 | 12733.272 | 362450.7097 | 45.1527 | 7003.2996 | 8364246.84 | 190999.08 | 5436760.6454 | 105049.494 | 27.7808 | 40.9693 | 42.7397 | 74.4896 | 416.7117 | 614.5395 | 641.095 | 1117.3446 | 49.0055 | 0 | 75.3931 | 0 | 735.083 | 0 | 1130.8968 | 0 | 38.9367 | 25.3088 | 584.0502 | 379.6326 | 0.17341 | 166539.3739 | 88250.4 | 254789.7739 | 10007.2365 | 16439.0908 | 2445.118 | 127790.2252 | 0 | 0 | 9857.7035 | 0 | 0 | 0 | 0 | 0 | 88250.4 | 0 | 259059.4274 | 0 | 102485.4205 | 4866574.776 | 3163273.7204 | 111129.1097 | 61121.0104 | 0.11103 | 1.1236 | 0.093966 | 0.049929 | 0.065669 | 0.021632 | 0.22023 | 0.017064 | 0.061101 | 0.045361 | 0.089398 | 0.17269 | 0.61834 | 0.45905 | 0.9047 | -0.1092 | -1.1051
1599 | SCE | SCE-13-TP-006 | Condenser water pump motor - VFD | Condenser water pump motor - VFD | 1.0859 | 1.7001 | 173799.6705 | 0 | 160051.129 | 102230.8771 | 1.4176 | 2.6828 | 122602.1371 | 64781.8852 | 13748.5415 | 71568.7933 | 309368.3706 | 0 | 411599.2477 | 0.42225 | 786169.233 | 0 | 0 | 511010.0202 | 0 | 0 | 873521.37 | 0 | 0 | 786169.233 | 0 | 0 | 511010.0202 | 0 | 0 | 3930846.165 | 0 | 2555050.101 | 0 | 53.0498 | 0 | 81.6151 | 0 | 265.2492 | 0 | 408.0757 | 0 | 66.5146 | 0 | 102.3302 | 0 | 332.5732 | 0 | 511.6511 | 0 | 53.7448 | 34.9341 | 268.7241 | 174.6707 | 0.021501 | 37448.9919 | 69881.7096 | 107330.7015 | 3691.2654 | 2103.1625 | 337.3381 | 31131.3543 | 0 | 0 | 185.8716 | 0 | 0 | 0 | 0 | 0 | 69881.7096 | 0 | 160463.1679 | 0 | 54348.8771 | 3161589.7866 | 2055033.4367 | 0 | 0 | 0.084573 | 0 | 0.077882 | 0.059659 | 0.049747 | 0.031524 | 0.20029 | 0.0066902 | 0.024913 | 0.034826 | 0.053049 | 0 | 0 | 0 | 0 | -0.11572 | 0
1600 | SCE | SCE-13-TP-006 | Condenser water pump motor - VFD | Condenser water pump motor - VFD | 0.0066166 | 0.0026489 | 24.1452 | 0 | 3649.1835 | 9115.1552 | 0.0066261 | 0.0026504 | 3643.9808 | 9109.9526 | -3625.0382 | -9091.01 | 0 | 0 | 9115.1552 | 0.0026489 | 0 | 58.9627 | 0 | 0 | 38.3258 | 0 | 0 | 65.5141 | 0 | 0 | 58.9627 | 0 | 0 | 38.3258 | 0 | 0 | 0 | 0 | 0 | 0 | 0 | 0 | 0 | 0 | 0 | 0 | 0 | 0 | 0 | 0 | 0 | 0 | 0 | 0 | 0 | 0 | 0 | 0 | 0 | 2.9871e-06 | 5.2026 | 9827.1154 | 9832.318 | 0.51281 | 0.29218 | 0.046865 | 4.3249 | 0 | 0 | 0.025822 | 0 | 0 | 0 | 0 | 0 | 9827.1154 | 0 | 0 | 0 | -5896.2695 | 0 | 0 | 0 | 0 | 0 | 0 | 0 | 0 | 0 | 0 | 0 | 0 | 0 | 0 | 0 | 0 | 0 | 0 | 0 | 0 | 0
1601 | SCE | SCE-13-TP-006 | Interior LED fixture replacement (utilizing approved luminaries) | Interior LED fixture replacement (utilizing approved luminaries) | 0.60971 | 3.2038 | 194263.9309 | 0 | 318615.3459 | 60635.8285 | 0.70193 | 10.3456 | 276756.8755 | 18777.358 | -124351.415 | 133628.1024 | 249232.5779 | 0 | 309868.4064 | 0.62692 | 227875.14 | 0 | 0 | 205087.6314 | 0 | 0 | 253194.6 | 0 | 0 | 227875.14 | 0 | 0 | 205087.6314 | 0 | 0 | 2734501.68 | 0 | 2461051.5772 | 0 | 25.6996 | 0 | 28.5551 | 0 | 308.3947 | 0 | 342.6607 | 0 | 26.6328 | 0 | 29.592 | 0 | 319.5937 | 0 | 355.1041 | 0 | 15.5638 | 14.0075 | 186.7661 | 168.0895 | 0.024033 | 41858.4705 | 20255.568 | 62114.0385 | 4125.8981 | 2350.802 | 377.0584 | 34796.9547 | 0 | 0 | 207.7573 | 0 | 0 | 0 | 0 | 0 | 20255.568 | 0 | 328339.6271 | 0 | 261871.4576 | 1745263.5154 | 1570737.2055 | 0 | 0 | 0.12368 | 0 | 0.20284 | 0.1762 | 0.038603 | 0.011954 | 0.19728 | -0.079168 | -0.052519 | 0.085073 | 0.11172 | 0 | 0 | 0 | 0 | -0.073599 | 0
1602 | SCE | SCE-13-TP-006 | Interior LED fixture replacement (utilizing approved luminaries) | Interior LED fixture replacement (utilizing approved luminaries) | 0 | 0 | 0 | 0 | 528.1131 | 3520.7546 | 0 | 0 | 528.1131 | 3520.7546 | -528.1131 | -3520.7546 | 0 | 0 | 3520.7546 | 0 | 0 | 22.7875 | 0 | 0 | 20.5088 | 0 | 0 | 25.3195 | 0 | 0 | 22.7875 | 0 | 0 | 20.5088 | 0 | 0 | 0 | 0 | 0 | 0 | 0 | 0 | 0 | 0 | 0 | 0 | 0 | 0 | 0 | 0 | 0 | 0 | 0 | 0 | 0 | 0 | 0 | 0 | 0 | 0 | 0 | 3797.919 | 3797.919 | 0 | 0 | 0 | 0 | 0 | 0 | 0 | 0 | 0 | 0 | 0 | 0 | 3797.919 | 0 | 0 | 0 | -3228.2312 | 0 | 0 | 0 | 0 | 0 | 0 | 0 | 0 | 0 | 0 | 0 | 0 | 0 | 0 | 0 | 0 | 0 | 0 | 0 | 0 | 0
1603 | SCE | SCE-13-TP-006 | Exterior linear fluorescent retrofits | Exterior linear fluorescent retrofits | 0 | 0 | 0 | 0 | 0 | 0 | 0 | 0 | 0 | 0 | 0 | 0 | 0 | 0 | 0 | 0 | 0 | 0 | 0 | 0 | 0 | 0 | 0 | 0 | 0 | 0 | 0 | 0 | 0 | 0 | 0 | 0 | 0 | 0 | 0 | 0 | 0 | 0 | 0 | 0 | 0 | 0 | 0 | 0 | 0 | 0 | 0 | 0 | 0 | 0 | 0 | 0 | 0 | 0 | 0 | 0 | 0 | 0 | 0 | 0 | 0 | 0 | 0 | 0 | 0 | 0 | 0 | 0 | 0 | 0 | 0 | 0 | 0 | 0 | 0 | 0 | 0 | 0 | 0 | 0 | 0 | 0 | 0 | 0 | 0 | 0 | 0 | 0 | 0 | 0 | 0 | 0 | 0 | 0 | 0 | 0 | 0
1604 | SCE | SCE-13-TP-006 | Exterior lighting controls - occupancy sensors | Exterior lighting controls - occupancy sensors | 0 | 0 | 0 | 0 | 0 | 0 | 0 | 0 | 0 | 0 | 0 | 0 | 0 | 0 | 0 | 0 | 0 | 0 | 0 | 0 | 0 | 0 | 0 | 0 | 0 | 0 | 0 | 0 | 0 | 0 | 0 | 0 | 0 | 0 | 0 | 0 | 0 | 0 | 0 | 0 | 0 | 0 | 0 | 0 | 0 | 0 | 0 | 0 | 0 | 0 | 0 | 0 | 0 | 0 | 0 | 0 | 0 | 0 | 0 | 0 | 0 | 0 | 0 | 0 | 0 | 0 | 0 | 0 | 0 | 0 | 0 | 0 | 0 | 0 | 0 | 0 | 0 | 0 | 0 | 0 | 0 | 0 | 0 | 0 | 0 | 0 | 0 | 0 | 0 | 0 | 0 | 0 | 0 | 0 | 0 | 0 | 0
1605 | SCE | SCE-13-TP-006 | Exterior LED fixture replacements (utilizing approved luminaries) | Exterior LED fixture replacements (utilizing approved luminaries) | 0 | 0 | 0 | 0 | 0 | 0 | 0 | 0 | 0 | 0 | 0 | 0 | 0 | 0 | 0 | 0 | 0 | 0 | 0 | 0 | 0 | 0 | 0 | 0 | 0 | 0 | 0 | 0 | 0 | 0 | 0 | 0 | 0 | 0 | 0 | 0 | 0 | 0 | 0 | 0 | 0 | 0 | 0 | 0 | 0 | 0 | 0 | 0 | 0 | 0 | 0 | 0 | 0 | 0 | 0 | 0 | 0 | 0 | 0 | 0 | 0 | 0 | 0 | 0 | 0 | 0 | 0 | 0 | 0 | 0 | 0 | 0 | 0 | 0 | 0 | 0 | 0 | 0 | 0 | 0 | 0 | 0 | 0 | 0 | 0 | 0 | 0 | 0 | 0 | 0 | 0 | 0 | 0 | 0 | 0 | 0 | 0
1606 | SCE | SCE-13-TP-006 | Fluid Pump - VFD | Fluid Pump - VFD | 0.75757 | 1.7072 | 91009.2829 | 0 | 120133.5614 | 53307.9827 | 0.90535 | 2.7007 | 100523.5938 | 33698.0152 | -29124.2785 | 37701.3002 | 160926.1602 | 0 | 214234.1429 | 0.42481 | 408946.7703 | 0 | 0 | 265815.4104 | 0 | 0 | 454385.3003 | 0 | 0 | 408946.7703 | 0 | 0 | 265815.4104 | 0 | 0 | 2044733.8513 | 0 | 1329077.0521 | 0 | 26.3062 | 0 | 40.4711 | 0 | 131.5312 | 0 | 202.3556 | 0 | 31.4193 | 0 | 48.3373 | 0 | 157.0963 | 0 | 241.6866 | 0 | 26.9362 | 17.5085 | 134.681 | 87.5427 | 0.011259 | 19609.9675 | 36350.824 | 55960.7916 | 1932.9117 | 1101.31 | 176.6453 | 16301.7699 | 0 | 0 | 97.3307 | 0 | 0 | 0 | 0 | 0 | 36350.824 | 0 | 144456.5854 | 0 | 64863.4594 | 1644584.7508 | 1068980.1272 | 0 | 0 | 0.085137 | 0 | 0.11238 | 0.094037 | 0.049868 | 0.031524 | 0.20041 | -0.027245 | -0.0089004 | 0.035268 | 0.053613 | 0 | 0 | 0 | 0 | -0.11527 | 0
1607 | SCE | SCE-13-TP-006 | Vacuum pumping systems | Vacuum pumping systems | 1.3305 | 2.8122 | 1849277.4078 | 0 | 1389916.9768 | 657595.3543 | 1.8652 | 7.1366 | 991449.1636 | 259127.541 | 459360.431 | 1191682.0535 | 2890050.5272 | 0 | 3547645.8815 | 0.52127 | 3144676.932 | 0 | 0 | 2044040.0808 | 0 | 0 | 3494085.48 | 0 | 0 | 3144676.932 | 0 | 0 | 2044040.0808 | 0 | 0 | 47170153.98 | 0 | 30660601.2116 | 0 | 202.287 | 0 | 311.2107 | 0 | 3034.3049 | 0 | 4668.1612 | 0 | 241.6046 | 0 | 371.6994 | 0 | 3624.0692 | 0 | 5575.4909 | 0 | 207.1313 | 134.6353 | 3106.9688 | 2019.5298 | 0.22878 | 398467.8133 | 279526.8384 | 677994.6517 | 39276.1027 | 22378.2405 | 3589.372 | 331246.3716 | 0 | 0 | 1977.7264 | 0 | 0 | 0 | 0 | 0 | 279526.8384 | 0 | 1473366.5419 | 0 | 716303.8506 | 27445039.0967 | 17839276.0672 | 0 | 0 | 0.10366 | 0 | 0.077913 | 0.055577 | 0.036862 | 0.014526 | 0.19887 | 0.02575 | 0.048086 | 0.066801 | 0.089138 | 0 | 0 | 0 | 0 | -0.095204 | 0
1608 | SCE | SCE-13-TP-006 | Vacuum pumping systems | Vacuum pumping systems | 0.01433 | 0.0057425 | 93.1177 | 0 | 6498.2524 | 16215.5356 | 0.014374 | 0.0057496 | 6478.1881 | 16195.4713 | -6405.1347 | -16122.4179 | 0 | 0 | 16215.5356 | 0.0057425 | 0 | 104.8226 | 0 | 0 | 68.1347 | 0 | 0 | 116.4695 | 0 | 0 | 104.8226 | 0 | 0 | 68.1347 | 0 | 0 | 0 | 0 | 0 | 0 | 0 | 0 | 0 | 0 | 0 | 0 | 0 | 0 | 0 | 0 | 0 | 0 | 0 | 0 | 0 | 0 | 0 | 0 | 0 | 1.152e-05 | 20.0643 | 17470.4274 | 17490.4917 | 1.9777 | 1.1268 | 0.18074 | 16.6794 | 0 | 0 | 0.099586 | 0 | 0 | 0 | 0 | 0 | 17470.4274 | 0 | 0 | 0 | -10482.2569 | 0 | 0 | 0 | 0 | 0 | 0 | 0 | 0 | 0 | 0 | 0 | 0 | 0 | 0 | 0 | 0 | 0 | 0 | 0 | 0 | 0
1609 | SCE | SCE-13-TP-006 | Optimize sizing of compressed air receiver tank - retrocommissioning [RET ONLY] | Optimize sizing of compressed air receiver tank - retrocommissioning [RET ONLY] | 2.1699 | 1.7675 | 154114.6665 | 0 | 71023.0823 | 87192.3258 | 4.0754 | 2.8548 | 37815.6609 | 53984.9044 | 83091.5842 | 66922.3407 | 295242.6386 | 0 | 382434.9644 | 0.40298 | 655141.0275 | 0 | 0 | 556869.8812 | 0 | 0 | 727934.475 | 0 | 0 | 655141.0275 | 0 | 0 | 556869.8812 | 0 | 0 | 2817106.5432 | 0 | 2394540.5953 | 0 | 62.0571 | 0 | 73.0084 | 0 | 286.6349 | 0 | 313.9359 | 0 | 65.6277 | 0 | 77.2091 | 0 | 282.1992 | 0 | 331.9991 | 0 | 43.1047 | 36.639 | 185.3503 | 157.5478 | 0.019066 | 33207.4214 | 58234.758 | 91442.1794 | 3273.183 | 1864.9528 | 299.1303 | 27605.3359 | 0 | 0 | 164.8193 | 0 | 0 | 0 | 0 | 0 | 58234.758 | 0 | 0 | 0 | -46587.8071 | 2763953.5225 | 1973363.1652 | 0 | 0 | 0.078097 | 0 | 0.035991 | 0.019163 | 0.044185 | 0.027357 | 0.1938 | 0.042107 | 0.058934 | 0.033913 | 0.050741 | 0 | 0 | 0 | 0 | -0.1157 | 0
1610 | SCE | SCE-13-TP-006 | Optimize sizing of compressed air receiver tank - retrocommissioning [RET ONLY] | Optimize sizing of compressed air receiver tank - retrocommissioning [RET ONLY] | 0.013357 | 0.0026775 | 13.5591 | 0 | 1015.1385 | 5064.0064 | 0.013395 | 0.0026791 | 1012.2169 | 5061.0848 | -1001.5794 | -5050.4473 | 0 | 0 | 5064.0064 | 0.0026775 | 0 | 32.7571 | 0 | 0 | 27.8435 | 0 | 0 | 36.3967 | 0 | 0 | 32.7571 | 0 | 0 | 27.8435 | 0 | 0 | 0 | 0 | 0 | 0 | 0 | 0 | 0 | 0 | 0 | 0 | 0 | 0 | 0 | 0 | 0 | 0 | 0 | 0 | 0 | 0 | 0 | 0 | 0 | 1.6775e-06 | 2.9216 | 5459.5086 | 5462.4302 | 0.28798 | 0.16408 | 0.026318 | 2.4287 | 0 | 0 | 0.014501 | 0 | 0 | 0 | 0 | 0 | 5459.5086 | 0 | 0 | 0 | -4367.6069 | 0 | 0 | 0 | 0 | 0 | 0 | 0 | 0 | 0 | 0 | 0 | 0 | 0 | 0 | 0 | 0 | 0 | 0 | 0 | 0 | 0
1611 | SCE | SCE-13-TP-006 | Blow valve block for blow molding machines | Blow valve block for blow molding machines | 0.56594 | 2.6466 | 1561168.3183 | 0 | 2758526.9951 | 589882.6566 | 0.64454 | 6.1586 | 2422138.6721 | 253494.3336 | -1197358.6768 | 971285.6617 | 2569618.3022 | 0 | 3159500.9588 | 0.49412 | 3076314.39 | 0 | 0 | 1999604.4268 | 0 | 0 | 3418127.1 | 0 | 0 | 3076314.39 | 0 | 0 | 1999604.4268 | 0 | 0 | 39992087.07 | 0 | 25994857.549 | 0 | 222.8342 | 0 | 342.8218 | 0 | 2896.8445 | 0 | 4456.6837 | 0 | 235.6556 | 0 | 362.547 | 0 | 3063.5222 | 0 | 4713.1109 | 0 | 202.4048 | 131.5631 | 2631.2622 | 1710.3205 | 0.19314 | 336388.323 | 273450.168 | 609838.491 | 33157.0628 | 18891.8115 | 3030.164 | 279639.6791 | 0 | 0 | 1669.6055 | 0 | 0 | 0 | 0 | 0 | 273450.168 | 0 | 3851440.8343 | 0 | 2146794.4851 | 24738535.4646 | 16080048.6418 | 0 | 0 | 0.097087 | 0 | 0.17155 | 0.15063 | 0.036684 | 0.015765 | 0.19649 | -0.074462 | -0.053543 | 0.060403 | 0.081323 | 0 | 0 | 0 | 0 | -0.099398 | 0
1612 | SCE | SCE-13-TP-006 | Blow valve block for blow molding machines | Blow valve block for blow molding machines | 0.012991 | 0.005205 | 123.837 | 0 | 9532.7204 | 23791.7772 | 0.013027 | 0.0052109 | 9506.0369 | 23765.0938 | -9408.8834 | -23667.9402 | 0 | 0 | 23791.7772 | 0.005205 | 0 | 153.8157 | 0 | 0 | 99.9802 | 0 | 0 | 170.9064 | 0 | 0 | 153.8157 | 0 | 0 | 99.9802 | 0 | 0 | 0 | 0 | 0 | 0 | 0 | 0 | 0 | 0 | 0 | 0 | 0 | 0 | 0 | 0 | 0 | 0 | 0 | 0 | 0 | 0 | 0 | 0 | 0 | 1.532e-05 | 26.6834 | 25635.9532 | 25662.6367 | 2.6301 | 1.4986 | 0.24036 | 22.1819 | 0 | 0 | 0.13244 | 0 | 0 | 0 | 0 | 0 | 25635.9532 | 0 | 0 | 0 | -15381.5726 | 0 | 0 | 0 | 0 | 0 | 0 | 0 | 0 | 0 | 0 | 0 | 0 | 0 | 0 | 0 | 0 | 0 | 0 | 0 | 0 | 0
1613 | SCE | SCE-13-TP-006 | Air compressor intermediate flow controller | Air compressor intermediate flow controller | 0.6383 | 1.4847 | 7452.6551 | 0 | 11675.8201 | 5019.6938 | 0.74009 | 2.1831 | 10069.9804 | 3413.854 | -4223.1651 | 2432.9613 | 14277.3014 | 0 | 19296.9952 | 0.38621 | 41429.282 | 0 | 0 | 26929.0343 | 0 | 0 | 46032.5355 | 0 | 0 | 41429.282 | 0 | 0 | 26929.0343 | 0 | 0 | 178145.9203 | 0 | 115794.8525 | 0 | 3.0009 | 0 | 4.6168 | 0 | 12.9041 | 0 | 19.8524 | 0 | 3.1736 | 0 | 4.8825 | 0 | 13.6465 | 0 | 20.9947 | 0 | 2.7258 | 1.7718 | 11.721 | 7.6187 | 0.000922 | 1605.8397 | 3682.6028 | 5288.4426 | 158.2841 | 90.1851 | 14.4653 | 1334.9349 | 0 | 0 | 7.9703 | 0 | 0 | 0 | 0 | 0 | 3682.6028 | 0 | 14445.6585 | 0 | 6457.8337 | 146811.9165 | 95427.7492 | 0 | 0 | 0.078097 | 0 | 0.12235 | 0.10552 | 0.052602 | 0.035774 | 0.20222 | -0.044255 | -0.027427 | 0.025495 | 0.042323 | 0 | 0 | 0 | 0 | -0.12412 | 0
1614 | SCE | SCE-13-TP-006 | Air compressor intermediate flow controller | Air compressor intermediate flow controller | 0.0051161 | 0.0020478 | 1.5617 | 0 | 305.2597 | 762.6445 | 0.0051218 | 0.0020487 | 304.9232 | 762.3079 | -303.6979 | -761.0827 | 0 | 0 | 762.6445 | 0.0020478 | 0 | 4.9339 | 0 | 0 | 3.207 | 0 | 0 | 5.4821 | 0 | 0 | 4.9339 | 0 | 0 | 3.207 | 0 | 0 | 0 | 0 | 0 | 0 | 0 | 0 | 0 | 0 | 0 | 0 | 0 | 0 | 0 | 0 | 0 | 0 | 0 | 0 | 0 | 0 | 0 | 0 | 0 | 1.9321e-07 | 0.33651 | 822.3191 | 822.6556 | 0.033169 | 0.018899 | 0.0030313 | 0.27974 | 0 | 0 | 0.0016702 | 0 | 0 | 0 | 0 | 0 | 822.3191 | 0 | 0 | 0 | -493.3915 | 0 | 0 | 0 | 0 | 0 | 0 | 0 | 0 | 0 | 0 | 0 | 0 | 0 | 0 | 0 | 0 | 0 | 0 | 0 | 0 | 0
1615 | SCE | SCE-13-TP-006 | Optimized air compressor sequencing - retrocommissioning | Optimized air compressor sequencing - retrocommissioning | 1.0928 | 1.7675 | 72771.2698 | 0 | 66593.8781 | 41171.2682 | 1.4293 | 2.8548 | 50913.6948 | 25491.0848 | 6177.3917 | 31600.0016 | 139410.3637 | 0 | 180581.6318 | 0.40298 | 309350.4696 | 0 | 0 | 262947.9029 | 0 | 0 | 343722.744 | 0 | 0 | 309350.4696 | 0 | 0 | 262947.9029 | 0 | 0 | 1330207.0783 | 0 | 1130676.0324 | 0 | 29.3027 | 0 | 34.4737 | 0 | 126.0016 | 0 | 148.2371 | 0 | 30.9887 | 0 | 36.4573 | 0 | 133.2514 | 0 | 156.7663 | 0 | 20.3536 | 17.3005 | 87.5204 | 74.3923 | 0.0090028 | 15680.1833 | 27497.8195 | 43178.0028 | 1545.5614 | 880.6104 | 141.2461 | 13034.9395 | 0 | 0 | 77.8259 | 0 | 0 | 0 | 0 | 0 | 27497.8195 | 0 | 58143.7756 | 0 | 24516.7653 | 1096237.5682 | 931801.9461 | 0 | 0 | 0.078097 | 0 | 0.071468 | 0.05464 | 0.044185 | 0.027357 | 0.1938 | 0.0066295 | 0.023457 | 0.033913 | 0.050741 | 0 | 0 | 0 | 0 | -0.1157 | 0
1616 | SCE | SCE-13-TP-006 | Optimized air compressor sequencing - retrocommissioning | Optimized air compressor sequencing - retrocommissioning | 0.013357 | 0.0026775 | 13.2749 | 0 | 993.8606 | 4957.862 | 0.013395 | 0.0026791 | 991.0003 | 4955.0016 | -980.5858 | -4944.5871 | 0 | 0 | 4957.862 | 0.0026775 | 0 | 32.0704 | 0 | 0 | 27.2599 | 0 | 0 | 35.6338 | 0 | 0 | 32.0704 | 0 | 0 | 27.2599 | 0 | 0 | 0 | 0 | 0 | 0 | 0 | 0 | 0 | 0 | 0 | 0 | 0 | 0 | 0 | 0 | 0 | 0 | 0 | 0 | 0 | 0 | 0 | 0 | 0 | 1.6423e-06 | 2.8604 | 5345.0742 | 5347.9346 | 0.28194 | 0.16064 | 0.025766 | 2.3778 | 0 | 0 | 0.014197 | 0 | 0 | 0 | 0 | 0 | 5345.0742 | 0 | 0 | 0 | -4276.0594 | 0 | 0 | 0 | 0 | 0 | 0 | 0 | 0 | 0 | 0 | 0 | 0 | 0 | 0 | 0 | 0 | 0 | 0 | 0 | 0 | 0
1617 | SCE | SCE-13-TP-006 | Air compressor retrofit | Air compressor retrofit | 1.7389 | 2.6466 | 664942.0615 | 0 | 382396.4847 | 251246.3167 | 2.7808 | 6.1586 | 239119.9768 | 107969.8087 | 282545.5768 | 413695.7448 | 1094467.0547 | 0 | 1345713.3713 | 0.49412 | 1310282.055 | 0 | 0 | 851683.367 | 0 | 0 | 1455868.95 | 0 | 0 | 1310282.055 | 0 | 0 | 851683.367 | 0 | 0 | 17033666.715 | 0 | 11071883.7709 | 0 | 94.9109 | 0 | 146.0167 | 0 | 1233.8412 | 0 | 1898.2171 | 0 | 100.3718 | 0 | 154.4182 | 0 | 1304.8335 | 0 | 2007.4361 | 0 | 86.2094 | 56.0361 | 1120.7228 | 728.4698 | 0.082263 | 143276.5079 | 116469.516 | 259746.0239 | 14122.4527 | 8046.5123 | 1290.6254 | 119105.7893 | 0 | 0 | 711.1283 | 0 | 0 | 0 | 0 | 0 | 116469.516 | 0 | 325163.7036 | 0 | 125216.5176 | 10536783.6238 | 6848909.6067 | 0 | 0 | 0.097087 | 0 | 0.055833 | 0.034914 | 0.036684 | 0.015765 | 0.19649 | 0.041254 | 0.062174 | 0.060403 | 0.081323 | 0 | 0 | 0 | 0 | -0.099398 | 0
1618 | SCE | SCE-13-TP-006 | Air compressor retrofit | Air compressor retrofit | 0.012991 | 0.005205 | 52.7454 | 0 | 4060.2327 | 10133.5347 | 0.013027 | 0.0052109 | 4048.8676 | 10122.1696 | -4007.4874 | -10080.7894 | 0 | 0 | 10133.5347 | 0.005205 | 0 | 65.5141 | 0 | 0 | 42.5842 | 0 | 0 | 72.7934 | 0 | 0 | 65.5141 | 0 | 0 | 42.5842 | 0 | 0 | 0 | 0 | 0 | 0 | 0 | 0 | 0 | 0 | 0 | 0 | 0 | 0 | 0 | 0 | 0 | 0 | 0 | 0 | 0 | 0 | 0 | 0 | 0 | 6.5254e-06 | 11.3652 | 10919.0171 | 10930.3823 | 1.1202 | 0.63828 | 0.10238 | 9.4479 | 0 | 0 | 0.056409 | 0 | 0 | 0 | 0 | 0 | 10919.0171 | 0 | 0 | 0 | -6551.4105 | 0 | 0 | 0 | 0 | 0 | 0 | 0 | 0 | 0 | 0 | 0 | 0 | 0 | 0 | 0 | 0 | 0 | 0 | 0 | 0 | 0
1619 | SCE | SCE-13-TP-006 | Air Compressor System Control | Air Compressor System Control | 0.84531 | 1.4971 | 124489.6295 | 0 | 147271.6693 | 83156.1246 | 1.0336 | 2.2099 | 120447.6189 | 56332.0741 | -22782.0398 | 41333.5049 | 235590.0392 | 0 | 318746.1638 | 0.39056 | 683625.42 | 0 | 0 | 444356.5393 | 0 | 0 | 759583.8 | 0 | 0 | 683625.42 | 0 | 0 | 444356.5393 | 0 | 0 | 2939589.4364 | 0 | 1910733.2037 | 0 | 49.1194 | 0 | 75.5683 | 0 | 211.2136 | 0 | 324.9439 | 0 | 54.222 | 0 | 83.4185 | 0 | 233.1548 | 0 | 358.6997 | 0 | 45.607 | 29.6446 | 196.1103 | 127.4717 | 0.015401 | 26824.0504 | 60766.704 | 87590.7544 | 2643.9881 | 1506.4581 | 241.6293 | 22298.8384 | 0 | 0 | 133.1366 | 0 | 0 | 0 | 0 | 0 | 60766.704 | 0 | 162496.8196 | 0 | 61038.0718 | 2422546.4049 | 1574655.2209 | 0 | 0 | 0.079058 | 0 | 0.093526 | 0.076491 | 0.052809 | 0.035774 | 0.20242 | -0.014468 | 0.0025669 | 0.026249 | 0.043284 | 0 | 0 | 0 | 0 | -0.12336 | 0
1620 | SCE | SCE-13-TP-006 | Air Compressor System Control | Air Compressor System Control | 0.0047582 | 0.0019044 | 28.9276 | 0 | 6079.5345 | 15189.4874 | 0.0047631 | 0.0019052 | 6073.3014 | 15183.2544 | -6050.6069 | -15160.5599 | 0 | 0 | 15189.4874 | 0.0019044 | 0 | 98.2712 | 0 | 0 | 63.8763 | 0 | 0 | 109.1902 | 0 | 0 | 98.2712 | 0 | 0 | 63.8763 | 0 | 0 | 0 | 0 | 0 | 0 | 0 | 0 | 0 | 0 | 0 | 0 | 0 | 0 | 0 | 0 | 0 | 0 | 0 | 0 | 0 | 0 | 0 | 0 | 0 | 3.5788e-06 | 6.2331 | 16378.5257 | 16384.7588 | 0.61438 | 0.35005 | 0.056147 | 5.1816 | 0 | 0 | 0.030937 | 0 | 0 | 0 | 0 | 0 | 16378.5257 | 0 | 0 | 0 | -9827.1158 | 0 | 0 | 0 | 0 | 0 | 0 | 0 | 0 | 0 | 0 | 0 | 0 | 0 | 0 | 0 | 0 | 0 | 0 | 0 | 0 | 0
1621 | SCE | SCE-13-TP-006 | Desiccant dryer | Desiccant dryer | 1.8983 | 2.7695 | 444916.6201 | 0 | 234381.9106 | 160649.0342 | 3.2121 | 6.8679 | 138514.7617 | 64781.8852 | 210534.7095 | 284267.5859 | 722512.6318 | 0 | 883161.666 | 0.50378 | 786169.233 | 0 | 0 | 511010.0202 | 0 | 0 | 873521.37 | 0 | 0 | 786169.233 | 0 | 0 | 511010.0202 | 0 | 0 | 11792538.495 | 0 | 7665150.3029 | 0 | 56.9465 | 0 | 87.61 | 0 | 854.1977 | 0 | 1314.1503 | 0 | 60.2231 | 0 | 92.6509 | 0 | 903.3463 | 0 | 1389.7635 | 0 | 51.7257 | 33.6217 | 775.885 | 504.3253 | 0.055043 | 95867.1489 | 69881.7096 | 165748.8585 | 9449.4156 | 5383.9684 | 863.565 | 79694.3798 | 0 | 0 | 475.8201 | 0 | 0 | 0 | 0 | 0 | 69881.7096 | 0 | 186871.3425 | 0 | 70193.7825 | 6861259.7742 | 4459819.0168 | 0 | 0 | 0.099761 | 0 | 0.052554 | 0.031058 | 0.036021 | 0.014526 | 0.19803 | 0.047207 | 0.068703 | 0.06374 | 0.085235 | 0 | 0 | 0 | 0 | -0.098265 | 0
1622 | SCE | SCE-13-TP-006 | Desiccant dryer | Desiccant dryer | 0.014269 | 0.0057182 | 69.5422 | 0 | 4873.6255 | 12161.5879 | 0.014313 | 0.0057252 | 4858.6411 | 12146.6035 | -4804.0833 | -12092.0457 | 0 | 0 | 12161.5879 | 0.0057182 | 0 | 78.6169 | 0 | 0 | 51.101 | 0 | 0 | 87.3521 | 0 | 0 | 78.6169 | 0 | 0 | 51.101 | 0 | 0 | 0 | 0 | 0 | 0 | 0 | 0 | 0 | 0 | 0 | 0 | 0 | 0 | 0 | 0 | 0 | 0 | 0 | 0 | 0 | 0 | 0 | 0 | 0 | 8.6034e-06 | 14.9844 | 13102.8206 | 13117.805 | 1.477 | 0.84153 | 0.13498 | 12.4565 | 0 | 0 | 0.074373 | 0 | 0 | 0 | 0 | 0 | 13102.8206 | 0 | 0 | 0 | -7861.6926 | 0 | 0 | 0 | 0 | 0 | 0 | 0 | 0 | 0 | 0 | 0 | 0 | 0 | 0 | 0 | 0 | 0 | 0 | 0 | 0 | 0
1623 | SCE | SCE-13-TP-006 | Optimize drying process | Optimize drying process | 0.93785 | 2.7695 | 386884.0175 | 0 | 412521.733 | 139694.8123 | 1.1754 | 6.8679 | 329158.9948 | 56332.0741 | -25637.7155 | 247189.2051 | 628271.8537 | 0 | 767966.6661 | 0.50378 | 683625.42 | 0 | 0 | 444356.5393 | 0 | 0 | 759583.8 | 0 | 0 | 683625.42 | 0 | 0 | 444356.5393 | 0 | 0 | 10254381.3 | 0 | 6665348.0895 | 0 | 49.5187 | 0 | 76.1826 | 0 | 742.7806 | 0 | 1142.7394 | 0 | 52.3679 | 0 | 80.566 | 0 | 785.5185 | 0 | 1208.49 | 0 | 44.9788 | 29.2362 | 674.6826 | 438.5437 | 0.047863 | 83362.7382 | 60766.704 | 144129.4422 | 8216.8832 | 4681.7117 | 750.9261 | 69299.4607 | 0 | 0 | 413.7566 | 0 | 0 | 0 | 0 | 0 | 60766.704 | 0 | 508868.7478 | 0 | 268861.237 | 5966312.8471 | 3878103.4929 | 0 | 0 | 0.099761 | 0 | 0.10637 | 0.084876 | 0.036021 | 0.014526 | 0.19803 | -0.0066109 | 0.014885 | 0.06374 | 0.085235 | 0 | 0 | 0 | 0 | -0.098265 | 0
1624 | SCE | SCE-13-TP-006 | Optimize drying process | Optimize drying process | 0.014269 | 0.0057182 | 52.1566 | 0 | 3655.2191 | 9121.1909 | 0.014313 | 0.0057252 | 3643.9808 | 9109.9526 | -3603.0625 | -9069.0343 | 0 | 0 | 9121.1909 | 0.0057182 | 0 | 58.9627 | 0 | 0 | 38.3258 | 0 | 0 | 65.5141 | 0 | 0 | 58.9627 | 0 | 0 | 38.3258 | 0 | 0 | 0 | 0 | 0 | 0 | 0 | 0 | 0 | 0 | 0 | 0 | 0 | 0 | 0 | 0 | 0 | 0 | 0 | 0 | 0 | 0 | 0 | 0 | 0 | 6.4525e-06 | 11.2383 | 9827.1154 | 9838.3537 | 1.1077 | 0.63115 | 0.10123 | 9.3424 | 0 | 0 | 0.055779 | 0 | 0 | 0 | 0 | 0 | 9827.1154 | 0 | 0 | 0 | -5896.2695 | 0 | 0 | 0 | 0 | 0 | 0 | 0 | 0 | 0 | 0 | 0 | 0 | 0 | 0 | 0 | 0 | 0 | 0 | 0 | 0 | 0
1625 | SCE | SCE-13-TP-006 | Dust collector VFD | Dust collector VFD | 0.36188 | 1.6543 | 54303.1178 | 0 | 150059.7461 | 32825.3383 | 0.39248 | 2.5706 | 138358.9356 | 21124.5278 | -95756.6283 | 21477.7794 | 100880.9904 | 0 | 133706.3288 | 0.40614 | 256359.5325 | 0 | 0 | 166633.7022 | 0 | 0 | 284843.925 | 0 | 0 | 256359.5325 | 0 | 0 | 166633.7022 | 0 | 0 | 1281797.6625 | 0 | 833168.5112 | 0 | 18.5695 | 0 | 28.5685 | 0 | 92.8476 | 0 | 142.8424 | 0 | 19.638 | 0 | 30.2122 | 0 | 98.1898 | 0 | 151.0612 | 0 | 16.8671 | 10.9636 | 84.3353 | 54.818 | 0.0067181 | 11700.8105 | 22787.514 | 34488.3245 | 1153.3234 | 657.126 | 105.4001 | 9726.8861 | 0 | 0 | 58.075 | 0 | 0 | 0 | 0 | 0 | 22787.514 | 0 | 215593.7782 | 0 | 115683.7631 | 1030953.1913 | 670119.5989 | 0 | 0 | 0.081035 | 0 | 0.22393 | 0.20647 | 0.048984 | 0.031524 | 0.19953 | -0.14289 | -0.12543 | 0.032051 | 0.049511 | 0 | 0 | 0 | 0 | -0.11849 | 0
1626 | SCE | SCE-13-TP-006 | Dust collector VFD | Dust collector VFD | 0.0061548 | 0.0024639 | 22.4577 | 0 | 3648.8198 | 9114.7916 | 0.006163 | 0.0024652 | 3643.9808 | 9109.9526 | -3626.3621 | -9092.3339 | 0 | 0 | 9114.7916 | 0.0024639 | 0 | 58.9627 | 0 | 0 | 38.3258 | 0 | 0 | 65.5141 | 0 | 0 | 58.9627 | 0 | 0 | 38.3258 | 0 | 0 | 0 | 0 | 0 | 0 | 0 | 0 | 0 | 0 | 0 | 0 | 0 | 0 | 0 | 0 | 0 | 0 | 0 | 0 | 0 | 0 | 0 | 0 | 0 | 2.7783e-06 | 4.839 | 9827.1154 | 9831.9544 | 0.47697 | 0.27176 | 0.04359 | 4.0227 | 0 | 0 | 0.024018 | 0 | 0 | 0 | 0 | 0 | 9827.1154 | 0 | 0 | 0 | -5896.2695 | 0 | 0 | 0 | 0 | 0 | 0 | 0 | 0 | 0 | 0 | 0 | 0 | 0 | 0 | 0 | 0 | 0 | 0 | 0 | 0 | 0
1627 | SCE | SCE-13-TP-006 | Efficient dye machine | Efficient dye machine | 1.3203 | 2.7695 | 741527.7002 | 0 | 561647.7599 | 267748.3903 | 1.8452 | 6.8679 | 401869.1783 | 107969.8087 | 179879.9403 | 473779.3098 | 1204187.7197 | 0 | 1471936.11 | 0.50378 | 1310282.055 | 0 | 0 | 851683.367 | 0 | 0 | 1455868.95 | 0 | 0 | 1310282.055 | 0 | 0 | 851683.367 | 0 | 0 | 19654230.825 | 0 | 12775250.5048 | 0 | 94.9109 | 0 | 146.0167 | 0 | 1423.6629 | 0 | 2190.2505 | 0 | 100.3718 | 0 | 154.4182 | 0 | 1505.5772 | 0 | 2316.2725 | 0 | 86.2094 | 56.0361 | 1293.1417 | 840.5421 | 0.091738 | 159778.5816 | 116469.516 | 276248.0976 | 15749.0261 | 8973.2807 | 1439.275 | 132823.9663 | 0 | 0 | 793.0335 | 0 | 0 | 0 | 0 | 0 | 116469.516 | 0 | 595258.012 | 0 | 287273.109 | 11435432.957 | 7433031.6947 | 0 | 0 | 0.099761 | 0 | 0.075561 | 0.054065 | 0.036021 | 0.014526 | 0.19803 | 0.0242 | 0.045696 | 0.06374 | 0.085235 | 0 | 0 | 0 | 0 | -0.098265 | 0
1628 | SCE | SCE-13-TP-006 | Efficient dye machine | Efficient dye machine | 0.014269 | 0.0057182 | 34.7711 | 0 | 2436.8128 | 6080.7939 | 0.014313 | 0.0057252 | 2429.3206 | 6073.3017 | -2402.0417 | -6046.0229 | 0 | 0 | 6080.7939 | 0.0057182 | 0 | 39.3085 | 0 | 0 | 25.5505 | 0 | 0 | 43.6761 | 0 | 0 | 39.3085 | 0 | 0 | 25.5505 | 0 | 0 | 0 | 0 | 0 | 0 | 0 | 0 | 0 | 0 | 0 | 0 | 0 | 0 | 0 | 0 | 0 | 0 | 0 | 0 | 0 | 0 | 0 | 0 | 0 | 4.3017e-06 | 7.4922 | 6551.4103 | 6558.9025 | 0.73849 | 0.42077 | 0.067489 | 6.2283 | 0 | 0 | 0.037186 | 0 | 0 | 0 | 0 | 0 | 6551.4103 | 0 | 0 | 0 | -3930.8463 | 0 | 0 | 0 | 0 | 0 | 0 | 0 | 0 | 0 | 0 | 0 | 0 | 0 | 0 | 0 | 0 | 0 | 0 | 0 | 0 | 0
1629 | SCE | SCE-13-TP-006 | Refrigeration system retrofits | Refrigeration system retrofits | 0.63389 | 2.0574 | 1561408.8808 | 0 | 2463233.1127 | 758930.7135 | 0.73416 | 3.6957 | 2126792.9552 | 422490.556 | -901824.2319 | 802478.1673 | 2513087.415 | 0 | 3272018.1284 | 0.4772 | 2734501.68 | 0 | 0 | 1777426.1572 | 0 | 0 | 3038335.2 | 0 | 0 | 2734501.68 | 0 | 0 | 1777426.1572 | 0 | 0 | 41017525.2 | 0 | 26661392.3579 | 0 | 196.4777 | 0 | 302.2734 | 0 | 2947.1657 | 0 | 4534.101 | 0 | 216.8882 | 0 | 333.6741 | 0 | 3253.3225 | 0 | 5005.1113 | 0 | 182.4281 | 118.5783 | 2736.422 | 1778.6743 | 0.19317 | 336440.1575 | 455750.28 | 792190.4375 | 33162.172 | 18894.7225 | 3030.631 | 279682.7692 | 0 | 0 | 1669.8628 | 0 | 0 | 0 | 0 | 0 | 455750.28 | 0 | 3249108.1514 | 0 | 1676014.7894 | 23865251.3884 | 15512413.9715 | 0 | 0 | 0.10066 | 0 | 0.15879 | 0.1371 | 0.048924 | 0.027236 | 0.21093 | -0.058136 | -0.036447 | 0.051731 | 0.07342 | 0 | 0 | 0 | 0 | -0.11027 | 0
1630 | SCE | SCE-13-TP-006 | Refrigeration system retrofits | Refrigeration system retrofits | 0.013355 | 0.0053513 | 282.9367 | 0 | 21185.4915 | 52872.2845 | 0.013394 | 0.0053575 | 21124.5265 | 52811.3195 | -20902.5548 | -52589.3477 | 0 | 0 | 52872.2845 | 0.0053513 | 0 | 341.8127 | 0 | 0 | 222.1783 | 0 | 0 | 379.7919 | 0 | 0 | 341.8127 | 0 | 0 | 222.1783 | 0 | 0 | 0 | 0 | 0 | 0 | 0 | 0 | 0 | 0 | 0 | 0 | 0 | 0 | 0 | 0 | 0 | 0 | 0 | 0 | 0 | 0 | 0 | 0 | 0 | 3.5003e-05 | 60.965 | 56968.785 | 57029.75 | 6.0092 | 3.4238 | 0.54917 | 50.6802 | 0 | 0 | 0.30259 | 0 | 0 | 0 | 0 | 0 | 56968.785 | 0 | 0 | 0 | -34181.2724 | 0 | 0 | 0 | 0 | 0 | 0 | 0 | 0 | 0 | 0 | 0 | 0 | 0 | 0 | 0 | 0 | 0 | 0 | 0 | 0 | 0
1631 | SCE | SCE-13-TP-007 | Adjust chiller water lockout retrocommissioning | Adjust chiller water lockout retrocommissioning | 2.3392 | 3.7443 | 275951.4338 | 0 | 117970.3813 | 73698.4779 | 3.4886 | 7.9232 | 79100.2089 | 34828.3055 | 157981.0525 | 202252.9559 | 278344.0212 | 0 | 352042.4991 | 0.78386 | 422663.56 | 0 | 0 | 359264.0311 | 0 | 0 | 469626.1778 | 0 | 0 | 422663.56 | 0 | 0 | 359264.0311 | 0 | 0 | 2831845.7717 | 0 | 2407068.9397 | 0 | 36.3747 | 0 | 42.7938 | 0 | 243.7105 | 0 | 286.7183 | 0 | 49.5992 | 0 | 58.352 | 0 | 332.3148 | 0 | 390.9586 | 0 | 29.5906 | 25.152 | 198.2573 | 168.5187 | 0.011139 | 38870.1724 | 37570.0942 | 76440.2666 | 3611.9018 | 1510.7039 | 1006.4161 | 32644.8587 | 0 | 0 | 96.2917 | 0 | 0 | 0 | 0 | 0 | 37570.0942 | 0 | 91544.9355 | 0 | 43179.8737 | 2148950.5933 | 1826608.0299 | 0 | 0 | 0.15107 | 0 | 0.064584 | 0.043304 | 0.040347 | 0.019067 | 0.19273 | 0.086489 | 0.10777 | 0.11073 | 0.13201 | 0 | 0 | 0 | 0 | -0.041657 | 0
1632 | SCE | SCE-13-TP-007 | Variable speed chiller plant optimization | Variable speed chiller plant optimization | 2.0706 | 3.2491 | 1701516.7293 | 0 | 821761.661 | 523690.8055 | 2.9231 | 5.9909 | 582088.1516 | 284017.296 | 879755.0682 | 1177825.9238 | 1689411.2355 | 0 | 2213102.041 | 0.76884 | 1838255.9374 | 0 | 0 | 1194866.4031 | 0 | 0 | 2042506.5971 | 0 | 0 | 1838255.9374 | 0 | 0 | 1194866.4031 | 0 | 0 | 27573839.0605 | 0 | 17922996.0467 | 0 | 120.9776 | 0 | 186.1194 | 0 | 1814.6646 | 0 | 2791.7916 | 0 | 164.9607 | 0 | 253.7857 | 0 | 2474.4106 | 0 | 3806.7854 | 0 | 128.6961 | 83.6525 | 1930.4418 | 1254.7872 | 0.068683 | 239673.5095 | 306375.9896 | 546049.4991 | 22270.9892 | 9315.0016 | 6205.5625 | 201288.2213 | 0 | 0 | 593.7349 | 0 | 0 | 0 | 0 | 0 | 306375.9896 | 0 | 777479.1847 | 0 | 282661.9283 | 16043303.3859 | 10428147.5834 | 0 | 0 | 0.16317 | 0 | 0.078802 | 0.055819 | 0.050219 | 0.027236 | 0.21222 | 0.084364 | 0.10735 | 0.11295 | 0.13593 | 0 | 0 | 0 | 0 | -0.049058 | 0
1633 | SCE | SCE-13-TP-007 | Supply air reset | Supply air reset | 1.0016 | 2.7587 | 26275.8124 | 0 | 26233.8689 | 9524.7054 | 1.1661 | 4.512 | 22532.6909 | 5823.5275 | 41.9435 | 16751.1069 | 27810.4783 | 0 | 37335.1838 | 0.70378 | 70672.197 | 0 | 0 | 45936.9297 | 0 | 0 | 78524.6633 | 0 | 0 | 70672.197 | 0 | 0 | 45936.9297 | 0 | 0 | 353360.9849 | 0 | 229684.6486 | 0 | 4.7731 | 0 | 7.3432 | 0 | 23.8655 | 0 | 36.7162 | 0 | 6.3317 | 0 | 9.7411 | 0 | 31.6587 | 0 | 48.7057 | 0 | 4.9445 | 3.2139 | 24.7223 | 16.0695 | 0.0010606 | 3701.1779 | 6281.9731 | 9983.151 | 343.9216 | 143.8477 | 95.8299 | 3108.41 | 0 | 0 | 9.1688 | 0 | 0 | 0 | 0 | 0 | 6281.9731 | 0 | 33528.834 | 0 | 16348.1172 | 284209.1585 | 184735.9598 | 0 | 0 | 0.14223 | 0 | 0.14201 | 0.12197 | 0.051558 | 0.031524 | 0.2021 | 0.00022705 | 0.020262 | 0.090676 | 0.11071 | 0 | 0 | 0 | 0 | -0.059866 | 0
1634 | SCE | SCE-13-TP-007 | Supply air reset | Supply air reset | 0 | 0 | 0 | 0 | 1236.8136 | 3092.0342 | 0 | 0 | 1236.8136 | 3092.0342 | -1236.8136 | -3092.0342 | 0 | 0 | 3092.0342 | 0 | 0 | 20.0127 | 0 | 0 | 13.0082 | 0 | 0 | 22.2363 | 0 | 0 | 20.0127 | 0 | 0 | 13.0082 | 0 | 0 | 0 | 0 | 0 | 0 | 0 | 0 | 0 | 0 | 0 | 0 | 0 | 0 | 0 | 0 | 0 | 0 | 0 | 0 | 0 | 0 | 0 | 0 | 0 | 0 | 0 | 3335.4484 | 3335.4484 | 0 | 0 | 0 | 0 | 0 | 0 | 0 | 0 | 0 | 0 | 0 | 0 | 3335.4484 | 0 | 0 | 0 | -2001.2691 | 0 | 0 | 0 | 0 | 0 | 0 | 0 | 0 | 0 | 0 | 0 | 0 | 0 | 0 | 0 | 0 | 0 | 0 | 0 | 0 | 0
1635 | SCE | SCE-13-TP-007 | Constant air volume to variable air volume conversions [RET ONLY] | Constant air volume to variable air volume conversions [RET ONLY] | 1.035 | 1.7972 | 28600.0473 | 0 | 27631.6318 | 15913.5343 | 1.2117 | 2.4064 | 23603.0651 | 11884.9676 | 968.4155 | 12686.5129 | 30270.4625 | 0 | 46183.9969 | 0.61926 | 76923.5274 | 0 | 0 | 50000.2946 | 0 | 0 | 85470.586 | 0 | 0 | 76923.5274 | 0 | 0 | 50000.2946 | 0 | 0 | 384617.6369 | 0 | 250001.4731 | 0 | 5.1953 | 0 | 7.9928 | 0 | 27.8988 | 0 | 39.9639 | 0 | 6.8918 | 0 | 10.6028 | 0 | 34.4591 | 0 | 53.0139 | 0 | 5.3818 | 3.4982 | 26.9091 | 17.4909 | 0.0011545 | 4028.5667 | 12820.5879 | 16849.1546 | 374.3433 | 156.5718 | 104.3066 | 3383.3653 | 0 | 0 | 9.9798 | 0 | 0 | 0 | 0 | 0 | 12820.5879 | 0 | 0 | 0 | -7692.353 | 358674.9278 | 201076.6272 | 0 | 0 | 0.14223 | 0 | 0.13742 | 0.11738 | 0.079142 | 0.059107 | 0.22968 | 0.0048162 | 0.024851 | 0.063093 | 0.083128 | 0 | 0 | 0 | 0 | -0.087449 | 0
1636 | SCE | SCE-13-TP-007 | Condenser water pump motor - VFD | Condenser water pump motor - VFD | 0.77786 | 1.947 | 142795.4732 | 0 | 183575.8812 | 73339.4082 | 0.87357 | 2.6828 | 163461.8902 | 53225.4171 | -40780.408 | 69456.0651 | 254180.0152 | 0 | 327519.4233 | 0.43599 | 645924.1686 | 0 | 0 | 419850.725 | 0 | 0 | 717693.5207 | 0 | 0 | 645924.1686 | 0 | 0 | 419850.725 | 0 | 0 | 3229620.8432 | 0 | 2099253.6251 | 0 | 43.5863 | 0 | 67.0558 | 0 | 217.9313 | 0 | 335.2789 | 0 | 54.6491 | 0 | 84.0755 | 0 | 273.2454 | 0 | 420.3775 | 0 | 44.1573 | 28.7022 | 220.7863 | 143.5111 | 0.005764 | 20113.991 | 57415.4817 | 77529.4727 | 1869.0362 | 781.7379 | 520.7861 | 16892.6031 | 0 | 0 | 49.8277 | 0 | 0 | 0 | 0 | 0 | 57415.4817 | 0 | 235944.4671 | 0 | 107117.3955 | 2597592.4378 | 1688435.1465 | 0 | 0 | 0.084573 | 0 | 0.10873 | 0.096813 | 0.043436 | 0.031524 | 0.19398 | -0.024153 | -0.01224 | 0.041136 | 0.053049 | 0 | 0 | 0 | 0 | -0.10941 | 0
1637 | SCE | SCE-13-TP-007 | Condenser water pump motor - VFD | Condenser water pump motor - VFD | 0.0066199 | 0.0026494 | 14.5185 | 0 | 2193.1683 | 5479.8534 | 0.0066261 | 0.0026504 | 2191.1232 | 5477.8084 | -2178.6498 | -5465.3349 | 0 | 0 | 5479.8534 | 0.0026494 | 0 | 35.4542 | 0 | 0 | 23.0452 | 0 | 0 | 39.3936 | 0 | 0 | 35.4542 | 0 | 0 | 23.0452 | 0 | 0 | 0 | 0 | 0 | 0 | 0 | 0 | 0 | 0 | 0 | 0 | 0 | 0 | 0 | 0 | 0 | 0 | 0 | 0 | 0 | 0 | 0 | 0 | 0 | 5.8605e-07 | 2.0451 | 5909.0379 | 5911.0829 | 0.19003 | 0.079482 | 0.05295 | 1.7175 | 0 | 0 | 0.0050662 | 0 | 0 | 0 | 0 | 0 | 5909.0379 | 0 | 0 | 0 | -3545.4229 | 0 | 0 | 0 | 0 | 0 | 0 | 0 | 0 | 0 | 0 | 0 | 0 | 0 | 0 | 0 | 0 | 0 | 0 | 0 | 0 | 0
1638 | SCE | SCE-13-TP-007 | Ventilation fan - VFD | Ventilation fan - VFD | 0.93936 | 1.947 | 326026.0398 | 0 | 347073.6419 | 167446.1821 | 1.0826 | 2.6828 | 301150.0234 | 121522.5636 | -21047.6021 | 158579.8578 | 580335.6499 | 0 | 747781.8319 | 0.43599 | 1474753.3236 | 0 | 0 | 958589.6955 | 0 | 0 | 1638614.8041 | 0 | 0 | 1474753.3236 | 0 | 0 | 958589.6955 | 0 | 0 | 7373766.6182 | 0 | 4792948.4777 | 0 | 99.5147 | 0 | 153.0996 | 0 | 497.5737 | 0 | 765.498 | 0 | 124.773 | 0 | 191.9585 | 0 | 623.865 | 0 | 959.7923 | 0 | 100.8184 | 65.532 | 504.0921 | 327.6599 | 0.01316 | 45923.6185 | 131089.1843 | 177012.8028 | 4267.3236 | 1784.8388 | 1189.0421 | 38568.6491 | 0 | 0 | 113.765 | 0 | 0 | 0 | 0 | 0 | 131089.1843 | 0 | 419110.4248 | 0 | 172812.7512 | 5930739.6551 | 3854980.9172 | 0 | 0 | 0.084573 | 0 | 0.090033 | 0.07812 | 0.043436 | 0.031524 | 0.19398 | -0.0054598 | 0.006453 | 0.041136 | 0.053049 | 0 | 0 | 0 | 0 | -0.10941 | 0
1639 | SCE | SCE-13-TP-007 | Adjust condenser water reset retrocommissioning | Adjust condenser water reset retrocommissioning | 1.9585 | 3.6936 | 1608375.5015 | 0 | 821248.3688 | 435446.4992 | 2.7045 | 7.6995 | 594694.6157 | 208892.7461 | 787127.1327 | 1172929.0024 | 1669448.0553 | 0 | 2104894.5545 | 0.76411 | 2535045.8591 | 0 | 0 | 2154789.0105 | 0 | 0 | 2816717.6213 | 0 | 0 | 2535045.8591 | 0 | 0 | 2154789.0105 | 0 | 0 | 16984806.7728 | 0 | 14437085.9593 | 0 | 223.8947 | 0 | 263.4055 | 0 | 1500.0942 | 0 | 1764.8167 | 0 | 297.0062 | 0 | 349.4191 | 0 | 1989.9416 | 0 | 2341.1077 | 0 | 177.3604 | 150.7563 | 1188.3144 | 1010.0672 | 0.064923 | 226553.7531 | 225337.4097 | 451891.1628 | 21051.8726 | 8805.0973 | 5865.8693 | 190269.6802 | 0 | 0 | 561.2337 | 0 | 0 | 0 | 0 | 0 | 225337.4097 | 0 | 701697.9674 | 0 | 381088.4518 | 12888947.1863 | 10955605.262 | 0 | 0 | 0.14681 | 0 | 0.074961 | 0.054282 | 0.039746 | 0.019067 | 0.19213 | 0.071847 | 0.092526 | 0.10706 | 0.12774 | 0 | 0 | 0 | 0 | -0.045321 | 0
1640 | SCE | SCE-13-TP-007 | Adjust condenser water reset retrocommissioning | Adjust condenser water reset retrocommissioning | 0 | 0 | 0 | 0 | 13388.3705 | 66941.8566 | 0 | 0 | 13388.3705 | 66941.8566 | -13388.3705 | -66941.8566 | 0 | 0 | 66941.8566 | 0 | 0 | 433.2703 | 0 | 0 | 368.2798 | 0 | 0 | 481.4115 | 0 | 0 | 433.2703 | 0 | 0 | 368.2798 | 0 | 0 | 0 | 0 | 0 | 0 | 0 | 0 | 0 | 0 | 0 | 0 | 0 | 0 | 0 | 0 | 0 | 0 | 0 | 0 | 0 | 0 | 0 | 0 | 0 | 0 | 0 | 72211.7203 | 72211.7203 | 0 | 0 | 0 | 0 | 0 | 0 | 0 | 0 | 0 | 0 | 0 | 0 | 72211.7203 | 0 | 0 | 0 | -57769.3771 | 0 | 0 | 0 | 0 | 0 | 0 | 0 | 0 | 0 | 0 | 0 | 0 | 0 | 0 | 0 | 0 | 0 | 0 | 0 | 0 | 0
1641 | SCE | SCE-13-TP-007 | Interior LED fixture replacement (utilizing approved luminaries) | Interior LED fixture replacement (utilizing approved luminaries) | 1.5923 | 4.2102 | 15586335.2441 | 0 | 9788607.0749 | 3702031.2454 | 2.0527 | 10.3456 | 7593135.4678 | 1506559.6384 | 5797728.1692 | 11884303.9987 | 19996622.6129 | 0 | 23698653.8584 | 0.65769 | 18283055.994 | 0 | 0 | 16454750.8305 | 0 | 0 | 20314506.66 | 0 | 0 | 18283055.994 | 0 | 0 | 16454750.8305 | 0 | 0 | 219396671.928 | 0 | 197457009.966 | 0 | 2061.9467 | 0 | 2291.0518 | 0 | 24743.3605 | 0 | 27492.6221 | 0 | 2136.824 | 0 | 2374.2488 | 0 | 25641.8875 | 0 | 28490.9853 | 0 | 1248.7303 | 1123.8573 | 14984.7635 | 13486.2875 | 0.62915 | 2195471.6071 | 1625160.5328 | 3820632.1399 | 204008.0467 | 85327.8341 | 56844.5648 | 1843852.396 | 0 | 0 | 5438.7655 | 0 | 0 | 0 | 0 | 0 | 1625160.5328 | 0 | 8830128.4662 | 0 | 6124222.9152 | 140027343.8181 | 126024612.7748 | 0 | 0 | 0.12368 | 0 | 0.077672 | 0.060251 | 0.029375 | 0.011954 | 0.18805 | 0.046005 | 0.063426 | 0.094301 | 0.11172 | 0 | 0 | 0 | 0 | -0.064371 | 0
1642 | SCE | SCE-13-TP-007 | Interior LED fixture replacement (utilizing approved luminaries) | Interior LED fixture replacement (utilizing approved luminaries) | 0 | 0 | 0 | 0 | 24212.5618 | 161417.1041 | 0 | 0 | 24212.5618 | 161417.1041 | -24212.5618 | -161417.1041 | 0 | 0 | 161417.1041 | 0 | 0 | 1044.7461 | 0 | 0 | 940.2715 | 0 | 0 | 1160.829 | 0 | 0 | 1044.7461 | 0 | 0 | 940.2715 | 0 | 0 | 0 | 0 | 0 | 0 | 0 | 0 | 0 | 0 | 0 | 0 | 0 | 0 | 0 | 0 | 0 | 0 | 0 | 0 | 0 | 0 | 0 | 0 | 0 | 0 | 0 | 174124.3428 | 174124.3428 | 0 | 0 | 0 | 0 | 0 | 0 | 0 | 0 | 0 | 0 | 0 | 0 | 174124.3428 | 0 | 0 | 0 | -148005.6955 | 0 | 0 | 0 | 0 | 0 | 0 | 0 | 0 | 0 | 0 | 0 | 0 | 0 | 0 | 0 | 0 | 0 | 0 | 0 | 0 | 0
1643 | SCE | SCE-13-TP-007 | Pump controls | Pump controls | 1.6978 | 1.9565 | 174377.6874 | 0 | 102709.9827 | 89129.4637 | 2.2314 | 2.7007 | 78147.3606 | 64566.8416 | 71667.7047 | 85248.2237 | 308341.4216 | 0 | 397470.8853 | 0.43872 | 783559.5426 | 0 | 0 | 509313.7214 | 0 | 0 | 870621.714 | 0 | 0 | 783559.5426 | 0 | 0 | 509313.7214 | 0 | 0 | 3917797.713 | 0 | 2546568.6069 | 0 | 50.4039 | 0 | 77.5444 | 0 | 252.0194 | 0 | 387.7221 | 0 | 60.2007 | 0 | 92.6164 | 0 | 301.0033 | 0 | 463.0819 | 0 | 51.6109 | 33.5471 | 258.0546 | 167.7355 | 0.0070389 | 24562.622 | 69649.7371 | 94212.3592 | 2282.4128 | 954.6356 | 635.9689 | 20628.7566 | 0 | 0 | 60.8481 | 0 | 0 | 0 | 0 | 0 | 69649.7371 | 0 | 86829.9385 | 0 | 10308.1213 | 3151094.8827 | 2048211.7489 | 0 | 0 | 0.085137 | 0 | 0.050146 | 0.038154 | 0.043516 | 0.031524 | 0.19406 | 0.03499 | 0.046983 | 0.041621 | 0.053613 | 0 | 0 | 0 | 0 | -0.10892 | 0
1644 | SCE | SCE-13-TP-007 | Pump controls | Pump controls | 0.0061836 | 0.0024747 | 14.985 | 0 | 2423.3672 | 6055.2522 | 0.006189 | 0.0024756 | 2421.2564 | 6053.1414 | -2408.3821 | -6040.2671 | 0 | 0 | 6055.2522 | 0.0024747 | 0 | 39.178 | 0 | 0 | 25.4657 | 0 | 0 | 43.5311 | 0 | 0 | 39.178 | 0 | 0 | 25.4657 | 0 | 0 | 0 | 0 | 0 | 0 | 0 | 0 | 0 | 0 | 0 | 0 | 0 | 0 | 0 | 0 | 0 | 0 | 0 | 0 | 0 | 0 | 0 | 0 | 0 | 6.0488e-07 | 2.1108 | 6529.6629 | 6531.7736 | 0.19614 | 0.082036 | 0.054652 | 1.7727 | 0 | 0 | 0.0052289 | 0 | 0 | 0 | 0 | 0 | 6529.6629 | 0 | 0 | 0 | -3917.7979 | 0 | 0 | 0 | 0 | 0 | 0 | 0 | 0 | 0 | 0 | 0 | 0 | 0 | 0 | 0 | 0 | 0 | 0 | 0 | 0 | 0
1645 | SCE | SCE-13-TP-007 | Fluid Pump - VFD | Fluid Pump - VFD | 1.1216 | 1.9565 | 154211.5875 | 0 | 137497.1127 | 78821.9886 | 1.332 | 2.7007 | 115775.0622 | 57099.9381 | 16714.4747 | 75389.5989 | 272682.938 | 0 | 351504.9266 | 0.43872 | 692943.9354 | 0 | 0 | 450413.5745 | 0 | 0 | 769937.706 | 0 | 0 | 692943.9354 | 0 | 0 | 450413.5745 | 0 | 0 | 3464719.677 | 0 | 2252067.8727 | 0 | 44.5749 | 0 | 68.5767 | 0 | 222.8743 | 0 | 342.8835 | 0 | 53.2387 | 0 | 81.9057 | 0 | 266.1934 | 0 | 409.5283 | 0 | 45.6423 | 29.6675 | 228.2116 | 148.3375 | 0.0062249 | 21722.0505 | 61595.0165 | 83317.067 | 2018.4607 | 844.2357 | 562.4215 | 18243.1213 | 0 | 0 | 53.8113 | 0 | 0 | 0 | 0 | 0 | 61595.0165 | 0 | 154232.6363 | 0 | 55582.5741 | 2786683.0409 | 1811344.043 | 0 | 0 | 0.085137 | 0 | 0.075909 | 0.063917 | 0.043516 | 0.031524 | 0.19406 | 0.0092277 | 0.02122 | 0.041621 | 0.053613 | 0 | 0 | 0 | 0 | -0.10892 | 0
1646 | SCE | SCE-13-TP-007 | Fluid Pump - VFD | Fluid Pump - VFD | 0.0061836 | 0.0024747 | 15.4669 | 0 | 2501.3004 | 6249.9835 | 0.006189 | 0.0024756 | 2499.1218 | 6247.8048 | -2485.8335 | -6234.5166 | 0 | 0 | 6249.9835 | 0.0024747 | 0 | 40.4379 | 0 | 0 | 26.2846 | 0 | 0 | 44.931 | 0 | 0 | 40.4379 | 0 | 0 | 26.2846 | 0 | 0 | 0 | 0 | 0 | 0 | 0 | 0 | 0 | 0 | 0 | 0 | 0 | 0 | 0 | 0 | 0 | 0 | 0 | 0 | 0 | 0 | 0 | 0 | 0 | 6.2433e-07 | 2.1787 | 6739.6508 | 6741.8294 | 0.20245 | 0.084674 | 0.056409 | 1.8297 | 0 | 0 | 0.0053971 | 0 | 0 | 0 | 0 | 0 | 6739.6508 | 0 | 0 | 0 | -4043.7906 | 0 | 0 | 0 | 0 | 0 | 0 | 0 | 0 | 0 | 0 | 0 | 0 | 0 | 0 | 0 | 0 | 0 | 0 | 0 | 0 | 0
1647 | SCE | SCE-13-TP-007 | Industrial Pump Retrofit | Industrial Pump Retrofit | 2.139 | 3.4908 | 2291105.212 | 0 | 1071089.9211 | 656317.5512 | 3.0615 | 6.8679 | 748367.7184 | 333595.3485 | 1220015.2909 | 1634787.6608 | 3720590.2897 | 0 | 4376907.8409 | 0.52345 | 4048390.9701 | 0 | 0 | 2631454.2271 | 0 | 0 | 4498212.189 | 0 | 0 | 4048390.9701 | 0 | 0 | 2631454.2271 | 0 | 0 | 60725864.5515 | 0 | 39471813.4063 | 0 | 293.247 | 0 | 451.1492 | 0 | 4398.7049 | 0 | 6767.238 | 0 | 310.1197 | 0 | 477.1073 | 0 | 4651.7961 | 0 | 7156.6091 | 0 | 266.3621 | 173.1354 | 3995.4322 | 2597.031 | 0.092482 | 322722.2027 | 359856.9751 | 682579.1778 | 29988.0563 | 12542.7204 | 8355.8371 | 271036.1203 | 0 | 0 | 799.4685 | 0 | 0 | 0 | 0 | 0 | 359856.9751 | 0 | 1020521.0223 | 0 | 396398.4441 | 35332166.342 | 22965908.9647 | 0 | 0 | 0.099761 | 0 | 0.046638 | 0.032586 | 0.028578 | 0.014526 | 0.19058 | 0.053123 | 0.067175 | 0.071183 | 0.085235 | 0 | 0 | 0 | 0 | -0.090822 | 0
1648 | SCE | SCE-13-TP-007 | Industrial Pump Retrofit | Industrial Pump Retrofit | 0.014284 | 0.0057206 | 251.128 | 0 | 17580.7099 | 43898.7171 | 0.014313 | 0.0057252 | 17545.3364 | 43863.3435 | -17329.5819 | -43647.5891 | 0 | 0 | 43898.7171 | 0.0057206 | 0 | 283.8984 | 0 | 0 | 184.534 | 0 | 0 | 315.4427 | 0 | 0 | 283.8984 | 0 | 0 | 184.534 | 0 | 0 | 0 | 0 | 0 | 0 | 0 | 0 | 0 | 0 | 0 | 0 | 0 | 0 | 0 | 0 | 0 | 0 | 0 | 0 | 0 | 0 | 0 | 0 | 0 | 1.0137e-05 | 35.3736 | 47316.3975 | 47351.7711 | 3.287 | 1.3748 | 0.91588 | 29.7083 | 0 | 0 | 0.08763 | 0 | 0 | 0 | 0 | 0 | 47316.3975 | 0 | 0 | 0 | -28389.8396 | 0 | 0 | 0 | 0 | 0 | 0 | 0 | 0 | 0 | 0 | 0 | 0 | 0 | 0 | 0 | 0 | 0 | 0 | 0 | 0 | 0
1649 | SCE | SCE-13-TP-007 | Vacuum pumping systems | Vacuum pumping systems | 1.0771 | 3.5589 | 349838.9842 | 0 | 324794.3823 | 98298.603 | 1.2698 | 7.1366 | 275516.5023 | 49020.7231 | 25044.6019 | 251540.3811 | 546728.3255 | 0 | 645026.9286 | 0.54236 | 594897.5415 | 0 | 0 | 386683.4161 | 0 | 0 | 660997.2683 | 0 | 0 | 594897.5415 | 0 | 0 | 386683.4161 | 0 | 0 | 8923463.1222 | 0 | 5800251.2422 | 0 | 38.2679 | 0 | 58.8736 | 0 | 574.0178 | 0 | 883.1043 | 0 | 45.7058 | 0 | 70.3166 | 0 | 685.5871 | 0 | 1054.7493 | 0 | 39.1843 | 25.4698 | 587.7641 | 382.0467 | 0.014121 | 49277.8799 | 52879.7815 | 102157.6614 | 4579.0089 | 1915.2034 | 1275.8897 | 41385.7035 | 0 | 0 | 122.0744 | 0 | 0 | 0 | 0 | 0 | 52879.7815 | 0 | 424698.5638 | 0 | 223091.2783 | 5191943.9222 | 3374763.6732 | 0 | 0 | 0.10366 | 0 | 0.096242 | 0.08164 | 0.029128 | 0.014526 | 0.19113 | 0.0074211 | 0.022023 | 0.074536 | 0.089138 | 0 | 0 | 0 | 0 | -0.087469 | 0
1650 | SCE | SCE-13-TP-007 | Vacuum pumping systems | Vacuum pumping systems | 0.014345 | 0.005745 | 132.1109 | 0 | 9209.5464 | 22995.954 | 0.014374 | 0.0057496 | 9190.9374 | 22977.345 | -9077.4356 | -22863.8431 | 0 | 0 | 22995.954 | 0.005745 | 0 | 148.7171 | 0 | 0 | 96.6661 | 0 | 0 | 165.2413 | 0 | 0 | 148.7171 | 0 | 0 | 96.6661 | 0 | 0 | 0 | 0 | 0 | 0 | 0 | 0 | 0 | 0 | 0 | 0 | 0 | 0 | 0 | 0 | 0 | 0 | 0 | 0 | 0 | 0 | 0 | 0 | 0 | 5.3327e-06 | 18.609 | 24786.1905 | 24804.7995 | 1.7292 | 0.72324 | 0.48182 | 15.6286 | 0 | 0 | 0.046099 | 0 | 0 | 0 | 0 | 0 | 24786.1905 | 0 | 0 | 0 | -14871.7149 | 0 | 0 | 0 | 0 | 0 | 0 | 0 | 0 | 0 | 0 | 0 | 0 | 0 | 0 | 0 | 0 | 0 | 0 | 0 | 0 | 0
1651 | SCE | SCE-13-TP-007 | Process Motor - VFD | Process Motor - VFD | 1.2158 | 1.8873 | 121012.614 | 0 | 99536.3301 | 64120.9621 | 1.467 | 2.5706 | 82490.6453 | 47075.2773 | 21476.2839 | 56891.6519 | 224809.7871 | 0 | 288930.7492 | 0.41883 | 571288.3239 | 0 | 0 | 371337.4242 | 0 | 0 | 634764.8044 | 0 | 0 | 571288.3239 | 0 | 0 | 371337.4242 | 0 | 0 | 2856441.6197 | 0 | 1856687.1209 | 0 | 41.3815 | 0 | 63.6639 | 0 | 206.9076 | 0 | 318.3194 | 0 | 43.7625 | 0 | 67.3269 | 0 | 218.8126 | 0 | 336.6347 | 0 | 37.5877 | 24.432 | 187.9383 | 122.1599 | 0.0048848 | 17045.6848 | 50781.1844 | 67826.8692 | 1583.9225 | 662.487 | 441.3423 | 14315.7063 | 0 | 0 | 42.2267 | 0 | 0 | 0 | 0 | 0 | 50781.1844 | 0 | 105649.3559 | 0 | 32920.9042 | 2297443.4185 | 1493338.2768 | 0 | 0 | 0.081035 | 0 | 0.066654 | 0.055239 | 0.042938 | 0.031524 | 0.19348 | 0.014381 | 0.025796 | 0.038097 | 0.049511 | 0 | 0 | 0 | 0 | -0.11244 | 0
1652 | SCE | SCE-13-TP-007 | Process Motor - VFD | Process Motor - VFD | 0.0061576 | 0.0024643 | 15.4459 | 0 | 2508.4203 | 6267.7876 | 0.006163 | 0.0024652 | 2506.2446 | 6265.6119 | -2492.9744 | -6252.3417 | 0 | 0 | 6267.7876 | 0.0024643 | 0 | 40.5532 | 0 | 0 | 26.3596 | 0 | 0 | 45.0591 | 0 | 0 | 40.5532 | 0 | 0 | 26.3596 | 0 | 0 | 0 | 0 | 0 | 0 | 0 | 0 | 0 | 0 | 0 | 0 | 0 | 0 | 0 | 0 | 0 | 0 | 0 | 0 | 0 | 0 | 0 | 0 | 0 | 6.2348e-07 | 2.1757 | 6758.8597 | 6761.0354 | 0.20217 | 0.084559 | 0.056332 | 1.8272 | 0 | 0 | 0.0053898 | 0 | 0 | 0 | 0 | 0 | 6758.8597 | 0 | 0 | 0 | -4055.316 | 0 | 0 | 0 | 0 | 0 | 0 | 0 | 0 | 0 | 0 | 0 | 0 | 0 | 0 | 0 | 0 | 0 | 0 | 0 | 0 | 0
1653 | SCE | SCE-13-TP-007 | Autoclave fans - VFD | Autoclave fans - VFD | 0.23443 | 1.8873 | 1693.34 | 0 | 7223.1393 | 897.2502 | 0.24244 | 2.5706 | 6984.6176 | 658.7284 | -5529.7993 | 796.0898 | 3145.7829 | 0 | 4043.033 | 0.41883 | 7994.0871 | 0 | 0 | 5196.1568 | 0 | 0 | 8882.319 | 0 | 0 | 7994.0871 | 0 | 0 | 5196.1568 | 0 | 0 | 39970.4355 | 0 | 25980.784 | 0 | 0.57906 | 0 | 0.89085 | 0 | 2.8953 | 0 | 4.4543 | 0 | 0.61237 | 0 | 0.94211 | 0 | 3.0619 | 0 | 4.7106 | 0 | 0.52597 | 0.34188 | 2.6298 | 1.7094 | 6.8353e-05 | 238.5217 | 710.5855 | 949.1073 | 22.164 | 9.2702 | 6.1757 | 200.3209 | 0 | 0 | 0.59088 | 0 | 0 | 0 | 0 | 0 | 710.5855 | 0 | 11154.2048 | 0 | 6266.1718 | 32148.3251 | 20896.4121 | 0 | 0 | 0.081035 | 0 | 0.34566 | 0.33425 | 0.042938 | 0.031524 | 0.19348 | -0.26463 | -0.25321 | 0.038097 | 0.049511 | 0 | 0 | 0 | 0 | -0.11244 | 0
1654 | SCE | SCE-13-TP-007 | Autoclave fans - VFD | Autoclave fans - VFD | 0.0061576 | 0.0024643 | 0.98525 | 0 | 160.005 | 399.8043 | 0.006163 | 0.0024652 | 159.8662 | 399.6655 | -159.0197 | -398.8191 | 0 | 0 | 399.8043 | 0.0024643 | 0 | 2.5868 | 0 | 0 | 1.6814 | 0 | 0 | 2.8742 | 0 | 0 | 2.5868 | 0 | 0 | 1.6814 | 0 | 0 | 0 | 0 | 0 | 0 | 0 | 0 | 0 | 0 | 0 | 0 | 0 | 0 | 0 | 0 | 0 | 0 | 0 | 0 | 0 | 0 | 0 | 0 | 0 | 3.977e-08 | 0.13878 | 431.1284 | 431.2672 | 0.012896 | 0.0053938 | 0.0035933 | 0.11655 | 0 | 0 | 0.0003438 | 0 | 0 | 0 | 0 | 0 | 431.1284 | 0 | 0 | 0 | -258.6771 | 0 | 0 | 0 | 0 | 0 | 0 | 0 | 0 | 0 | 0 | 0 | 0 | 0 | 0 | 0 | 0 | 0 | 0 | 0 | 0 | 0
1655 | SCE | SCE-13-TP-007 | Compressed air recovery system | Compressed air recovery system | 0.99391 | 1.6696 | 154672.7936 | 0 | 155620.6027 | 92638.3205 | 1.1557 | 2.1831 | 133833.5872 | 70851.3051 | -947.8091 | 62034.4731 | 296311.8614 | 0 | 388950.1819 | 0.39767 | 859825.4891 | 0 | 0 | 558886.5884 | 0 | 0 | 955361.6546 | 0 | 0 | 859825.4891 | 0 | 0 | 558886.5884 | 0 | 0 | 3697249.7671 | 0 | 2403212.4368 | 0 | 62.2818 | 0 | 95.8182 | 0 | 267.8119 | 0 | 412.0183 | 0 | 65.8654 | 0 | 101.3314 | 0 | 283.2212 | 0 | 435.7249 | 0 | 56.5718 | 36.7717 | 243.259 | 158.1183 | 0.0062435 | 21787.0154 | 76428.9324 | 98215.9478 | 2024.4974 | 846.7606 | 564.1036 | 18297.6817 | 0 | 0 | 53.9722 | 0 | 0 | 0 | 0 | 0 | 76428.9324 | 0 | 175073.5283 | 0 | 59186.7599 | 3046942.2092 | 1980512.5086 | 0 | 0 | 0.078097 | 0 | 0.078576 | 0.067575 | 0.046775 | 0.035774 | 0.19639 | -0.00047857 | 0.010522 | 0.031322 | 0.042323 | 0 | 0 | 0 | 0 | -0.11829 | 0
1656 | SCE | SCE-13-TP-007 | Compressed air recovery system | Compressed air recovery system | 0.0051181 | 0.0020481 | 20.0832 | 0 | 3923.9744 | 9805.6931 | 0.0051218 | 0.0020487 | 3921.1455 | 9802.8642 | -3903.8911 | -9785.6099 | 0 | 0 | 9805.6931 | 0.0020481 | 0 | 63.4475 | 0 | 0 | 41.2408 | 0 | 0 | 70.4972 | 0 | 0 | 63.4475 | 0 | 0 | 41.2408 | 0 | 0 | 0 | 0 | 0 | 0 | 0 | 0 | 0 | 0 | 0 | 0 | 0 | 0 | 0 | 0 | 0 | 0 | 0 | 0 | 0 | 0 | 0 | 0 | 0 | 8.1067e-07 | 2.8289 | 10574.5751 | 10577.404 | 0.26287 | 0.10995 | 0.073245 | 2.3758 | 0 | 0 | 0.0070079 | 0 | 0 | 0 | 0 | 0 | 10574.5751 | 0 | 0 | 0 | -6344.7453 | 0 | 0 | 0 | 0 | 0 | 0 | 0 | 0 | 0 | 0 | 0 | 0 | 0 | 0 | 0 | 0 | 0 | 0 | 0 | 0 | 0
1657 | SCE | SCE-13-TP-007 | Desiccant dryer | Desiccant dryer | 2.4044 | 3.4908 | 148718.1962 | 0 | 61851.368 | 42602.3047 | 3.6359 | 6.8679 | 40903.1097 | 21654.0464 | 86866.8282 | 106115.8915 | 241507.6678 | 0 | 284109.9725 | 0.52345 | 262785.5758 | 0 | 0 | 170810.6306 | 0 | 0 | 291983.9731 | 0 | 0 | 262785.5758 | 0 | 0 | 170810.6306 | 0 | 0 | 3941783.6375 | 0 | 2562159.4583 | 0 | 19.035 | 0 | 29.2846 | 0 | 285.5248 | 0 | 439.269 | 0 | 20.1302 | 0 | 30.9696 | 0 | 301.9533 | 0 | 464.5435 | 0 | 17.2899 | 11.2384 | 259.348 | 168.5762 | 0.0060031 | 20948.2583 | 23358.7179 | 44306.9762 | 1946.5582 | 814.162 | 542.3867 | 17593.257 | 0 | 0 | 51.8944 | 0 | 0 | 0 | 0 | 0 | 23358.7179 | 0 | 53507.1343 | 0 | 18089.0506 | 2293450.3476 | 1490742.7806 | 0 | 0 | 0.099761 | 0 | 0.04149 | 0.027438 | 0.028578 | 0.014526 | 0.19058 | 0.058271 | 0.072323 | 0.071183 | 0.085235 | 0 | 0 | 0 | 0 | -0.090822 | 0
1658 | SCE | SCE-13-TP-007 | Desiccant dryer | Desiccant dryer | 0.014284 | 0.0057206 | 13.6907 | 0 | 958.4449 | 2393.2197 | 0.014313 | 0.0057252 | 956.5164 | 2391.2912 | -944.7542 | -2379.529 | 0 | 0 | 2393.2197 | 0.0057206 | 0 | 15.4772 | 0 | 0 | 10.0602 | 0 | 0 | 17.1969 | 0 | 0 | 15.4772 | 0 | 0 | 10.0602 | 0 | 0 | 0 | 0 | 0 | 0 | 0 | 0 | 0 | 0 | 0 | 0 | 0 | 0 | 0 | 0 | 0 | 0 | 0 | 0 | 0 | 0 | 0 | 0 | 0 | 5.5263e-07 | 1.9285 | 2579.5408 | 2581.4693 | 0.1792 | 0.07495 | 0.049931 | 1.6196 | 0 | 0 | 0.0047773 | 0 | 0 | 0 | 0 | 0 | 2579.5408 | 0 | 0 | 0 | -1547.7246 | 0 | 0 | 0 | 0 | 0 | 0 | 0 | 0 | 0 | 0 | 0 | 0 | 0 | 0 | 0 | 0 | 0 | 0 | 0 | 0 | 0
1659 | SCE | SCE-13-TP-007 | Phase Change Retrofit | Phase Change Retrofit | 0.3706 | 3.5067 | 3030.8126 | 0 | 8178.0982 | 864.2957 | 0.39101 | 6.9295 | 7751.1817 | 437.3792 | -5147.2856 | 2166.5169 | 4878.0925 | 0 | 5742.3881 | 0.5278 | 5307.8743 | 0 | 0 | 3450.1184 | 0 | 0 | 5897.6381 | 0 | 0 | 5307.8743 | 0 | 0 | 3450.1184 | 0 | 0 | 79618.114 | 0 | 51751.776 | 0 | 0.38138 | 0 | 0.58674 | 0 | 5.7207 | 0 | 8.801 | 0 | 0.421 | 0 | 0.64769 | 0 | 6.3149 | 0 | 9.7153 | 0 | 0.35411 | 0.23017 | 5.3116 | 3.4525 | 0.00012234 | 426.9164 | 471.811 | 898.7275 | 39.67 | 16.5923 | 11.0536 | 358.543 | 0 | 0 | 1.0576 | 0 | 0 | 0 | 0 | 0 | 471.811 | 0 | 12573.3127 | 0 | 7260.9013 | 46324.2552 | 30110.767 | 0 | 0 | 0.10066 | 0 | 0.2716 | 0.25742 | 0.028704 | 0.014526 | 0.19071 | -0.17095 | -0.15677 | 0.071952 | 0.08613 | 0 | 0 | 0 | 0 | -0.090053 | 0
1660 | SCE | SCE-13-TP-007 | Phase Change Retrofit | Phase Change Retrofit | 0.013369 | 0.0053535 | 11.5355 | 0 | 862.8828 | 2154.7699 | 0.013394 | 0.0053575 | 861.258 | 2153.1451 | -851.3474 | -2143.2345 | 0 | 0 | 2154.7699 | 0.0053535 | 0 | 13.9359 | 0 | 0 | 9.0583 | 0 | 0 | 15.4843 | 0 | 0 | 13.9359 | 0 | 0 | 9.0583 | 0 | 0 | 0 | 0 | 0 | 0 | 0 | 0 | 0 | 0 | 0 | 0 | 0 | 0 | 0 | 0 | 0 | 0 | 0 | 0 | 0 | 0 | 0 | 0 | 0 | 4.6564e-07 | 1.6249 | 2322.6471 | 2324.272 | 0.15099 | 0.063151 | 0.042071 | 1.3646 | 0 | 0 | 0.0040252 | 0 | 0 | 0 | 0 | 0 | 2322.6471 | 0 | 0 | 0 | -1393.5883 | 0 | 0 | 0 | 0 | 0 | 0 | 0 | 0 | 0 | 0 | 0 | 0 | 0 | 0 | 0 | 0 | 0 | 0 | 0 | 0 | 0
1661 | SCE | SCE-13-TP-007 | Pinhole testing equipment | Pinhole testing equipment | 2.6413 | 3.2024 | 131401.0241 | 0 | 49748.612 | 41031.8725 | 4.2062 | 5.8341 | 31239.6288 | 22522.8893 | 81652.412 | 90369.1515 | 215906.2809 | 0 | 256938.1534 | 0.51141 | 273329.5358 | 0 | 0 | 177664.2048 | 0 | 0 | 303699.4842 | 0 | 0 | 273329.5358 | 0 | 0 | 177664.2048 | 0 | 0 | 3279954.4294 | 0 | 2131970.4573 | 0 | 19.6391 | 0 | 30.214 | 0 | 253.1262 | 0 | 362.5681 | 0 | 21.6792 | 0 | 33.3527 | 0 | 260.151 | 0 | 400.2323 | 0 | 18.2348 | 11.8526 | 218.8172 | 142.2312 | 0.0053041 | 18508.9832 | 24295.9587 | 42804.942 | 1719.8954 | 719.3586 | 479.2297 | 15544.6479 | 0 | 0 | 45.8517 | 0 | 0 | 0 | 0 | 0 | 24295.9587 | 0 | 0 | 0 | -14577.5758 | 2198009.5504 | 1360704.3727 | 0 | 0 | 0.096568 | 0 | 0.036561 | 0.022958 | 0.030155 | 0.016552 | 0.18883 | 0.060007 | 0.07361 | 0.066414 | 0.080016 | 0 | 0 | 0 | 0 | -0.092259 | 0
1662 | SCE | SCE-13-TP-007 | Pinhole testing equipment | Pinhole testing equipment | 0.011506 | 0.004607 | 5.7344 | 0 | 498.3679 | 1244.7081 | 0.011525 | 0.00461 | 497.5601 | 1243.9004 | -492.6335 | -1238.9737 | 0 | 0 | 1244.7081 | 0.004607 | 0 | 8.0509 | 0 | 0 | 5.2331 | 0 | 0 | 8.9455 | 0 | 0 | 8.0509 | 0 | 0 | 5.2331 | 0 | 0 | 0 | 0 | 0 | 0 | 0 | 0 | 0 | 0 | 0 | 0 | 0 | 0 | 0 | 0 | 0 | 0 | 0 | 0 | 0 | 0 | 0 | 0 | 0 | 2.3147e-07 | 0.80774 | 1341.8239 | 1342.6317 | 0.075057 | 0.031393 | 0.020914 | 0.67837 | 0 | 0 | 0.002001 | 0 | 0 | 0 | 0 | 0 | 1341.8239 | 0 | 0 | 0 | -805.0944 | 0 | 0 | 0 | 0 | 0 | 0 | 0 | 0 | 0 | 0 | 0 | 0 | 0 | 0 | 0 | 0 | 0 | 0 | 0 | 0 | 0
1663 | SCE | SCE-13-TP-007 | Blower - VFD | Blower - VFD | 0.776 | 1.8873 | 1547017.3436 | 0 | 1993575.9027 | 819718.1865 | 0.87123 | 2.5706 | 1775664.9826 | 601807.2664 | -446558.5591 | 727299.1571 | 2873953.6168 | 0 | 3693671.8033 | 0.41883 | 7303312.5735 | 0 | 0 | 4747153.3469 | 0 | 0 | 8114791.7483 | 0 | 0 | 7303312.5735 | 0 | 0 | 4747153.3469 | 0 | 0 | 36516562.8675 | 0 | 23735766.7345 | 0 | 529.0187 | 0 | 813.8749 | 0 | 2645.0934 | 0 | 4069.3743 | 0 | 559.4572 | 0 | 860.7033 | 0 | 2797.2859 | 0 | 4303.5166 | 0 | 480.5183 | 312.3369 | 2402.5916 | 1561.6846 | 0.062446 | 217910.9201 | 649183.3399 | 867094.2599 | 20248.7616 | 8469.1903 | 5642.0914 | 183011.0537 | 0 | 0 | 539.8232 | 0 | 0 | 0 | 0 | 0 | 649183.3399 | 0 | 2547349.6552 | 0 | 1138899.8345 | 29370366.4192 | 19090738.8727 | 0 | 0 | 0.081035 | 0 | 0.10443 | 0.093012 | 0.042938 | 0.031524 | 0.19348 | -0.023391 | -0.011977 | 0.038097 | 0.049511 | 0 | 0 | 0 | 0 | -0.11244 | 0
1664 | SCE | SCE-13-TP-007 | Blower - VFD | Blower - VFD | 0.0061576 | 0.0024643 | 87.2119 | 0 | 14163.2402 | 35389.6757 | 0.006163 | 0.0024652 | 14150.9556 | 35377.3912 | -14076.0283 | -35302.4638 | 0 | 0 | 35389.6757 | 0.0024643 | 0 | 228.9744 | 0 | 0 | 148.8334 | 0 | 0 | 254.416 | 0 | 0 | 228.9744 | 0 | 0 | 148.8334 | 0 | 0 | 0 | 0 | 0 | 0 | 0 | 0 | 0 | 0 | 0 | 0 | 0 | 0 | 0 | 0 | 0 | 0 | 0 | 0 | 0 | 0 | 0 | 0 | 0 | 3.5204e-06 | 12.2846 | 38162.4055 | 38174.6901 | 1.1415 | 0.47744 | 0.31807 | 10.3171 | 0 | 0 | 0.030432 | 0 | 0 | 0 | 0 | 0 | 38162.4055 | 0 | 0 | 0 | -22897.4442 | 0 | 0 | 0 | 0 | 0 | 0 | 0 | 0 | 0 | 0 | 0 | 0 | 0 | 0 | 0 | 0 | 0 | 0 | 0 | 0 | 0
1665 | SCE | SCE-13-TP-008 | Fluid Pump - VFD | Fluid Pump - VFD | 1.2745 | 1.4147 | 902065.0208 | 0 | 707784.2313 | 637621.738 | 2.2319 | 2.7007 | 404170.1879 | 334007.6946 | 194280.7895 | 264443.2828 | 1595066.5196 | 0 | 2232688.2577 | 0.40403 | 4053395.0514 | 0 | 0 | 2634706.8801 | 0 | 0 | 4503772.2794 | 0 | 0 | 4053395.0514 | 0 | 0 | 2634706.8801 | 0 | 0 | 20266975.2572 | 0 | 13173534.4004 | 0 | 260.7419 | 0 | 401.1414 | 0 | 1303.7096 | 0 | 2005.707 | 0 | 311.4212 | 0 | 479.1095 | 0 | 1557.1058 | 0 | 2395.5473 | 0 | 266.986 | 173.5409 | 1334.9301 | 867.7046 | 0.22098 | 303614.0434 | 360301.7824 | 663915.8258 | 31762.6524 | 29152.3528 | 19015.1646 | 221773.5595 | 0 | 0 | 1910.3141 | 0 | 0 | 0 | 0 | 0 | 360301.7824 | 0 | 449026.0963 | 0 | 53234.5905 | 16300780.8723 | 10595507.9556 | 0 | 0 | 0.085137 | 0 | 0.0668 | 0.038145 | 0.060178 | 0.031524 | 0.21072 | 0.018336 | 0.046991 | 0.024958 | 0.053613 | 0 | 0 | 0 | 0 | -0.12558 | 0
1666 | SCE | SCE-13-TP-008 | Fluid Pump - VFD | Fluid Pump - VFD | 0.001206 | 0.0024735 | 55.1074 | 0 | 45695.9108 | 22278.9208 | 0.0012064 | 0.0024756 | 45677.363 | 22260.3729 | -45640.8035 | -22223.8134 | 0 | 0 | 22278.9208 | 0.0024735 | 0 | 144.0767 | 0 | 0 | 93.6498 | 0 | 0 | 160.0852 | 0 | 0 | 144.0767 | 0 | 0 | 93.6498 | 0 | 0 | 0 | 0 | 0 | 0 | 0 | 0 | 0 | 0 | 0 | 0 | 0 | 0 | 0 | 0 | 0 | 0 | 0 | 0 | 0 | 0 | 0 | 0 | 0 | 1.35e-05 | 18.5479 | 24012.7762 | 24031.3241 | 1.9404 | 1.7809 | 1.1616 | 13.5482 | 0 | 0 | 0.1167 | 0 | 0 | 0 | 0 | 0 | 24012.7762 | 0 | 61027.8625 | 0 | 22209.0526 | 0 | 0 | 0 | 0 | 0 | 0 | 0 | 0 | 0 | 0 | 0 | 0 | 0 | 0 | 0 | 0 | 0 | 0 | 0 | 0 | 0
1667 | SCE | SCE-13-TP-008 | Air compressor intermediate flow controller | Air compressor intermediate flow controller | 0.00091643 | 0.0020473 | 6.1111 | 0 | 6668.3438 | 2984.9468 | 0.00091671 | 0.0020487 | 6666.2869 | 2982.89 | -6662.2327 | -2978.8357 | 0 | 0 | 2984.9468 | 0.0020473 | 0 | 19.3063 | 0 | 0 | 12.5491 | 0 | 0 | 21.4514 | 0 | 0 | 19.3063 | 0 | 0 | 12.5491 | 0 | 0 | 0 | 0 | 0 | 0 | 0 | 0 | 0 | 0 | 0 | 0 | 0 | 0 | 0 | 0 | 0 | 0 | 0 | 0 | 0 | 0 | 0 | 0 | 0 | 1.4971e-06 | 2.0568 | 3217.712 | 3219.7689 | 0.21518 | 0.19749 | 0.12882 | 1.5024 | 0 | 0 | 0.012942 | 0 | 0 | 0 | 0 | 0 | 3217.712 | 0 | 9083.0647 | 0 | 3519.2118 | 0 | 0 | 0 | 0 | 0 | 0 | 0 | 0 | 0 | 0 | 0 | 0 | 0 | 0 | 0 | 0 | 0 | 0 | 0 | 0 | 0
1668 | SCE | SCE-13-TP-008 | Air compressor intermediate flow controller | Air compressor intermediate flow controller | 0.93305 | 1.2584 | 47895.9956 | 0 | 51332.7208 | 38060.4984 | 1.3602 | 2.1831 | 35212.046 | 21939.8235 | -3436.7252 | 9835.4972 | 91755.9662 | 0 | 129816.4646 | 0.36895 | 266253.6631 | 0 | 0 | 173064.8873 | 0 | 0 | 295837.4034 | 0 | 0 | 266253.6631 | 0 | 0 | 173064.8873 | 0 | 0 | 1144890.8019 | 0 | 744179.0486 | 0 | 19.2862 | 0 | 29.6711 | 0 | 82.9307 | 0 | 127.5856 | 0 | 20.3959 | 0 | 31.3783 | 0 | 87.7023 | 0 | 134.9266 | 0 | 17.518 | 11.3867 | 75.3276 | 48.9629 | 0.011733 | 16120.6749 | 23666.9923 | 39787.6671 | 1686.4681 | 1547.8717 | 1009.6282 | 11775.2769 | 0 | 0 | 101.4299 | 0 | 0 | 0 | 0 | 0 | 23666.9923 | 0 | 43872.6869 | 0 | 12123.4173 | 943516.4863 | 613285.7386 | 0 | 0 | 0.078097 | 0 | 0.083701 | 0.057415 | 0.06206 | 0.035774 | 0.21167 | -0.0056038 | 0.020682 | 0.016037 | 0.042323 | 0 | 0 | 0 | 0 | -0.13358 | 0
1669 | SCE | SCE-13-TP-008 | Process Motor - VFD | Process Motor - VFD | 0.0014039 | 0.0024631 | 68.9462 | 0 | 49110.8053 | 27991.1382 | 0.0014046 | 0.0024652 | 49087.5996 | 27967.9325 | -49041.8591 | -27922.192 | 0 | 0 | 27991.1382 | 0.0024631 | 0 | 181.0179 | 0 | 0 | 117.6616 | 0 | 0 | 201.131 | 0 | 0 | 181.0179 | 0 | 0 | 117.6616 | 0 | 0 | 0 | 0 | 0 | 0 | 0 | 0 | 0 | 0 | 0 | 0 | 0 | 0 | 0 | 0 | 0 | 0 | 0 | 0 | 0 | 0 | 0 | 0 | 0 | 1.689e-05 | 23.2057 | 30169.6521 | 30192.8578 | 2.4277 | 2.2282 | 1.4534 | 16.9505 | 0 | 0 | 0.14601 | 0 | 0 | 0 | 0 | 0 | 30169.6521 | 0 | 62898.5555 | 0 | 19637.3428 | 0 | 0 | 0 | 0 | 0 | 0 | 0 | 0 | 0 | 0 | 0 | 0 | 0 | 0 | 0 | 0 | 0 | 0 | 0 | 0 | 0
1670 | SCE | SCE-13-TP-008 | Process Motor - VFD | Process Motor - VFD | 1.1199 | 1.3782 | 897255.748 | 0 | 801213.6055 | 651038.0017 | 1.7973 | 2.5706 | 499218.2511 | 349042.6473 | 96042.1425 | 246217.7464 | 1666866.5111 | 0 | 2317904.5128 | 0.3871 | 4235853.7305 | 0 | 0 | 2753305.0258 | 0 | 0 | 4706504.145 | 0 | 0 | 4235853.7305 | 0 | 0 | 2753305.0258 | 0 | 0 | 21179268.6525 | 0 | 13766525.1291 | 0 | 306.8259 | 0 | 472.0399 | 0 | 1534.1297 | 0 | 2360.1994 | 0 | 324.48 | 0 | 499.2 | 0 | 1622.3999 | 0 | 2495.9998 | 0 | 278.6962 | 181.1525 | 1393.4809 | 905.7626 | 0.21981 | 301995.3544 | 376520.3316 | 678515.686 | 31593.3129 | 28996.9298 | 18913.787 | 220591.1952 | 0 | 0 | 1900.1295 | 0 | 0 | 0 | 0 | 0 | 376520.3316 | 0 | 596784.7256 | 0 | 132158.6416 | 17034540.8211 | 11072451.9399 | 0 | 0 | 0.081035 | 0 | 0.072361 | 0.045087 | 0.058798 | 0.031524 | 0.20934 | 0.008674 | 0.035948 | 0.022237 | 0.049511 | 0 | 0 | 0 | 0 | -0.1283 | 0
1671 | SCE | SCE-13-TP-008 | Air Compressor System Control | Air Compressor System Control | 0.00038125 | 0.001904 | 8.4822 | 0 | 22248.5844 | 4454.9295 | 0.0003813 | 0.0019052 | 22245.7295 | 4452.0746 | -22240.1022 | -4446.4473 | 0 | 0 | 4454.9295 | 0.001904 | 0 | 28.8153 | 0 | 0 | 18.73 | 0 | 0 | 32.017 | 0 | 0 | 28.8153 | 0 | 0 | 18.73 | 0 | 0 | 0 | 0 | 0 | 0 | 0 | 0 | 0 | 0 | 0 | 0 | 0 | 0 | 0 | 0 | 0 | 0 | 0 | 0 | 0 | 0 | 0 | 0 | 0 | 2.0779e-06 | 2.8549 | 4802.5553 | 4805.4102 | 0.29867 | 0.27412 | 0.1788 | 2.0854 | 0 | 0 | 0.017963 | 0 | 0 | 0 | 0 | 0 | 4802.5553 | 0 | 33963.0112 | 0 | 17496.2743 | 0 | 0 | 0 | 0 | 0 | 0 | 0 | 0 | 0 | 0 | 0 | 0 | 0 | 0 | 0 | 0 | 0 | 0 | 0 | 0 | 0
1672 | SCE | SCE-13-TP-008 | Air Compressor System Control | Air Compressor System Control | 0.66489 | 1.2673 | 524733.2585 | 0 | 789203.6099 | 414056.952 | 0.85658 | 2.2099 | 612590.6356 | 237443.9777 | -264470.3514 | 110676.3065 | 993029.9372 | 0 | 1407086.8892 | 0.37292 | 2881533.15 | 0 | 0 | 1872996.6162 | 0 | 0 | 3201703.5 | 0 | 0 | 2881533.15 | 0 | 0 | 1872996.6162 | 0 | 0 | 12390593.0946 | 0 | 8053885.8069 | 0 | 207.0421 | 0 | 318.5263 | 0 | 890.2812 | 0 | 1369.6633 | 0 | 228.55 | 0 | 351.6154 | 0 | 982.7652 | 0 | 1511.9463 | 0 | 192.2371 | 124.9541 | 826.6196 | 537.3028 | 0.12855 | 176612.9743 | 256136.28 | 432749.2543 | 18476.4066 | 16957.9894 | 11061.1641 | 129006.1801 | 0 | 0 | 1111.234 | 0 | 0 | 0 | 0 | 0 | 256136.28 | 0 | 859017.0491 | 0 | 361728.4758 | 10211217.3844 | 6637291.5433 | 0 | 0 | 0.079058 | 0 | 0.1189 | 0.092295 | 0.062383 | 0.035774 | 0.212 | -0.039846 | -0.013237 | 0.016675 | 0.043284 | 0 | 0 | 0 | 0 | -0.13294 | 0
1673 | SCE | SCE-13-TP-008 | Wastewater aerator blower - VFD | Wastewater aerator blower - VFD | 0.00052135 | 0.0024631 | 0.094985 | 0 | 182.1914 | 38.5626 | 0.00052144 | 0.0024652 | 182.1594 | 38.5306 | -182.0964 | -38.4676 | 0 | 0 | 38.5626 | 0.0024631 | 0 | 0.24938 | 0 | 0 | 0.1621 | 0 | 0 | 0.27709 | 0 | 0 | 0.24938 | 0 | 0 | 0.1621 | 0 | 0 | 0 | 0 | 0 | 0 | 0 | 0 | 0 | 0 | 0 | 0 | 0 | 0 | 0 | 0 | 0 | 0 | 0 | 0 | 0 | 0 | 0 | 0 | 0 | 2.3269e-08 | 0.03197 | 41.5639 | 41.5959 | 0.0033445 | 0.0030697 | 0.0020023 | 0.023352 | 0 | 0 | 0.00020115 | 0 | 0 | 0 | 0 | 0 | 41.5639 | 0 | 276.7292 | 0 | 141.0992 | 0 | 0 | 0 | 0 | 0 | 0 | 0 | 0 | 0 | 0 | 0 | 0 | 0 | 0 | 0 | 0 | 0 | 0 | 0 | 0 | 0
1674 | SCE | SCE-13-TP-008 | Wastewater aerator blower - VFD | Wastewater aerator blower - VFD | 0.86463 | 1.3782 | 5857.1588 | 0 | 6774.1786 | 4249.8841 | 1.2195 | 2.5706 | 4802.7956 | 2278.5011 | -917.0198 | 1607.2747 | 10881.0691 | 0 | 15130.9533 | 0.3871 | 27651.0549 | 0 | 0 | 17973.1863 | 0 | 0 | 30723.3943 | 0 | 0 | 27651.0549 | 0 | 0 | 17973.1863 | 0 | 0 | 138255.2743 | 0 | 89865.9316 | 0 | 2.0029 | 0 | 3.0814 | 0 | 10.0146 | 0 | 15.407 | 0 | 2.1182 | 0 | 3.2587 | 0 | 10.5908 | 0 | 16.2935 | 0 | 1.8193 | 1.1825 | 9.0964 | 5.9127 | 0.0014349 | 1971.383 | 2457.8715 | 4429.2546 | 206.2367 | 189.2879 | 123.4665 | 1439.9882 | 0 | 0 | 12.4038 | 0 | 0 | 0 | 0 | 0 | 2457.8715 | 0 | 6458.0575 | 0 | 2400.1117 | 111199.0764 | 72279.4023 | 0 | 0 | 0.081035 | 0 | 0.093722 | 0.066448 | 0.058798 | 0.031524 | 0.20934 | -0.012687 | 0.014587 | 0.022237 | 0.049511 | 0 | 0 | 0 | 0 | -0.1283 | 0
1675 | SCE | SCE-13-TP-008 | High efficiency air dryer | High efficiency air dryer | 1.1949 | 2.0042 | 210648.375 | 0 | 176290.3441 | 105103.3089 | 1.9987 | 6.1586 | 105391.0149 | 34203.9797 | 34358.0309 | 105545.0661 | 346718.4886 | 0 | 451821.7975 | 0.46622 | 415086.9702 | 0 | 0 | 269806.5405 | 0 | 0 | 461207.7447 | 0 | 0 | 415086.9702 | 0 | 0 | 269806.5405 | 0 | 0 | 5396130.6128 | 0 | 3507485.027 | 0 | 30.067 | 0 | 46.2569 | 0 | 390.8711 | 0 | 601.3401 | 0 | 31.797 | 0 | 48.9185 | 0 | 413.3609 | 0 | 635.9399 | 0 | 27.3105 | 17.7518 | 355.0361 | 230.7735 | 0.051604 | 70899.3292 | 36896.6196 | 107795.9488 | 7417.1495 | 6807.5977 | 4440.3823 | 51788.1071 | 0 | 0 | 446.0926 | 0 | 0 | 0 | 0 | 0 | 36896.6196 | 0 | 152198.5557 | 0 | 69181.1645 | 3337969.5414 | 2169680.2815 | 0 | 0 | 0.097087 | 0 | 0.081252 | 0.048574 | 0.048442 | 0.015765 | 0.20824 | 0.015836 | 0.048513 | 0.048645 | 0.081323 | 0 | 0 | 0 | 0 | -0.11116 | 0
1676 | SCE | SCE-13-TP-008 | Compressed air distribution modification [RET ONLY] | Compressed air distribution modification [RET ONLY] | 1.7251 | 1.3874 | 179190.035 | 0 | 103874.8219 | 129158.2122 | 4.1133 | 2.6027 | 43563.6361 | 68847.0264 | 75315.2132 | 50031.8228 | 328781.6077 | 0 | 457939.8199 | 0.3913 | 835502.2973 | 0 | 0 | 543076.5132 | 0 | 0 | 928335.8859 | 0 | 0 | 835502.2973 | 0 | 0 | 543076.5132 | 0 | 0 | 4177511.4864 | 0 | 2715382.5658 | 0 | 60.032 | 0 | 92.3569 | 0 | 322.3718 | 0 | 461.7845 | 0 | 66.2682 | 0 | 101.9511 | 0 | 331.3411 | 0 | 509.7555 | 0 | 55.7393 | 36.2305 | 278.6963 | 181.1526 | 0.043897 | 60311.1858 | 74266.8709 | 134578.0567 | 6309.4685 | 5790.9474 | 3777.2532 | 44054.0438 | 0 | 0 | 379.4729 | 0 | 0 | 0 | 0 | 0 | 74266.8709 | 0 | 0 | 0 | -44560.1243 | 3895735.6274 | 2183987.002 | 0 | 0 | 0.082047 | 0 | 0.047562 | 0.019947 | 0.059139 | 0.031524 | 0.20968 | 0.034485 | 0.0621 | 0.022908 | 0.050524 | 0 | 0 | 0 | 0 | -0.12763 | 0
1677 | SCE | SCE-13-TP-008 | Compressed air distribution modification [RET ONLY] | Compressed air distribution modification [RET ONLY] | 0.0025107 | 0.0022924 | 6.6781 | 0 | 2659.7925 | 2913.0773 | 0.0025129 | 0.0022942 | 2657.5448 | 2910.8296 | -2653.1144 | -2906.3992 | 0 | 0 | 2913.0773 | 0.0022924 | 0 | 18.8399 | 0 | 0 | 12.2459 | 0 | 0 | 20.9332 | 0 | 0 | 18.8399 | 0 | 0 | 12.2459 | 0 | 0 | 0 | 0 | 0 | 0 | 0 | 0 | 0 | 0 | 0 | 0 | 0 | 0 | 0 | 0 | 0 | 0 | 0 | 0 | 0 | 0 | 0 | 0 | 0 | 1.636e-06 | 2.2477 | 3139.9789 | 3142.2266 | 0.23514 | 0.21582 | 0.14077 | 1.6418 | 0 | 0 | 0.014142 | 0 | 0 | 0 | 0 | 0 | 3139.9789 | 0 | 0 | 0 | -1883.9874 | 0 | 0 | 0 | 0 | 0 | 0 | 0 | 0 | 0 | 0 | 0 | 0 | 0 | 0 | 0 | 0 | 0 | 0 | 0 | 0 | 0
1678 | SCE | SCE-13-TP-008 | Air compressor no-loss drain valves | Air compressor no-loss drain valves | 0.89827 | 1.8661 | 28593.1018 | 0 | 31831.432 | 15322.4265 | 1.2875 | 5.0175 | 22207.6609 | 5698.6555 | -3238.3302 | 13270.6753 | 47820.0866 | 0 | 63142.5131 | 0.45283 | 69156.7956 | 0 | 0 | 44951.9188 | 0 | 0 | 76840.884 | 0 | 0 | 69156.7956 | 0 | 0 | 44951.9188 | 0 | 0 | 691567.956 | 0 | 449519.1879 | 0 | 4.969 | 0 | 7.6446 | 0 | 49.6901 | 0 | 76.4463 | 0 | 5.4852 | 0 | 8.4388 | 0 | 54.852 | 0 | 84.3877 | 0 | 4.6137 | 2.9989 | 46.1369 | 29.989 | 0.0070046 | 9623.7711 | 6147.2707 | 15771.0418 | 1006.793 | 924.0533 | 602.731 | 7029.6418 | 0 | 0 | 60.552 | 0 | 0 | 0 | 0 | 0 | 6147.2707 | 0 | 33072.3165 | 0 | 16155.0281 | 470491.9435 | 305819.7745 | 0 | 0 | 0.093497 | 0 | 0.10409 | 0.072617 | 0.050103 | 0.018634 | 0.20647 | -0.010589 | 0.02088 | 0.043394 | 0.074863 | 0 | 0 | 0 | 0 | -0.11297 | 0
1679 | SCE | SCE-13-TP-008 | Air compressor no-loss drain valves | Air compressor no-loss drain valves | 0.0008209 | 0.0040317 | 1.7974 | 0 | 2189.5274 | 445.8124 | 0.00082113 | 0.0040372 | 2188.9225 | 445.2075 | -2187.73 | -444.015 | 0 | 0 | 445.8124 | 0.0040317 | 0 | 2.8815 | 0 | 0 | 1.873 | 0 | 0 | 3.2017 | 0 | 0 | 2.8815 | 0 | 0 | 1.873 | 0 | 0 | 0 | 0 | 0 | 0 | 0 | 0 | 0 | 0 | 0 | 0 | 0 | 0 | 0 | 0 | 0 | 0 | 0 | 0 | 0 | 0 | 0 | 0 | 0 | 4.4032e-07 | 0.60496 | 480.2555 | 480.8605 | 0.063288 | 0.058087 | 0.037888 | 0.44189 | 0 | 0 | 0.0038064 | 0 | 0 | 0 | 0 | 0 | 480.2555 | 0 | 3337.1365 | 0 | 1714.1287 | 0 | 0 | 0 | 0 | 0 | 0 | 0 | 0 | 0 | 0 | 0 | 0 | 0 | 0 | 0 | 0 | 0 | 0 | 0 | 0 | 0
1680 | SCE | SCE-13-TP-008 | Reduce compressed air pressure setting - retrocommissioning | Reduce compressed air pressure setting - retrocommissioning | 1.152 | 2.9711 | 92458.5682 | 0 | 80259.1177 | 31119.3973 | 1.8815 | 0 | 49139.7205 | 0 | 12199.4505 | 61339.1709 | 177125.982 | 0 | 208245.3793 | 0.44399 | 393041.1217 | 0 | 0 | 334084.9581 | 0 | 0 | 436712.3574 | 0 | 0 | 393041.1217 | 0 | 0 | 334084.9581 | 0 | 0 | 1690076.8981 | 0 | 1436565.3835 | 0 | 37.2301 | 0 | 43.8002 | 0 | 160.0896 | 0 | 188.3407 | 0 | 39.3723 | 0 | 46.3203 | 0 | 169.3008 | 0 | 199.1774 | 0 | 25.86 | 21.981 | 111.1979 | 94.5182 | 0.02265 | 31119.3973 | 0 | 31119.3973 | 3255.5628 | 2988.0161 | 1948.9891 | 22731.0286 | 0 | 0 | 195.8006 | 0 | 0 | 0 | 0 | 0 | 0 | 0 | 62362.5246 | 0 | 49890.0205 | 1392810.0512 | 1183888.5602 | 0 | 0 | 0.078097 | 0 | 0.067793 | 0.041507 | 0.026286 | 0 | 0.1759 | 0.010305 | 0.03659 | 0.051812 | 0.078097 | 0 | 0 | 0 | 0 | -0.097802 | 0
1681 | SCE | SCE-13-TP-008 | Reduce compressed air pressure setting - retrocommissioning | Reduce compressed air pressure setting - retrocommissioning | 0.00078955 | 0.0026767 | 4.771 | 0 | 6042.6911 | 1782.4356 | 0.00078976 | 0.0026791 | 6041.0853 | 1780.8298 | -6037.9201 | -1777.6646 | 0 | 0 | 1782.4356 | 0.0026767 | 0 | 11.5261 | 0 | 0 | 9.7972 | 0 | 0 | 12.8068 | 0 | 0 | 11.5261 | 0 | 0 | 9.7972 | 0 | 0 | 0 | 0 | 0 | 0 | 0 | 0 | 0 | 0 | 0 | 0 | 0 | 0 | 0 | 0 | 0 | 0 | 0 | 0 | 0 | 0 | 0 | 0 | 0 | 1.1688e-06 | 1.6058 | 1921.0221 | 1922.6279 | 0.16799 | 0.15419 | 0.10057 | 1.173 | 0 | 0 | 0.010104 | 0 | 0 | 0 | 0 | 0 | 1921.0221 | 0 | 7214.6508 | 0 | 4234.903 | 0 | 0 | 0 | 0 | 0 | 0 | 0 | 0 | 0 | 0 | 0 | 0 | 0 | 0 | 0 | 0 | 0 | 0 | 0 | 0 | 0
1682 | SCE | SCE-13-TP-008 | Air compressor sequencing controls (for use in comprehensive compressed air projects only) | Air compressor sequencing controls (for use in comprehensive compressed air projects only) | 1.174 | 1.2584 | 489524.0298 | 0 | 416973.3222 | 388999.7129 | 1.9409 | 2.1831 | 252210.9529 | 224237.3437 | 72550.7076 | 100524.3168 | 937797.6121 | 0 | 1326797.325 | 0.36895 | 2721262.2762 | 0 | 0 | 1768820.5444 | 0 | 0 | 3023624.7513 | 0 | 0 | 2721262.2762 | 0 | 0 | 1768820.5444 | 0 | 0 | 11701428.3067 | 0 | 7605928.6783 | 0 | 197.1158 | 0 | 303.2551 | 0 | 847.5981 | 0 | 1303.9971 | 0 | 208.4574 | 0 | 320.7037 | 0 | 896.367 | 0 | 1379.026 | 0 | 179.0443 | 116.3788 | 769.8904 | 500.4288 | 0.11992 | 164762.3692 | 241889.9801 | 406652.3493 | 17236.6528 | 15820.1204 | 10318.9679 | 120349.9571 | 0 | 0 | 1036.671 | 0 | 0 | 0 | 0 | 0 | 241889.9801 | 0 | 269707.3278 | 0 | 16690.4093 | 9643269.4735 | 6268125.3877 | 0 | 0 | 0.078097 | 0 | 0.066523 | 0.040237 | 0.06206 | 0.035774 | 0.21167 | 0.011575 | 0.03786 | 0.016037 | 0.042323 | 0 | 0 | 0 | 0 | -0.13358 | 0
1683 | SCE | SCE-13-TP-008 | Air compressor sequencing controls (for use in comprehensive compressed air projects only) | Air compressor sequencing controls (for use in comprehensive compressed air projects only) | 0.001086 | 0.0020473 | 22.4377 | 0 | 20660.767 | 10959.6555 | 0.0010864 | 0.0020487 | 20653.2149 | 10952.1035 | -20638.3292 | -10937.2178 | 0 | 0 | 10959.6555 | 0.0020473 | 0 | 70.8857 | 0 | 0 | 46.0757 | 0 | 0 | 78.7619 | 0 | 0 | 70.8857 | 0 | 0 | 46.0757 | 0 | 0 | 0 | 0 | 0 | 0 | 0 | 0 | 0 | 0 | 0 | 0 | 0 | 0 | 0 | 0 | 0 | 0 | 0 | 0 | 0 | 0 | 0 | 0 | 0 | 5.4967e-06 | 7.552 | 11814.2859 | 11821.8379 | 0.79006 | 0.72513 | 0.47298 | 5.5163 | 0 | 0 | 0.047517 | 0 | 0 | 0 | 0 | 0 | 11814.2859 | 0 | 27005.205 | 0 | 9114.5518 | 0 | 0 | 0 | 0 | 0 | 0 | 0 | 0 | 0 | 0 | 0 | 0 | 0 | 0 | 0 | 0 | 0 | 0 | 0 | 0 | 0
1684 | SCE | SCE-13-TP-008 | Dust collector VFD | Dust collector VFD | 0.89852 | 1.3782 | 521507.0144 | 0 | 580409.1654 | 378399.2304 | 1.288 | 2.5706 | 404882.0696 | 202872.1346 | -58902.151 | 143107.784 | 968823.6375 | 0 | 1347222.8678 | 0.3871 | 2461981.9234 | 0 | 0 | 1600288.3089 | 0 | 0 | 2735535.4704 | 0 | 0 | 2461981.9234 | 0 | 0 | 1600288.3089 | 0 | 0 | 12309909.6168 | 0 | 8001441.5444 | 0 | 178.3348 | 0 | 274.3611 | 0 | 891.6738 | 0 | 1371.8057 | 0 | 188.5957 | 0 | 290.1472 | 0 | 942.9786 | 0 | 1450.7362 | 0 | 161.985 | 105.2903 | 809.9252 | 526.4514 | 0.12776 | 175527.0958 | 218842.8376 | 394369.9334 | 18362.8072 | 16853.7258 | 10993.1562 | 128213.0049 | 0 | 0 | 1104.4018 | 0 | 0 | 0 | 0 | 0 | 218842.8376 | 0 | 537259.1664 | 0 | 191049.8048 | 9900892.2977 | 6435580.2295 | 0 | 0 | 0.081035 | 0 | 0.090188 | 0.062913 | 0.058798 | 0.031524 | 0.20934 | -0.0091526 | 0.018122 | 0.022237 | 0.049511 | 0 | 0 | 0 | 0 | -0.1283 | 0
1685 | SCE | SCE-13-TP-008 | Dust collector VFD | Dust collector VFD | 0.00070037 | 0.0024631 | 11.4142 | 0 | 16297.4302 | 4633.9993 | 0.00070053 | 0.0024652 | 16293.5885 | 4630.1576 | -16286.016 | -4622.5851 | 0 | 0 | 4633.9993 | 0.0024631 | 0 | 29.9679 | 0 | 0 | 19.4792 | 0 | 0 | 33.2977 | 0 | 0 | 29.9679 | 0 | 0 | 19.4792 | 0 | 0 | 0 | 0 | 0 | 0 | 0 | 0 | 0 | 0 | 0 | 0 | 0 | 0 | 0 | 0 | 0 | 0 | 0 | 0 | 0 | 0 | 0 | 0 | 0 | 2.7962e-06 | 3.8418 | 4994.6575 | 4998.4992 | 0.40191 | 0.36888 | 0.24061 | 2.8062 | 0 | 0 | 0.024172 | 0 | 0 | 0 | 0 | 0 | 4994.6575 | 0 | 23966.7772 | 0 | 11383.2723 | 0 | 0 | 0 | 0 | 0 | 0 | 0 | 0 | 0 | 0 | 0 | 0 | 0 | 0 | 0 | 0 | 0 | 0 | 0 | 0 | 0
1686 | SCE | SCE-13-TP-008 | Oversized evaporated cooled condenser [RET ONLY] | Oversized evaporated cooled condenser [RET ONLY] | 0.0020331 | 0.0022924 | 5.7651 | 0 | 2835.549 | 2514.8091 | 0.0020345 | 0.0022942 | 2833.6086 | 2512.8687 | -2829.7839 | -2509.044 | 0 | 0 | 2514.8091 | 0.0022924 | 0 | 16.2641 | 0 | 0 | 10.5717 | 0 | 0 | 18.0713 | 0 | 0 | 16.2641 | 0 | 0 | 10.5717 | 0 | 0 | 0 | 0 | 0 | 0 | 0 | 0 | 0 | 0 | 0 | 0 | 0 | 0 | 0 | 0 | 0 | 0 | 0 | 0 | 0 | 0 | 0 | 0 | 0 | 1.4123e-06 | 1.9404 | 2710.6893 | 2712.6296 | 0.20299 | 0.18631 | 0.12153 | 1.4173 | 0 | 0 | 0.012209 | 0 | 0 | 0 | 0 | 0 | 2710.6893 | 0 | 0 | 0 | -1626.4136 | 0 | 0 | 0 | 0 | 0 | 0 | 0 | 0 | 0 | 0 | 0 | 0 | 0 | 0 | 0 | 0 | 0 | 0 | 0 | 0 | 0
1687 | SCE | SCE-13-TP-008 | Oversized evaporated cooled condenser [RET ONLY] | Oversized evaporated cooled condenser [RET ONLY] | 1.3276 | 0.9461 | 169681.7058 | 0 | 127810.9504 | 179349.2955 | 2.4 | 1.3881 | 70700.0464 | 122238.3915 | 41870.7555 | -9667.5897 | 311335.5273 | 0 | 490684.8228 | 0.34581 | 791168.1864 | 0 | 0 | 514259.34 | 0 | 0 | 879075.7626 | 0 | 0 | 791168.1864 | 0 | 0 | 514259.34 | 0 | 0 | 3955840.9319 | 0 | 2571296.7 | 0 | 56.8465 | 0 | 87.4562 | 0 | 305.2658 | 0 | 437.2809 | 0 | 62.7518 | 0 | 96.5413 | 0 | 313.7592 | 0 | 482.7065 | 0 | 52.7816 | 34.308 | 263.9079 | 171.5402 | 0.041568 | 57110.904 | 131861.3644 | 188972.2684 | 5974.6702 | 5483.6634 | 3576.8215 | 41716.4118 | 0 | 0 | 359.337 | 0 | 0 | 0 | 0 | 0 | 131861.3644 | 0 | 0 | 0 | -79116.8218 | 3689016.8955 | 2068098.4853 | 0 | 0 | 0.082047 | 0 | 0.061801 | 0.034186 | 0.086722 | 0.059107 | 0.23726 | 0.020246 | 0.047861 | -0.0046746 | 0.022941 | 0 | 0 | 0 | 0 | -0.15522 | 0
1688 | SCE | SCE-13-TP-008 | Compressor sequencing (industrial and commercial refrigeration) | Compressor sequencing (industrial and commercial refrigeration) | 0.0005038 | 0.0022924 | 0.23028 | 0 | 457.0856 | 100.4512 | 0.00050388 | 0.0022942 | 457.0081 | 100.3737 | -456.8553 | -100.221 | 0 | 0 | 100.4512 | 0.0022924 | 0 | 0.64965 | 0 | 0 | 0.42227 | 0 | 0 | 0.72184 | 0 | 0 | 0.64965 | 0 | 0 | 0.42227 | 0 | 0 | 0 | 0 | 0 | 0 | 0 | 0 | 0 | 0 | 0 | 0 | 0 | 0 | 0 | 0 | 0 | 0 | 0 | 0 | 0 | 0 | 0 | 0 | 0 | 5.6413e-08 | 0.077507 | 108.2755 | 108.353 | 0.0081084 | 0.007442 | 0.0048542 | 0.056614 | 0 | 0 | 0.00048766 | 0 | 0 | 0 | 0 | 0 | 108.2755 | 0 | 691.8076 | 0 | 350.1193 | 0 | 0 | 0 | 0 | 0 | 0 | 0 | 0 | 0 | 0 | 0 | 0 | 0 | 0 | 0 | 0 | 0 | 0 | 0 | 0 | 0
1689 | SCE | SCE-13-TP-008 | Compressor sequencing (industrial and commercial refrigeration) | Compressor sequencing (industrial and commercial refrigeration) | 0.71087 | 0.9461 | 12439.7349 | 0 | 17499.3256 | 13148.4869 | 0.93445 | 1.3881 | 13312.401 | 8961.5623 | -5059.5907 | -708.752 | 22824.6846 | 0 | 35973.1715 | 0.34581 | 58002.2604 | 0 | 0 | 37701.4706 | 0 | 0 | 64446.956 | 0 | 0 | 58002.2604 | 0 | 0 | 37701.4706 | 0 | 0 | 290011.302 | 0 | 188507.3532 | 0 | 4.1675 | 0 | 6.4116 | 0 | 20.8377 | 0 | 32.058 | 0 | 4.6005 | 0 | 7.0777 | 0 | 23.0024 | 0 | 35.3883 | 0 | 3.8695 | 2.5152 | 19.3477 | 12.576 | 0.0030474 | 4186.9246 | 9667.0434 | 13853.968 | 438.0161 | 402.0193 | 262.2246 | 3058.3209 | 0 | 0 | 26.3438 | 0 | 0 | 0 | 0 | 0 | 9667.0434 | 0 | 16143.9625 | 0 | 3886.1516 | 233256.8439 | 151616.9541 | 0 | 0 | 0.082047 | 0 | 0.11542 | 0.087803 | 0.086722 | 0.059107 | 0.23726 | -0.033371 | -0.0057557 | -0.0046746 | 0.022941 | 0 | 0 | 0 | 0 | -0.15522 | 0
1690 | SCE | SCE-13-TP-009 | Interior LED fixture replacement (utilizing approved luminaries) | Interior LED fixture replacement (utilizing approved luminaries) | 0 | 0 | 0 | 0 | 4247.9249 | 4725.4517 | 0 | 0 | 4247.9249 | 4725.4517 | -4247.9249 | -4725.4517 | 0 | 0 | 4725.4517 | 0 | 0 | 30.5847 | 0 | 0 | 27.5262 | 0 | 0 | 33.983 | 0 | 0 | 30.5847 | 0 | 0 | 27.5262 | 0 | 0 | 0 | 0 | 0 | 0 | 0 | 0 | 0 | 0 | 0 | 0 | 0 | 0 | 0 | 0 | 0 | 0 | 0 | 0 | 0 | 0 | 0 | 0 | 0 | 0 | 0 | 5097.4534 | 5097.4534 | 0 | 0 | 0 | 0 | 0 | 0 | 0 | 0 | 0 | 0 | 0 | 0 | 5097.4534 | 0 | 4241.907 | 0 | -727.2144 | 0 | 0 | 0 | 0 | 0 | 0 | 0 | 0 | 0 | 0 | 0 | 0 | 0 | 0 | 0 | 0 | 0 | 0 | 0 | 0 | 0
1691 | SCE | SCE-13-TP-009 | Interior LED fixture replacement (utilizing approved luminaries) | Interior LED fixture replacement (utilizing approved luminaries) | 3.4371 | 3.4008 | 446621.6439 | 0 | 129941.2564 | 131328.0929 | 10.689 | 10.3456 | 41783.1668 | 43170.0032 | 316680.3875 | 315293.551 | 572997.0724 | 0 | 704325.1652 | 0.63411 | 523895.3478 | 0 | 0 | 471505.8255 | 0 | 0 | 582105.942 | 0 | 0 | 523895.3478 | 0 | 0 | 471505.8255 | 0 | 0 | 6286744.1736 | 0 | 5658069.9061 | 0 | 59.0844 | 0 | 65.6494 | 0 | 709.0134 | 0 | 787.7926 | 0 | 61.23 | 0 | 68.0334 | 0 | 734.7604 | 0 | 816.4004 | 0 | 35.782 | 32.2038 | 429.3838 | 386.4454 | 0.071581 | 88158.0897 | 46568.4754 | 134726.565 | 7994.2495 | 5161.5445 | 2621.3843 | 70790.7341 | 0 | 0 | 1590.1773 | 0 | 0 | 0 | 0 | 0 | 46568.4754 | 0 | 42319.102 | 0 | -3611.9675 | 4012440.4812 | 3611196.5288 | 0 | 0 | 0.12368 | 0 | 0.035983 | 0.01157 | 0.036367 | 0.011954 | 0.19504 | 0.087694 | 0.11211 | 0.08731 | 0.11172 | 0 | 0 | 0 | 0 | -0.071362 | 0
1692 | SCE | SCE-13-TP-009 | Process Motor - VFD | Process Motor - VFD | 0.0019455 | 0.002464 | 101.5813 | 0 | 52214.7534 | 41226.3948 | 0.0019462 | 0.0024652 | 52194.7024 | 41206.3438 | -52113.1721 | -41124.8134 | 0 | 0 | 41226.3948 | 0.002464 | 0 | 266.7014 | 0 | 0 | 173.3559 | 0 | 0 | 296.3349 | 0 | 0 | 266.7014 | 0 | 0 | 173.3559 | 0 | 0 | 0 | 0 | 0 | 0 | 0 | 0 | 0 | 0 | 0 | 0 | 0 | 0 | 0 | 0 | 0 | 0 | 0 | 0 | 0 | 0 | 0 | 0 | 0 | 1.6281e-05 | 20.051 | 44450.2308 | 44470.2818 | 1.8182 | 1.174 | 0.59622 | 16.1009 | 0 | 0 | 0.36168 | 0 | 0 | 0 | 0 | 0 | 44450.2308 | 0 | 59266.9743 | 0 | 8890.0465 | 0 | 0 | 0 | 0 | 0 | 0 | 0 | 0 | 0 | 0 | 0 | 0 | 0 | 0 | 0 | 0 | 0 | 0 | 0 | 0 | 0
1693 | SCE | SCE-13-TP-009 | Process Motor - VFD | Process Motor - VFD | 0.98353 | 1.7053 | 739588.5001 | 0 | 751972.0751 | 433694.7546 | 1.2205 | 2.5706 | 605985.6229 | 287708.3023 | -12383.575 | 305893.7456 | 1373962.0009 | 0 | 1807656.7555 | 0.40914 | 3491522.5835 | 0 | 0 | 2269489.7625 | 0 | 0 | 3879469.5372 | 0 | 0 | 3491522.5835 | 0 | 0 | 2269489.7625 | 0 | 0 | 17457612.9173 | 0 | 11347448.8125 | 0 | 252.91 | 0 | 389.0923 | 0 | 1264.5499 | 0 | 1945.4613 | 0 | 267.4618 | 0 | 411.4797 | 0 | 1337.3092 | 0 | 2057.3987 | 0 | 229.7232 | 149.3201 | 1148.6161 | 746.6005 | 0.11853 | 145986.4523 | 310357.563 | 456344.0153 | 13238.174 | 8547.3218 | 4340.913 | 117226.7703 | 0 | 0 | 2633.2732 | 0 | 0 | 0 | 0 | 0 | 310357.563 | 0 | 814688.6028 | 0 | 302598.6359 | 14041203.4409 | 9126782.5714 | 0 | 0 | 0.081035 | 0 | 0.082392 | 0.066396 | 0.047519 | 0.031524 | 0.19806 | -0.0013568 | 0.014639 | 0.033516 | 0.049511 | 0 | 0 | 0 | 0 | -0.11703 | 0
1694 | SCE | SCE-13-TP-009 | Refrigeration system retrofits | Refrigeration system retrofits | 1.6334 | 2.1369 | 5053076.3232 | 0 | 3093682.583 | 2364696.525 | 2.4105 | 3.6957 | 2096262.1453 | 1367276.0872 | 1959393.7401 | 2688379.7982 | 8132925.7639 | 0 | 10497622.2889 | 0.48135 | 8849472.9758 | 0 | 0 | 5752157.6453 | 0 | 0 | 9832747.7509 | 0 | 0 | 8849472.9758 | 0 | 0 | 5752157.6453 | 0 | 0 | 132742094.6377 | 0 | 86282364.6794 | 0 | 635.8468 | 0 | 978.2259 | 0 | 9537.7025 | 0 | 14673.3879 | 0 | 701.8997 | 0 | 1079.8457 | 0 | 10528.4957 | 0 | 16197.6851 | 0 | 590.3792 | 383.7465 | 8855.6875 | 5756.1971 | 0.80986 | 997420.4377 | 1474912.1626 | 2472332.6004 | 90446.9221 | 58397.703 | 29658.3365 | 800926.2142 | 0 | 0 | 17991.262 | 0 | 0 | 0 | 0 | 0 | 1474912.1626 | 0 | 2571263.5369 | 0 | 657810.8507 | 77233412.8622 | 50201720.2018 | 0 | 0 | 0.10066 | 0 | 0.061625 | 0.041757 | 0.047104 | 0.027236 | 0.20911 | 0.03903 | 0.058899 | 0.053552 | 0.07342 | 0 | 0 | 0 | 0 | -0.10845 | 0
1695 | SCE | SCE-13-TP-009 | Refrigeration system retrofits | Refrigeration system retrofits | 0.00026269 | 0.0053518 | 32.381 | 0 | 123265.7994 | 6050.4487 | 0.00026271 | 0.0053575 | 123259.4077 | 6044.057 | -123233.4183 | -6018.0676 | 0 | 0 | 6050.4487 | 0.0053518 | 0 | 39.1192 | 0 | 0 | 25.4275 | 0 | 0 | 43.4658 | 0 | 0 | 39.1192 | 0 | 0 | 25.4275 | 0 | 0 | 0 | 0 | 0 | 0 | 0 | 0 | 0 | 0 | 0 | 0 | 0 | 0 | 0 | 0 | 0 | 0 | 0 | 0 | 0 | 0 | 0 | 0 | 0 | 5.1898e-06 | 6.3917 | 6519.8633 | 6526.255 | 0.5796 | 0.37422 | 0.19006 | 5.1325 | 0 | 0 | 0.11529 | 0 | 0 | 0 | 0 | 0 | 6519.8633 | 0 | 200545.8586 | 0 | 116415.6018 | 0 | 0 | 0 | 0 | 0 | 0 | 0 | 0 | 0 | 0 | 0 | 0 | 0 | 0 | 0 | 0 | 0 | 0 | 0 | 0 | 0
1696 | SCE | SCE-13-TP-010 | Cooling tower system retrofit | Cooling tower system retrofit | 0 | 0 | 0 | 0 | 45992.497 | 7623.0656 | 0 | 0 | 45992.497 | 7623.0656 | -45992.497 | -7623.0656 | 0 | 0 | 7623.0656 | 0 | 0 | 49.3391 | 0 | 0 | 32.0704 | 0 | 0 | 54.8212 | 0 | 0 | 49.3391 | 0 | 0 | 32.0704 | 0 | 0 | 0 | 0 | 0 | 0 | 0 | 0 | 0 | 0 | 0 | 0 | 0 | 0 | 0 | 0 | 0 | 0 | 0 | 0 | 0 | 0 | 0 | 0 | 0 | 0 | 0 | 8223.1762 | 8223.1762 | 0 | 0 | 0 | 0 | 0 | 0 | 0 | 0 | 0 | 0 | 0 | 0 | 8223.1762 | 0 | 71267.5267 | 0 | 37826.6118 | 0 | 0 | 0 | 0 | 0 | 0 | 0 | 0 | 0 | 0 | 0 | 0 | 0 | 0 | 0 | 0 | 0 | 0 | 0 | 0 | 0
1697 | SCE | SCE-13-TP-010 | Cooling tower system retrofit | Cooling tower system retrofit | 1.3916 | 1.9852 | 902513.7328 | 0 | 648540.1713 | 454619.014 | 3.2679 | 10.9719 | 276178.2729 | 82257.1157 | 253973.5615 | 447894.7188 | 917413.9487 | 0 | 1372032.9628 | 0.65779 | 998242.2295 | 0 | 0 | 648857.473 | 0 | 0 | 1109158.0328 | 0 | 0 | 998242.2295 | 0 | 0 | 648857.473 | 0 | 0 | 14973633.4426 | 0 | 9732862.0947 | 0 | 67.4199 | 0 | 103.723 | 0 | 1011.299 | 0 | 1555.8445 | 0 | 89.4355 | 0 | 137.5931 | 0 | 1341.533 | 0 | 2063.8968 | 0 | 69.8404 | 45.3963 | 1047.6059 | 680.9439 | 0.32077 | 372361.8983 | 88732.6426 | 461094.5409 | 31258.1033 | 21186.246 | 8097.1498 | 308248.2412 | 0 | 0 | 3572.158 | 0 | 0 | 0 | 0 | 0 | 88732.6426 | 0 | 403733.5239 | 0 | 189000.5363 | 8712118.1633 | 5662877.0138 | 0 | 0 | 0.15937 | 0 | 0.11452 | 0.04877 | 0.080281 | 0.014526 | 0.24229 | 0.044849 | 0.1106 | 0.079093 | 0.14485 | 0 | 0 | 0 | 0 | -0.082912 | 0
1698 | SCE | SCE-13-TP-010 | Process Motor - VFD | Process Motor - VFD | 0.00091499 | 0.0024627 | 97.6527 | 0 | 106725.2582 | 39653.0056 | 0.00091534 | 0.0024652 | 106684.9683 | 39612.7157 | -106627.6054 | -39555.3528 | 0 | 0 | 39653.0056 | 0.0024627 | 0 | 256.3869 | 0 | 0 | 166.6515 | 0 | 0 | 284.8743 | 0 | 0 | 256.3869 | 0 | 0 | 166.6515 | 0 | 0 | 0 | 0 | 0 | 0 | 0 | 0 | 0 | 0 | 0 | 0 | 0 | 0 | 0 | 0 | 0 | 0 | 0 | 0 | 0 | 0 | 0 | 0 | 0 | 3.4708e-05 | 40.2899 | 42731.1475 | 42771.4374 | 3.3822 | 2.2924 | 0.87612 | 33.3527 | 0 | 0 | 0.38651 | 0 | 0 | 0 | 0 | 0 | 42731.1475 | 0 | 150755.4884 | 0 | 64814.6071 | 0 | 0 | 0 | 0 | 0 | 0 | 0 | 0 | 0 | 0 | 0 | 0 | 0 | 0 | 0 | 0 | 0 | 0 | 0 | 0 | 0
1699 | SCE | SCE-13-TP-010 | Process Motor - VFD | Process Motor - VFD | 0.96823 | 1.2475 | 1910945.7139 | 0 | 1973649.6173 | 1531803.398 | 1.6123 | 2.5706 | 1185225.7433 | 743379.5239 | -62703.9034 | 379142.3159 | 3550037.3468 | 0 | 5081840.7448 | 0.37603 | 9021381.6393 | 0 | 0 | 5863898.2807 | 0 | 0 | 10023757.377 | 0 | 0 | 9021381.6393 | 0 | 0 | 5863898.2807 | 0 | 0 | 45106908.1967 | 0 | 29319491.4033 | 0 | 653.4678 | 0 | 1005.335 | 0 | 3267.3389 | 0 | 5026.675 | 0 | 691.0668 | 0 | 1063.1796 | 0 | 3455.3339 | 0 | 5315.8981 | 0 | 593.5579 | 385.8127 | 2967.7896 | 1929.0633 | 0.67919 | 788423.8741 | 801900.5902 | 1590324.4642 | 66184.6312 | 44858.8919 | 17144.5743 | 652672.2352 | 0 | 0 | 7563.5415 | 0 | 0 | 0 | 0 | 0 | 801900.5902 | 0 | 1473492.3344 | 0 | 402955.0626 | 36279603.4934 | 23581743.1357 | 0 | 0 | 0.081035 | 0 | 0.083694 | 0.05026 | 0.064957 | 0.031524 | 0.2155 | -0.002659 | 0.030775 | 0.016078 | 0.049511 | 0 | 0 | 0 | 0 | -0.13446 | 0
1700 | SCE | SCE-13-TP-011 | Improve performance of pumped fluid distribution piping - retrocommissioning [RET ONLY] | Improve performance of pumped fluid distribution piping - retrocommissioning [RET ONLY] | 0.007512 | 0.0047793 | 58.7602 | 0 | 7822.1766 | 12294.6226 | 0.0075211 | 0.004783 | 7812.7599 | 12285.2058 | -7763.4164 | -12235.8623 | 0 | 0 | 12294.6226 | 0.0047793 | 0 | 79.514 | 0 | 0 | 67.5869 | 0 | 0 | 88.3489 | 0 | 0 | 79.514 | 0 | 0 | 67.5869 | 0 | 0 | 0 | 0 | 0 | 0 | 0 | 0 | 0 | 0 | 0 | 0 | 0 | 0 | 0 | 0 | 0 | 0 | 0 | 0 | 0 | 0 | 0 | 0 | 0 | 1.8191e-05 | 9.4168 | 13252.3341 | 13261.7508 | 1.015 | 1.4957 | 0.22382 | 6.4797 | 0 | 0 | 0.20258 | 0 | 0 | 0 | 0 | 0 | 13252.3341 | 0 | 0 | 0 | -10601.8674 | 0 | 0 | 0 | 0 | 0 | 0 | 0 | 0 | 0 | 0 | 0 | 0 | 0 | 0 | 0 | 0 | 0 | 0 | 0 | 0 | 0
1701 | SCE | SCE-13-TP-011 | Improve performance of pumped fluid distribution piping - retrocommissioning [RET ONLY] | Improve performance of pumped fluid distribution piping - retrocommissioning [RET ONLY] | 4.0385 | 2.9414 | 1046998.8651 | 0 | 259253.8835 | 355952.5667 | 11.4471 | 5.5643 | 91464.469 | 188163.1522 | 787744.9815 | 691046.2983 | 1737387.7313 | 0 | 2093340.298 | 0.50016 | 2283479.1 | 0 | 0 | 1940957.2622 | 0 | 0 | 2537199 | 0 | 0 | 2283479.1 | 0 | 0 | 1940957.2622 | 0 | 0 | 18267832.8 | 0 | 15527658.0978 | 0 | 192.0855 | 0 | 225.9829 | 0 | 1650.4411 | 0 | 1807.8632 | 0 | 229.4203 | 0 | 269.9062 | 0 | 1835.3622 | 0 | 2159.2496 | 0 | 150.4065 | 127.8455 | 1203.2521 | 1022.7643 | 0.32414 | 167789.4146 | 202975.92 | 370765.3346 | 18084.7016 | 26650.7816 | 3988.0936 | 115456.2198 | 0 | 0 | 3609.6179 | 0 | 0 | 0 | 0 | 0 | 202975.92 | 0 | 0 | 0 | -162380.7384 | 14444772.9601 | 11280367.2184 | 0 | 0 | 0.092816 | 0 | 0.022983 | 0.0081083 | 0.031555 | 0.016681 | 0.18557 | 0.069833 | 0.084708 | 0.061261 | 0.076135 | 0 | 0 | 0 | 0 | -0.092758 | 0
1702 | SCE | SCE-13-TP-011 | Well pump - VSD | Well pump - VSD | 0.00024616 | 0.0015915 | 1.657 | 0 | 6731.335 | 1041.1525 | 0.00024617 | 0.0015919 | 6731.0695 | 1040.887 | -6729.678 | -1039.4956 | 0 | 0 | 1041.1525 | 0.0015915 | 0 | 6.737 | 0 | 0 | 4.379 | 0 | 0 | 7.4855 | 0 | 0 | 6.737 | 0 | 0 | 4.379 | 0 | 0 | 0 | 0 | 0 | 0 | 0 | 0 | 0 | 0 | 0 | 0 | 0 | 0 | 0 | 0 | 0 | 0 | 0 | 0 | 0 | 0 | 0 | 0 | 0 | 5.1298e-07 | 0.26555 | 1122.8287 | 1123.0943 | 0.028621 | 0.042178 | 0.0063116 | 0.18272 | 0 | 0 | 0.0057126 | 0 | 0 | 0 | 0 | 0 | 1122.8287 | 0 | 10479.735 | 0 | 5614.144 | 0 | 0 | 0 | 0 | 0 | 0 | 0 | 0 | 0 | 0 | 0 | 0 | 0 | 0 | 0 | 0 | 0 | 0 | 0 | 0 | 0
1703 | SCE | SCE-13-TP-011 | Well pump - VSD | Well pump - VSD | 1.1688 | 1.3486 | 608126.2571 | 0 | 520304.7557 | 450934.7117 | 1.4382 | 1.7204 | 422847.9656 | 353477.9216 | 87821.5014 | 157191.5454 | 1167049.8773 | 0 | 1617984.589 | 0.37585 | 4289678.595 | 0 | 0 | 2788291.189 | 0 | 0 | 4766309.55 | 0 | 0 | 4289678.595 | 0 | 0 | 2788291.189 | 0 | 0 | 14155939.159 | 0 | 9201360.7908 | 0 | 275.9413 | 0 | 424.525 | 0 | 910.6062 | 0 | 1400.9326 | 0 | 329.5748 | 0 | 507.0381 | 0 | 1087.5967 | 0 | 1673.2256 | 0 | 282.5494 | 183.6571 | 932.4129 | 606.0684 | 0.18827 | 97456.7901 | 381304.764 | 478761.5541 | 10504.101 | 15479.5202 | 2316.3965 | 67060.2053 | 0 | 0 | 2096.5671 | 0 | 0 | 0 | 0 | 0 | 381304.764 | 0 | 467098.3359 | 0 | 51476.1452 | 12083266.3039 | 7854123.3856 | 0 | 0 | 0.077428 | 0 | 0.066246 | 0.053838 | 0.057414 | 0.045005 | 0.206 | 0.011182 | 0.02359 | 0.020014 | 0.032422 | 0 | 0 | 0 | 0 | -0.12858 | 0
1704 | SCE | SCE-13-TP-011 | Fluid Pump - VFD | Fluid Pump - VFD | 1.5007 | 1.8849 | 653371.8511 | 0 | 435387.6781 | 346631.7884 | 1.9758 | 2.7007 | 330679.9425 | 241924.0528 | 217984.173 | 306740.0627 | 1155317.5664 | 0 | 1501949.3549 | 0.43502 | 2935901.7 | 0 | 0 | 1908336.175 | 0 | 0 | 3262113 | 0 | 0 | 2935901.7 | 0 | 0 | 1908336.175 | 0 | 0 | 14679508.5 | 0 | 9541680.875 | 0 | 188.8571 | 0 | 290.5495 | 0 | 944.2857 | 0 | 1452.7473 | 0 | 225.5645 | 0 | 347.0223 | 0 | 1127.8224 | 0 | 1735.1113 | 0 | 193.3798 | 125.6969 | 966.899 | 628.4844 | 0.20228 | 104707.7357 | 260969.04 | 365676.7757 | 11285.6234 | 16631.222 | 2488.7402 | 72049.5949 | 0 | 0 | 2252.5552 | 0 | 0 | 0 | 0 | 0 | 260969.04 | 0 | 388191.447 | 0 | 76333.4472 | 11806766.8379 | 7674398.7261 | 0 | 0 | 0.085137 | 0 | 0.056732 | 0.043089 | 0.045167 | 0.031524 | 0.19571 | 0.028404 | 0.042048 | 0.039969 | 0.053613 | 0 | 0 | 0 | 0 | -0.11057 | 0
1705 | SCE | SCE-13-TP-011 | Fluid Pump - VFD | Fluid Pump - VFD | 0.0017905 | 0.0024746 | 58.5883 | 0 | 32721.7322 | 23675.8726 | 0.001791 | 0.0024756 | 32712.343 | 23666.4834 | -32663.1439 | -23617.2843 | 0 | 0 | 23675.8726 | 0.0024746 | 0 | 153.1775 | 0 | 0 | 99.5654 | 0 | 0 | 170.1972 | 0 | 0 | 153.1775 | 0 | 0 | 99.5654 | 0 | 0 | 0 | 0 | 0 | 0 | 0 | 0 | 0 | 0 | 0 | 0 | 0 | 0 | 0 | 0 | 0 | 0 | 0 | 0 | 0 | 0 | 0 | 0 | 0 | 1.8138e-05 | 9.3892 | 25529.58 | 25538.9692 | 1.012 | 1.4913 | 0.22317 | 6.4607 | 0 | 0 | 0.20199 | 0 | 0 | 0 | 0 | 0 | 25529.58 | 0 | 38578.0377 | 0 | 7829.0749 | 0 | 0 | 0 | 0 | 0 | 0 | 0 | 0 | 0 | 0 | 0 | 0 | 0 | 0 | 0 | 0 | 0 | 0 | 0 | 0 | 0
1706 | SCE | SCE-13-TP-011 | Other Pumping Systems | Other Pumping Systems | 0.002307 | 0.0085618 | 75.1507 | 0 | 32575.3724 | 8777.4077 | 0.0023078 | 0.0085736 | 32563.329 | 8765.3642 | -32500.2218 | -8702.257 | 0 | 0 | 8777.4077 | 0.0085618 | 0 | 85.0986 | 0 | 0 | 55.3141 | 0 | 0 | 94.554 | 0 | 0 | 85.0986 | 0 | 0 | 55.3141 | 0 | 0 | 0 | 0 | 0 | 0 | 0 | 0 | 0 | 0 | 0 | 0 | 0 | 0 | 0 | 0 | 0 | 0 | 0 | 0 | 0 | 0 | 0 | 0 | 0 | 2.3266e-05 | 12.0435 | 9455.4 | 9467.4435 | 1.2981 | 1.9129 | 0.28625 | 8.2871 | 0 | 0 | 0.25909 | 0 | 0 | 0 | 0 | 0 | 9455.4 | 0 | 48222.54 | 0 | 23260.2849 | 0 | 0 | 0 | 0 | 0 | 0 | 0 | 0 | 0 | 0 | 0 | 0 | 0 | 0 | 0 | 0 | 0 | 0 | 0 | 0 | 0
1707 | SCE | SCE-13-TP-011 | Other Pumping Systems | Other Pumping Systems | 2.0716 | 3.1913 | 667203.6623 | 0 | 322068.7952 | 209070.0982 | 3.1012 | 6.5319 | 215144.4081 | 102145.7112 | 345134.8672 | 458133.5641 | 1139231.5356 | 0 | 1348301.6339 | 0.49485 | 1239602.94 | 0 | 0 | 805741.9406 | 0 | 0 | 1377336.6 | 0 | 0 | 1239602.94 | 0 | 0 | 805741.9406 | 0 | 0 | 18594044.1 | 0 | 12086129.1083 | 0 | 87.6268 | 0 | 134.8104 | 0 | 1314.4015 | 0 | 2022.1561 | 0 | 102.7454 | 0 | 158.0698 | 0 | 1541.1809 | 0 | 2371.0475 | 0 | 84.0585 | 54.638 | 1260.8773 | 819.5703 | 0.20656 | 106924.3871 | 110186.928 | 217111.3151 | 11524.5389 | 16983.3031 | 2541.4265 | 73574.877 | 0 | 0 | 2300.2415 | 0 | 0 | 0 | 0 | 0 | 110186.928 | 0 | 289240.686 | 0 | 107432.2591 | 10818583.8763 | 7032079.7775 | 0 | 0 | 0.09488 | 0 | 0.0458 | 0.030595 | 0.029731 | 0.014526 | 0.19174 | 0.04908 | 0.064285 | 0.065149 | 0.080354 | 0 | 0 | 0 | 0 | -0.096856 | 0
1708 | SCE | SCE-13-TP-011 | Long-stroke pumps (new construction or added load only) | Long-stroke pumps (new construction or added load only) | 0.002337 | 0.0051858 | 25.5898 | 0 | 10949.8498 | 4934.6183 | 0.0023379 | 0.0051901 | 10945.7488 | 4930.5174 | -10924.2599 | -4909.0285 | 0 | 0 | 4934.6183 | 0.0051858 | 0 | 31.912 | 0 | 0 | 20.7428 | 0 | 0 | 35.4577 | 0 | 0 | 31.912 | 0 | 0 | 20.7428 | 0 | 0 | 0 | 0 | 0 | 0 | 0 | 0 | 0 | 0 | 0 | 0 | 0 | 0 | 0 | 0 | 0 | 0 | 0 | 0 | 0 | 0 | 0 | 0 | 0 | 7.9223e-06 | 4.101 | 5318.6625 | 5322.7635 | 0.44201 | 0.65137 | 0.097473 | 2.8219 | 0 | 0 | 0.088223 | 0 | 0 | 0 | 0 | 0 | 5318.6625 | 0 | 14892.255 | 0 | 5744.1557 | 0 | 0 | 0 | 0 | 0 | 0 | 0 | 0 | 0 | 0 | 0 | 0 | 0 | 0 | 0 | 0 | 0 | 0 | 0 | 0 | 0
1709 | SCE | SCE-13-TP-011 | Long-stroke pumps (new construction or added load only) | Long-stroke pumps (new construction or added load only) | 2.4204 | 3.136 | 254191.4337 | 0 | 105022.36 | 81056.7577 | 3.9541 | 6.3042 | 64286.2778 | 40320.6755 | 149169.0737 | 173134.676 | 402060.6909 | 0 | 483117.4486 | 0.52615 | 489316.95 | 0 | 0 | 318056.0292 | 0 | 0 | 543685.5 | 0 | 0 | 489316.95 | 0 | 0 | 318056.0292 | 0 | 0 | 6214325.1717 | 0 | 4039311.5097 | 0 | 31.4762 | 0 | 48.4249 | 0 | 399.7476 | 0 | 614.9963 | 0 | 37.5941 | 0 | 57.837 | 0 | 477.4448 | 0 | 734.5304 | 0 | 32.23 | 20.9495 | 409.3206 | 266.0584 | 0.078694 | 40736.0822 | 43494.84 | 84230.9222 | 4390.622 | 6470.3035 | 968.2334 | 28030.5768 | 0 | 0 | 876.3467 | 0 | 0 | 0 | 0 | 0 | 43494.84 | 0 | 79921.7685 | 0 | 21856.158 | 3880153.8962 | 2522100.125 | 0 | 0 | 0.10079 | 0 | 0.041641 | 0.025489 | 0.032139 | 0.015987 | 0.19155 | 0.059145 | 0.075296 | 0.068647 | 0.084799 | 0 | 0 | 0 | 0 | -0.090768 | 0
1505 | SCE | SCE-13-TP-018 | (2) 96in (1) Instant Start Ballast - Normal Light Output - HO T8 Linear Fluorescent replacing (3) 96in T12 Linear Fluorescent | (2) 96in (1) Instant Start Ballast - Normal Light Output - HO T8 Linear Fluorescent replacing (3) 96in T12 Linear Fluorescent | 0 | 0 | 0 | 0 | 0 | 0 | 0 | 0 | 0 | 0 | 0 | 0 | 0 | 0 | 0 | 0 | 0 | 0 | 0 | 0 | 0 | 0 | 0 | 0 | 0 | 0 | 0 | 0 | 0 | 0 | 0 | 0 | 0 | 0 | 0 | 0 | 0 | 0 | 0 | 0 | 0 | 0 | 0 | 0 | 0 | 0 | 0 | 0 | 0 | 0 | 0 | 0 | 0 | 0 | 0 | 0 | 0 | 0 | 0 | 0 | 0 | 0 | 0 | 0 | 0 | 0 | 0 | 0 | 0 | 0 | 0 | 0 | 0 | 0 | 0 | 0 | 0 | 0 | 0 | 0 | 0 | 0 | 0 | 0 | 0 | 0 | 0 | 0 | 0 | 0 | 0 | 0 | 0 | 0 | 0 | 0 | 0
1506 | SCE | SCE-13-TP-018 | (2) 96in (1) Instant Start Ballast - Reduced Light Output T8 Linear Fluorescent replacing (2) 96in T12 Linear Fluorescent | (2) 96in (1) Instant Start Ballast - Reduced Light Output T8 Linear Fluorescent replacing (2) 96in T12 Linear Fluorescent | 0 | 0 | 0 | 0 | 0 | 0 | 0 | 0 | 0 | 0 | 0 | 0 | 0 | 0 | 0 | 0 | 0 | 0 | 0 | 0 | 0 | 0 | 0 | 0 | 0 | 0 | 0 | 0 | 0 | 0 | 0 | 0 | 0 | 0 | 0 | 0 | 0 | 0 | 0 | 0 | 0 | 0 | 0 | 0 | 0 | 0 | 0 | 0 | 0 | 0 | 0 | 0 | 0 | 0 | 0 | 0 | 0 | 0 | 0 | 0 | 0 | 0 | 0 | 0 | 0 | 0 | 0 | 0 | 0 | 0 | 0 | 0 | 0 | 0 | 0 | 0 | 0 | 0 | 0 | 0 | 0 | 0 | 0 | 0 | 0 | 0 | 0 | 0 | 0 | 0 | 0 | 0 | 0 | 0 | 0 | 0 | 0
1507 | SCE | SCE-13-TP-018 | (4) 48in Reduced 28 Watt (1) Instant Start Ballast - Reduced Light Output T8 Linear Fluorescent replacing (4) 48in T8 Linear Fluorescent | (4) 48in Reduced 28 Watt (1) Instant Start Ballast - Reduced Light Output T8 Linear Fluorescent replacing (4) 48in T8 Linear Fluorescent | 0 | 0 | 0 | 0 | 0 | 0 | 0 | 0 | 0 | 0 | 0 | 0 | 0 | 0 | 0 | 0 | 0 | 0 | 0 | 0 | 0 | 0 | 0 | 0 | 0 | 0 | 0 | 0 | 0 | 0 | 0 | 0 | 0 | 0 | 0 | 0 | 0 | 0 | 0 | 0 | 0 | 0 | 0 | 0 | 0 | 0 | 0 | 0 | 0 | 0 | 0 | 0 | 0 | 0 | 0 | 0 | 0 | 0 | 0 | 0 | 0 | 0 | 0 | 0 | 0 | 0 | 0 | 0 | 0 | 0 | 0 | 0 | 0 | 0 | 0 | 0 | 0 | 0 | 0 | 0 | 0 | 0 | 0 | 0 | 0 | 0 | 0 | 0 | 0 | 0 | 0 | 0 | 0 | 0 | 0 | 0 | 0
1508 | SCE | SCE-13-TP-018 | 245 to 360 Watt (Tier 2) Interior Fixture T5 Linear Flourescent replacing 400 Watt lamp base case | 245 to 360 Watt (Tier 2) Interior Fixture T5 Linear Flourescent replacing 400 Watt lamp base case | 0 | 0 | 0 | 0 | 0 | 0 | 0 | 0 | 0 | 0 | 0 | 0 | 0 | 0 | 0 | 0 | 0 | 0 | 0 | 0 | 0 | 0 | 0 | 0 | 0 | 0 | 0 | 0 | 0 | 0 | 0 | 0 | 0 | 0 | 0 | 0 | 0 | 0 | 0 | 0 | 0 | 0 | 0 | 0 | 0 | 0 | 0 | 0 | 0 | 0 | 0 | 0 | 0 | 0 | 0 | 0 | 0 | 0 | 0 | 0 | 0 | 0 | 0 | 0 | 0 | 0 | 0 | 0 | 0 | 0 | 0 | 0 | 0 | 0 | 0 | 0 | 0 | 0 | 0 | 0 | 0 | 0 | 0 | 0 | 0 | 0 | 0 | 0 | 0 | 0 | 0 | 0 | 0 | 0 | 0 | 0 | 0
1509 | SCE | SCE-13-TP-018 | Plug Load Occupancy Sensor Control | Plug Load Occupancy Sensor Control | 0.10093 | 0.11635 | 15276.9795 | -679.1284 | 144636.7069 | 125461.1329 | 0.16943 | 0.21793 | 86160.0005 | 66984.4265 | -130038.8558 | -110863.2818 | 28869.7216 | -798.6269 | 153532.2275 | 0.09508 | 49619.05 | 6.5663 | -189.0321 | 32252.3837 | 4.2681 | -122.8709 | 49619.05 | 6.5663 | -189.0321 | 49619.05 | 6.5663 | -189.0321 | 32252.3837 | 4.2681 | -122.8709 | 396952.4004 | -1512.2568 | 258019.0697 | -982.9669 | 4.0809 | -0.71879 | 6.2783 | -1.1058 | 32.6471 | -5.7504 | 50.2263 | -8.8467 | 4.0143 | 0 | 6.1758 | 0 | 32.114 | 0 | 49.4062 | 0 | 3.3331 | 2.1665 | 26.6649 | 17.3322 | 0.093311 | 58476.7064 | 72257.6415 | 130734.3479 | 9475.619 | 4780.5264 | 0 | 43532.382 | 0 | 0 | 688.1789 | 0 | 0 | 0 | 28452.8745 | 43804.767 | 0 | 0 | 98522.6415 | 0 | 15759.0006 | 288373.989 | 187443.0997 | -1098.6091 | -714.0959 | 0.081502 | 0.95103 | 0.77163 | 0.45966 | 0.66933 | 0.35736 | 0.81909 | -0.69013 | -0.37816 | -0.58783 | -0.27586 | 0.95103 | 0.95103 | 0.95103 | 0.95103 | -0.73759 | 0.95103
1510 | SCE | SCE-13-TP-018 | Up to 128 Watt Interior Fixture T5 Linear Flourescent replacing 101 - 175 Watt lamp base case | Up to 128 Watt Interior Fixture T5 Linear Flourescent replacing 101 - 175 Watt lamp base case | 0 | 0 | 0 | 0 | 0 | 0 | 0 | 0 | 0 | 0 | 0 | 0 | 0 | 0 | 0 | 0 | 0 | 0 | 0 | 0 | 0 | 0 | 0 | 0 | 0 | 0 | 0 | 0 | 0 | 0 | 0 | 0 | 0 | 0 | 0 | 0 | 0 | 0 | 0 | 0 | 0 | 0 | 0 | 0 | 0 | 0 | 0 | 0 | 0 | 0 | 0 | 0 | 0 | 0 | 0 | 0 | 0 | 0 | 0 | 0 | 0 | 0 | 0 | 0 | 0 | 0 | 0 | 0 | 0 | 0 | 0 | 0 | 0 | 0 | 0 | 0 | 0 | 0 | 0 | 0 | 0 | 0 | 0 | 0 | 0 | 0 | 0 | 0 | 0 | 0 | 0 | 0 | 0 | 0 | 0 | 0 | 0
1511 | SCE | SCE-13-TP-018 | Up to 244 Watt (Tier 1) Interior Fixture T5 Linear Flourescent replacing 400 Watt lamp base case | Up to 244 Watt (Tier 1) Interior Fixture T5 Linear Flourescent replacing 400 Watt lamp base case | 0 | 0 | 0 | 0 | 0 | 0 | 0 | 0 | 0 | 0 | 0 | 0 | 0 | 0 | 0 | 0 | 0 | 0 | 0 | 0 | 0 | 0 | 0 | 0 | 0 | 0 | 0 | 0 | 0 | 0 | 0 | 0 | 0 | 0 | 0 | 0 | 0 | 0 | 0 | 0 | 0 | 0 | 0 | 0 | 0 | 0 | 0 | 0 | 0 | 0 | 0 | 0 | 0 | 0 | 0 | 0 | 0 | 0 | 0 | 0 | 0 | 0 | 0 | 0 | 0 | 0 | 0 | 0 | 0 | 0 | 0 | 0 | 0 | 0 | 0 | 0 | 0 | 0 | 0 | 0 | 0 | 0 | 0 | 0 | 0 | 0 | 0 | 0 | 0 | 0 | 0 | 0 | 0 | 0 | 0 | 0 | 0
1512 | SCE | SCE-13-TP-018 | (1) 48in Reduced 28 Watt T8 Linear Fluorescent replacing (1) 48in T12 Linear Fluorescent | (1) 48in Reduced 28 Watt T8 Linear Fluorescent replacing (1) 48in T12 Linear Fluorescent | 0 | 0 | 0 | 0 | 0 | 0 | 0 | 0 | 0 | 0 | 0 | 0 | 0 | 0 | 0 | 0 | 0 | 0 | 0 | 0 | 0 | 0 | 0 | 0 | 0 | 0 | 0 | 0 | 0 | 0 | 0 | 0 | 0 | 0 | 0 | 0 | 0 | 0 | 0 | 0 | 0 | 0 | 0 | 0 | 0 | 0 | 0 | 0 | 0 | 0 | 0 | 0 | 0 | 0 | 0 | 0 | 0 | 0 | 0 | 0 | 0 | 0 | 0 | 0 | 0 | 0 | 0 | 0 | 0 | 0 | 0 | 0 | 0 | 0 | 0 | 0 | 0 | 0 | 0 | 0 | 0 | 0 | 0 | 0 | 0 | 0 | 0 | 0 | 0 | 0 | 0 | 0 | 0 | 0 | 0 | 0 | 0
1513 | SCE | SCE-13-TP-018 | (1) 48in Reduced 28 Watt (1) Instant Start Ballast - Normal Light Output T8 Linear Flourescent replacing (1) 48in T8 Linear Fluorescent | (1) 48in Reduced 28 Watt (1) Instant Start Ballast - Normal Light Output T8 Linear Flourescent replacing (1) 48in T8 Linear Fluorescent | 0 | 0 | 0 | 0 | 0 | 0 | 0 | 0 | 0 | 0 | 0 | 0 | 0 | 0 | 0 | 0 | 0 | 0 | 0 | 0 | 0 | 0 | 0 | 0 | 0 | 0 | 0 | 0 | 0 | 0 | 0 | 0 | 0 | 0 | 0 | 0 | 0 | 0 | 0 | 0 | 0 | 0 | 0 | 0 | 0 | 0 | 0 | 0 | 0 | 0 | 0 | 0 | 0 | 0 | 0 | 0 | 0 | 0 | 0 | 0 | 0 | 0 | 0 | 0 | 0 | 0 | 0 | 0 | 0 | 0 | 0 | 0 | 0 | 0 | 0 | 0 | 0 | 0 | 0 | 0 | 0 | 0 | 0 | 0 | 0 | 0 | 0 | 0 | 0 | 0 | 0 | 0 | 0 | 0 | 0 | 0 | 0
1514 | SCE | SCE-13-TP-018 | (1) 96in (1) Instant Start Ballast - Reduced Light Output T8 Linear Fluorescent replacing (1) 96in T12 Linear Fluorescent | (1) 96in (1) Instant Start Ballast - Reduced Light Output T8 Linear Fluorescent replacing (1) 96in T12 Linear Fluorescent | 0 | 0 | 0 | 0 | 0 | 0 | 0 | 0 | 0 | 0 | 0 | 0 | 0 | 0 | 0 | 0 | 0 | 0 | 0 | 0 | 0 | 0 | 0 | 0 | 0 | 0 | 0 | 0 | 0 | 0 | 0 | 0 | 0 | 0 | 0 | 0 | 0 | 0 | 0 | 0 | 0 | 0 | 0 | 0 | 0 | 0 | 0 | 0 | 0 | 0 | 0 | 0 | 0 | 0 | 0 | 0 | 0 | 0 | 0 | 0 | 0 | 0 | 0 | 0 | 0 | 0 | 0 | 0 | 0 | 0 | 0 | 0 | 0 | 0 | 0 | 0 | 0 | 0 | 0 | 0 | 0 | 0 | 0 | 0 | 0 | 0 | 0 | 0 | 0 | 0 | 0 | 0 | 0 | 0 | 0 | 0 | 0
1515 | SCE | SCE-13-TP-018 | (2) 48in (1) Instant Start Ballast - Reduced Light Output T8 Linear Fluorescent replacing (1) 96in T12 Linear Fluorescent | (2) 48in (1) Instant Start Ballast - Reduced Light Output T8 Linear Fluorescent replacing (1) 96in T12 Linear Fluorescent | 0 | 0 | 0 | 0 | 0 | 0 | 0 | 0 | 0 | 0 | 0 | 0 | 0 | 0 | 0 | 0 | 0 | 0 | 0 | 0 | 0 | 0 | 0 | 0 | 0 | 0 | 0 | 0 | 0 | 0 | 0 | 0 | 0 | 0 | 0 | 0 | 0 | 0 | 0 | 0 | 0 | 0 | 0 | 0 | 0 | 0 | 0 | 0 | 0 | 0 | 0 | 0 | 0 | 0 | 0 | 0 | 0 | 0 | 0 | 0 | 0 | 0 | 0 | 0 | 0 | 0 | 0 | 0 | 0 | 0 | 0 | 0 | 0 | 0 | 0 | 0 | 0 | 0 | 0 | 0 | 0 | 0 | 0 | 0 | 0 | 0 | 0 | 0 | 0 | 0 | 0 | 0 | 0 | 0 | 0 | 0 | 0
1516 | SCE | SCE-13-TP-018 | (2) 48in Reduced 28 Watt (1) Instant Start Ballast w/ Reflectors T8 Linear Fluorescent replacing (3) 48in T12 Linear Fluorescent | (2) 48in Reduced 28 Watt (1) Instant Start Ballast w/ Reflectors T8 Linear Fluorescent replacing (3) 48in T12 Linear Fluorescent | 0 | 0 | 0 | 0 | 0 | 0 | 0 | 0 | 0 | 0 | 0 | 0 | 0 | 0 | 0 | 0 | 0 | 0 | 0 | 0 | 0 | 0 | 0 | 0 | 0 | 0 | 0 | 0 | 0 | 0 | 0 | 0 | 0 | 0 | 0 | 0 | 0 | 0 | 0 | 0 | 0 | 0 | 0 | 0 | 0 | 0 | 0 | 0 | 0 | 0 | 0 | 0 | 0 | 0 | 0 | 0 | 0 | 0 | 0 | 0 | 0 | 0 | 0 | 0 | 0 | 0 | 0 | 0 | 0 | 0 | 0 | 0 | 0 | 0 | 0 | 0 | 0 | 0 | 0 | 0 | 0 | 0 | 0 | 0 | 0 | 0 | 0 | 0 | 0 | 0 | 0 | 0 | 0 | 0 | 0 | 0 | 0
1517 | SCE | SCE-13-TP-018 | (2) 48in Reduced 28 Watt (1) Instant Start Ballast - High Light Output T8 Linear Fluorescent replacing (3) 48in T8 Linear Fluorescent | (2) 48in Reduced 28 Watt (1) Instant Start Ballast - High Light Output T8 Linear Fluorescent replacing (3) 48in T8 Linear Fluorescent | 0 | 0 | 0 | 0 | 0 | 0 | 0 | 0 | 0 | 0 | 0 | 0 | 0 | 0 | 0 | 0 | 0 | 0 | 0 | 0 | 0 | 0 | 0 | 0 | 0 | 0 | 0 | 0 | 0 | 0 | 0 | 0 | 0 | 0 | 0 | 0 | 0 | 0 | 0 | 0 | 0 | 0 | 0 | 0 | 0 | 0 | 0 | 0 | 0 | 0 | 0 | 0 | 0 | 0 | 0 | 0 | 0 | 0 | 0 | 0 | 0 | 0 | 0 | 0 | 0 | 0 | 0 | 0 | 0 | 0 | 0 | 0 | 0 | 0 | 0 | 0 | 0 | 0 | 0 | 0 | 0 | 0 | 0 | 0 | 0 | 0 | 0 | 0 | 0 | 0 | 0 | 0 | 0 | 0 | 0 | 0 | 0
1518 | SCE | SCE-13-TP-018 | (2) 48in Reduced 28 Watt (1) Instant Start Ballast w/ Reflectors T8 Linear Fluorescent replacing (4) 48in T12 Linear Fluorescent | (2) 48in Reduced 28 Watt (1) Instant Start Ballast w/ Reflectors T8 Linear Fluorescent replacing (4) 48in T12 Linear Fluorescent | 0 | 0 | 0 | 0 | 0 | 0 | 0 | 0 | 0 | 0 | 0 | 0 | 0 | 0 | 0 | 0 | 0 | 0 | 0 | 0 | 0 | 0 | 0 | 0 | 0 | 0 | 0 | 0 | 0 | 0 | 0 | 0 | 0 | 0 | 0 | 0 | 0 | 0 | 0 | 0 | 0 | 0 | 0 | 0 | 0 | 0 | 0 | 0 | 0 | 0 | 0 | 0 | 0 | 0 | 0 | 0 | 0 | 0 | 0 | 0 | 0 | 0 | 0 | 0 | 0 | 0 | 0 | 0 | 0 | 0 | 0 | 0 | 0 | 0 | 0 | 0 | 0 | 0 | 0 | 0 | 0 | 0 | 0 | 0 | 0 | 0 | 0 | 0 | 0 | 0 | 0 | 0 | 0 | 0 | 0 | 0 | 0
1519 | SCE | SCE-13-TP-018 | (2) 48in Reduced 28 Watt (1) Instant Start Ballast T8 Linear Fluorescent replacing (4) 48in T12 Linear Fluorescent | (2) 48in Reduced 28 Watt (1) Instant Start Ballast T8 Linear Fluorescent replacing (4) 48in T12 Linear Fluorescent | 0 | 0 | 0 | 0 | 0 | 0 | 0 | 0 | 0 | 0 | 0 | 0 | 0 | 0 | 0 | 0 | 0 | 0 | 0 | 0 | 0 | 0 | 0 | 0 | 0 | 0 | 0 | 0 | 0 | 0 | 0 | 0 | 0 | 0 | 0 | 0 | 0 | 0 | 0 | 0 | 0 | 0 | 0 | 0 | 0 | 0 | 0 | 0 | 0 | 0 | 0 | 0 | 0 | 0 | 0 | 0 | 0 | 0 | 0 | 0 | 0 | 0 | 0 | 0 | 0 | 0 | 0 | 0 | 0 | 0 | 0 | 0 | 0 | 0 | 0 | 0 | 0 | 0 | 0 | 0 | 0 | 0 | 0 | 0 | 0 | 0 | 0 | 0 | 0 | 0 | 0 | 0 | 0 | 0 | 0 | 0 | 0
1520 | SCE | SCE-13-TP-018 | (2) 48in Reduced 28 Watt (1) Instant Start Ballast T8 Linear Fluorescent replacing (3) 48in T12 Linear Fluorescent | (2) 48in Reduced 28 Watt (1) Instant Start Ballast T8 Linear Fluorescent replacing (3) 48in T12 Linear Fluorescent | 0 | 0 | 0 | 0 | 0 | 0 | 0 | 0 | 0 | 0 | 0 | 0 | 0 | 0 | 0 | 0 | 0 | 0 | 0 | 0 | 0 | 0 | 0 | 0 | 0 | 0 | 0 | 0 | 0 | 0 | 0 | 0 | 0 | 0 | 0 | 0 | 0 | 0 | 0 | 0 | 0 | 0 | 0 | 0 | 0 | 0 | 0 | 0 | 0 | 0 | 0 | 0 | 0 | 0 | 0 | 0 | 0 | 0 | 0 | 0 | 0 | 0 | 0 | 0 | 0 | 0 | 0 | 0 | 0 | 0 | 0 | 0 | 0 | 0 | 0 | 0 | 0 | 0 | 0 | 0 | 0 | 0 | 0 | 0 | 0 | 0 | 0 | 0 | 0 | 0 | 0 | 0 | 0 | 0 | 0 | 0 | 0
1521 | SCE | SCE-13-TP-018 | (2) 48in Reduced 28 Watt (1) Instant Start Ballast T8 Linear Fluorescent replacing (2) 48in T12 Linear Fluorescent | (2) 48in Reduced 28 Watt (1) Instant Start Ballast T8 Linear Fluorescent replacing (2) 48in T12 Linear Fluorescent | 0 | 0 | 0 | 0 | 0 | 0 | 0 | 0 | 0 | 0 | 0 | 0 | 0 | 0 | 0 | 0 | 0 | 0 | 0 | 0 | 0 | 0 | 0 | 0 | 0 | 0 | 0 | 0 | 0 | 0 | 0 | 0 | 0 | 0 | 0 | 0 | 0 | 0 | 0 | 0 | 0 | 0 | 0 | 0 | 0 | 0 | 0 | 0 | 0 | 0 | 0 | 0 | 0 | 0 | 0 | 0 | 0 | 0 | 0 | 0 | 0 | 0 | 0 | 0 | 0 | 0 | 0 | 0 | 0 | 0 | 0 | 0 | 0 | 0 | 0 | 0 | 0 | 0 | 0 | 0 | 0 | 0 | 0 | 0 | 0 | 0 | 0 | 0 | 0 | 0 | 0 | 0 | 0 | 0 | 0 | 0 | 0
1522 | SCE | SCE-13-TP-018 | (2) 48in Reduced 28 Watt (1) Instant Start Ballast - Normal Light Output T8 Linear Fluorescent replacing (3) 48in T8 Linear Fluorescent | (2) 48in Reduced 28 Watt (1) Instant Start Ballast - Normal Light Output T8 Linear Fluorescent replacing (3) 48in T8 Linear Fluorescent | 0 | 0 | 0 | 0 | 0 | 0 | 0 | 0 | 0 | 0 | 0 | 0 | 0 | 0 | 0 | 0 | 0 | 0 | 0 | 0 | 0 | 0 | 0 | 0 | 0 | 0 | 0 | 0 | 0 | 0 | 0 | 0 | 0 | 0 | 0 | 0 | 0 | 0 | 0 | 0 | 0 | 0 | 0 | 0 | 0 | 0 | 0 | 0 | 0 | 0 | 0 | 0 | 0 | 0 | 0 | 0 | 0 | 0 | 0 | 0 | 0 | 0 | 0 | 0 | 0 | 0 | 0 | 0 | 0 | 0 | 0 | 0 | 0 | 0 | 0 | 0 | 0 | 0 | 0 | 0 | 0 | 0 | 0 | 0 | 0 | 0 | 0 | 0 | 0 | 0 | 0 | 0 | 0 | 0 | 0 | 0 | 0
1523 | SCE | SCE-13-TP-018 | (2) 48in Reduced 28 Watt (1) Instant Start Ballast - High Light Output w/ Reflectors T8 Linear Fluorescent replacing (4) 48in T8 Linear Fluorescent | (2) 48in Reduced 28 Watt (1) Instant Start Ballast - High Light Output w/ Reflectors T8 Linear Fluorescent replacing (4) 48in T8 Linear Fluorescent | 0 | 0 | 0 | 0 | 0 | 0 | 0 | 0 | 0 | 0 | 0 | 0 | 0 | 0 | 0 | 0 | 0 | 0 | 0 | 0 | 0 | 0 | 0 | 0 | 0 | 0 | 0 | 0 | 0 | 0 | 0 | 0 | 0 | 0 | 0 | 0 | 0 | 0 | 0 | 0 | 0 | 0 | 0 | 0 | 0 | 0 | 0 | 0 | 0 | 0 | 0 | 0 | 0 | 0 | 0 | 0 | 0 | 0 | 0 | 0 | 0 | 0 | 0 | 0 | 0 | 0 | 0 | 0 | 0 | 0 | 0 | 0 | 0 | 0 | 0 | 0 | 0 | 0 | 0 | 0 | 0 | 0 | 0 | 0 | 0 | 0 | 0 | 0 | 0 | 0 | 0 | 0 | 0 | 0 | 0 | 0 | 0
1524 | SCE | SCE-13-TP-018 | (2) 48in Reduced 28 Watt (1) Instant Start Ballast - High Light Output T8 Linear Fluorescent replacing (4) 48in T8 Linear Fluorescent | (2) 48in Reduced 28 Watt (1) Instant Start Ballast - High Light Output T8 Linear Fluorescent replacing (4) 48in T8 Linear Fluorescent | 0 | 0 | 0 | 0 | 0 | 0 | 0 | 0 | 0 | 0 | 0 | 0 | 0 | 0 | 0 | 0 | 0 | 0 | 0 | 0 | 0 | 0 | 0 | 0 | 0 | 0 | 0 | 0 | 0 | 0 | 0 | 0 | 0 | 0 | 0 | 0 | 0 | 0 | 0 | 0 | 0 | 0 | 0 | 0 | 0 | 0 | 0 | 0 | 0 | 0 | 0 | 0 | 0 | 0 | 0 | 0 | 0 | 0 | 0 | 0 | 0 | 0 | 0 | 0 | 0 | 0 | 0 | 0 | 0 | 0 | 0 | 0 | 0 | 0 | 0 | 0 | 0 | 0 | 0 | 0 | 0 | 0 | 0 | 0 | 0 | 0 | 0 | 0 | 0 | 0 | 0 | 0 | 0 | 0 | 0 | 0 | 0
1525 | SCE | SCE-13-TP-018 | (3) 48in Reduced 28 Watt (1) Instant Start Ballast - Reduced Light Output T8 Linear Fluorescent replacing (3) 48in T8 Linear Fluorescent | (3) 48in Reduced 28 Watt (1) Instant Start Ballast - Reduced Light Output T8 Linear Fluorescent replacing (3) 48in T8 Linear Fluorescent | 0 | 0 | 0 | 0 | 0 | 0 | 0 | 0 | 0 | 0 | 0 | 0 | 0 | 0 | 0 | 0 | 0 | 0 | 0 | 0 | 0 | 0 | 0 | 0 | 0 | 0 | 0 | 0 | 0 | 0 | 0 | 0 | 0 | 0 | 0 | 0 | 0 | 0 | 0 | 0 | 0 | 0 | 0 | 0 | 0 | 0 | 0 | 0 | 0 | 0 | 0 | 0 | 0 | 0 | 0 | 0 | 0 | 0 | 0 | 0 | 0 | 0 | 0 | 0 | 0 | 0 | 0 | 0 | 0 | 0 | 0 | 0 | 0 | 0 | 0 | 0 | 0 | 0 | 0 | 0 | 0 | 0 | 0 | 0 | 0 | 0 | 0 | 0 | 0 | 0 | 0 | 0 | 0 | 0 | 0 | 0 | 0
1526 | SCE | SCE-13-TP-018 | (1) 48in Reduced 28 Watt (1) Programmed Start Ballast - Normal Light Output T8 Linear Fluorescent replacing (2) 48in T8 Linear Fluorescent | (1) 48in Reduced 28 Watt (1) Programmed Start Ballast - Normal Light Output T8 Linear Fluorescent replacing (2) 48in T8 Linear Fluorescent | 0 | 0 | 0 | 0 | 0 | 0 | 0 | 0 | 0 | 0 | 0 | 0 | 0 | 0 | 0 | 0 | 0 | 0 | 0 | 0 | 0 | 0 | 0 | 0 | 0 | 0 | 0 | 0 | 0 | 0 | 0 | 0 | 0 | 0 | 0 | 0 | 0 | 0 | 0 | 0 | 0 | 0 | 0 | 0 | 0 | 0 | 0 | 0 | 0 | 0 | 0 | 0 | 0 | 0 | 0 | 0 | 0 | 0 | 0 | 0 | 0 | 0 | 0 | 0 | 0 | 0 | 0 | 0 | 0 | 0 | 0 | 0 | 0 | 0 | 0 | 0 | 0 | 0 | 0 | 0 | 0 | 0 | 0 | 0 | 0 | 0 | 0 | 0 | 0 | 0 | 0 | 0 | 0 | 0 | 0 | 0 | 0
1527 | SCE | SCE-13-TP-018 | A-lamps: 41 to 100 watts existing, 10 Watt to 30 watt A-lamp LED | A-lamps: 41 to 100 watts existing, 10 Watt to 30 watt A-lamp LED | 0 | 0 | 0 | 0 | 0 | 0 | 0 | 0 | 0 | 0 | 0 | 0 | 0 | 0 | 0 | 0 | 0 | 0 | 0 | 0 | 0 | 0 | 0 | 0 | 0 | 0 | 0 | 0 | 0 | 0 | 0 | 0 | 0 | 0 | 0 | 0 | 0 | 0 | 0 | 0 | 0 | 0 | 0 | 0 | 0 | 0 | 0 | 0 | 0 | 0 | 0 | 0 | 0 | 0 | 0 | 0 | 0 | 0 | 0 | 0 | 0 | 0 | 0 | 0 | 0 | 0 | 0 | 0 | 0 | 0 | 0 | 0 | 0 | 0 | 0 | 0 | 0 | 0 | 0 | 0 | 0 | 0 | 0 | 0 | 0 | 0 | 0 | 0 | 0 | 0 | 0 | 0 | 0 | 0 | 0 | 0 | 0
1528 | SCE | SCE-13-TP-018 | A-lamps: ≤ 40 watts existing, < 10 watts LED A-lamp | A-lamps: ≤ 40 watts existing, < 10 watts LED A-lamp | 0 | 0 | 0 | 0 | 0 | 0 | 0 | 0 | 0 | 0 | 0 | 0 | 0 | 0 | 0 | 0 | 0 | 0 | 0 | 0 | 0 | 0 | 0 | 0 | 0 | 0 | 0 | 0 | 0 | 0 | 0 | 0 | 0 | 0 | 0 | 0 | 0 | 0 | 0 | 0 | 0 | 0 | 0 | 0 | 0 | 0 | 0 | 0 | 0 | 0 | 0 | 0 | 0 | 0 | 0 | 0 | 0 | 0 | 0 | 0 | 0 | 0 | 0 | 0 | 0 | 0 | 0 | 0 | 0 | 0 | 0 | 0 | 0 | 0 | 0 | 0 | 0 | 0 | 0 | 0 | 0 | 0 | 0 | 0 | 0 | 0 | 0 | 0 | 0 | 0 | 0 | 0 | 0 | 0 | 0 | 0 | 0
1529 | SCE | SCE-13-TP-018 | Wall Mounted Lighting Sensor ≥500 Watts Control | Wall Mounted Lighting Sensor ≥500 Watts Control | 0.19122 | 0.19351 | 1455.3336 | -37.1897 | 7416.2607 | 7328.3757 | 0.7684 | 0.80682 | 1845.584 | 1757.699 | -5998.1168 | -5910.2318 | 2749.9412 | -43.7335 | 10034.5834 | 0.14133 | 4726.3867 | 0.88949 | -10.3516 | 3072.1515 | 0.57817 | -6.7285 | 4726.3867 | 0.88949 | -10.3516 | 4726.3867 | 0.88949 | -10.3516 | 3072.1515 | 0.57817 | -6.7285 | 37811.094 | -82.8125 | 24577.212 | -53.8281 | 0.38872 | -0.039362 | 0.59803 | -0.060557 | 3.1097 | -0.31489 | 4.7842 | -0.48445 | 0.38237 | 0 | 0.58826 | 0 | 3.059 | 0 | 4.7061 | 0 | 0.31749 | 0.20637 | 2.5399 | 1.6509 | 0.0088891 | 5570.6767 | 1896.0703 | 7466.7471 | 902.6776 | 455.4081 | 0 | 4147.0329 | 0 | 0 | 65.5581 | 0 | 0 | 0 | 1239.708 | 656.3623 | 0 | 0 | 1896.0703 | 0 | 0 | 27468.6234 | 17854.6059 | -60.1608 | -39.1045 | 0.08151 | 0.95103 | 0.41537 | 0.10337 | 0.41045 | 0.098445 | 0.56202 | -0.33386 | -0.021857 | -0.32894 | -0.016935 | 0.95103 | 0.95103 | 0.95103 | 0.95103 | -0.48051 | 0.95103
1530 | SCE | SCE-13-TP-018 | (2) 48in Reduced 28 Watt (1) Instant Start Ballast w/ Reflectors T8 Linear Fluorescent replacing (2) 48in T12 Linear Fluorescent | (2) 48in Reduced 28 Watt (1) Instant Start Ballast w/ Reflectors T8 Linear Fluorescent replacing (2) 48in T12 Linear Fluorescent | 0 | 0 | 0 | 0 | 0 | 0 | 0 | 0 | 0 | 0 | 0 | 0 | 0 | 0 | 0 | 0 | 0 | 0 | 0 | 0 | 0 | 0 | 0 | 0 | 0 | 0 | 0 | 0 | 0 | 0 | 0 | 0 | 0 | 0 | 0 | 0 | 0 | 0 | 0 | 0 | 0 | 0 | 0 | 0 | 0 | 0 | 0 | 0 | 0 | 0 | 0 | 0 | 0 | 0 | 0 | 0 | 0 | 0 | 0 | 0 | 0 | 0 | 0 | 0 | 0 | 0 | 0 | 0 | 0 | 0 | 0 | 0 | 0 | 0 | 0 | 0 | 0 | 0 | 0 | 0 | 0 | 0 | 0 | 0 | 0 | 0 | 0 | 0 | 0 | 0 | 0 | 0 | 0 | 0 | 0 | 0 | 0
1531 | SCE | SCE-13-TP-018 | Wall or Ceiling Mounted Self-Powered Wireless Lighting Sensor Control | Wall or Ceiling Mounted Self-Powered Wireless Lighting Sensor Control | 0.039076 | 0.040717 | 218.3 | -5.5784 | 5443.8091 | 5224.3707 | 0.046161 | 0.04847 | 4608.2076 | 4388.7692 | -5231.0875 | -5011.6491 | 412.4912 | -6.56 | 5630.3018 | 0.037782 | 708.958 | 0.13341 | -1.5527 | 460.8227 | 0.086718 | -1.0093 | 708.958 | 0.13341 | -1.5527 | 708.958 | 0.13341 | -1.5527 | 460.8227 | 0.086718 | -1.0093 | 5671.6641 | -12.4219 | 3686.5818 | -8.0742 | 0.058308 | -0.0059043 | 0.089704 | -0.0090835 | 0.46646 | -0.047234 | 0.71763 | -0.072668 | 0.057356 | 0 | 0.08824 | 0 | 0.45885 | 0 | 0.70592 | 0 | 0.047624 | 0.030955 | 0.38099 | 0.24764 | 0.0013334 | 835.6015 | 4734.2662 | 5569.8677 | 135.4016 | 68.3112 | 0 | 622.0549 | 0 | 0 | 9.8337 | 0 | 0 | 0 | 619.854 | 4114.4123 | 0 | 0 | 4734.2662 | 0 | 0 | 4120.2935 | 2678.1909 | -9.0241 | -5.8657 | 0.08151 | 0.95103 | 2.0326 | 1.7206 | 1.9507 | 1.6387 | 2.1023 | -1.9511 | -1.6391 | -1.8692 | -1.5572 | 0.95103 | 0.95103 | 0.95103 | 0.95103 | -2.0208 | 0.95103
1532 | SCE | SCE-13-TP-018 | Ceiling Mounted Occupancy Sensor (Large Area) Control | Ceiling Mounted Occupancy Sensor (Large Area) Control | 0.13086 | 0.13396 | 11790.6686 | -301.2993 | 87795.709 | 85764.1001 | 0.2693 | 0.28277 | 42663.7859 | 40632.177 | -76306.3397 | -74274.7309 | 22279.1846 | -354.3155 | 107688.9692 | 0.10669 | 38291.7435 | 7.2064 | -83.8652 | 24889.6342 | 4.6841 | -54.5124 | 38291.7435 | 7.2064 | -83.8652 | 38291.7435 | 7.2064 | -83.8652 | 24889.6342 | 4.6841 | -54.5124 | 306333.948 | -670.9216 | 199117.0735 | -436.099 | 3.1493 | -0.3189 | 4.845 | -0.49061 | 25.1942 | -2.5512 | 38.7604 | -3.9249 | 3.0979 | 0 | 4.7659 | 0 | 24.7829 | 0 | 38.1275 | 0 | 2.5722 | 1.6719 | 20.5777 | 13.3755 | 0.072017 | 45131.9231 | 43830.8639 | 88962.787 | 7313.2181 | 3689.5777 | 0 | 33597.9955 | 0 | 0 | 531.1318 | 0 | 0 | 0 | 5925.8042 | 37905.0597 | 0 | 0 | 43830.8639 | 0 | 0 | 222542.4068 | 144652.5697 | -487.4044 | -316.8128 | 0.08151 | 0.95103 | 0.60694 | 0.29494 | 0.5929 | 0.28089 | 0.74447 | -0.52543 | -0.21343 | -0.51139 | -0.19938 | 0.95103 | 0.95103 | 0.95103 | 0.95103 | -0.66296 | 0.95103
1533 | SCE | SCE-13-TP-018 | T8 to T8 reduced wattage interior lamp-only retrofit: 32 watts to 28 watts | T8 to T8 reduced wattage interior lamp-only retrofit: 32 watts to 28 watts | 0.13516 | 0.13821 | 32.6264 | -1.0899 | 233.3357 | 228.1714 | 0.29079 | 0.30533 | 108.4495 | 103.2852 | -201.7992 | -196.6349 | 41.3634 | -1.1435 | 268.3914 | 0.1175 | 45.0077 | 0.015885 | -0.17099 | 29.255 | 0.010325 | -0.11114 | 45.0077 | 0.015885 | -0.17099 | 45.0077 | 0.015885 | -0.17099 | 29.255 | 0.010325 | -0.11114 | 675.1156 | -2.5648 | 438.8251 | -1.6671 | 0.0036659 | -0.00065017 | 0.0056399 | -0.0010003 | 0.054989 | -0.0097526 | 0.084599 | -0.015004 | 0.0037991 | 0 | 0.0058447 | 0 | 0.056986 | 0 | 0.087671 | 0 | 0.003074 | 0.0019981 | 0.04611 | 0.029972 | 0.00019928 | 124.8862 | 111.4161 | 236.3024 | 20.2367 | 10.2096 | 0 | 92.9703 | 0 | 0 | 1.4697 | 0 | 0 | 0 | 51.0749 | 60.3412 | 0 | 0 | 111.4161 | 0 | 0 | 392.8029 | 255.3219 | -1.4923 | -0.96997 | 0.12779 | 1.1236 | 0.91389 | 0.42476 | 0.89366 | 0.40453 | 1.0512 | -0.7861 | -0.29697 | -0.76588 | -0.27674 | 1.1236 | 1.1236 | 1.1236 | 1.1236 | -0.9234 | 1.1236
1534 | SCE | SCE-13-TP-018 | >=500 watts Wall or Ceiling Mounted Self-Powered Wireless Lighting Sensor Control | >=500 watts Wall or Ceiling Mounted Self-Powered Wireless Lighting Sensor Control | 0.099833 | 0.10281 | 87.32 | -2.2314 | 852.3131 | 827.643 | 0.16424 | 0.17245 | 518.0725 | 493.4024 | -767.2244 | -742.5543 | 164.9965 | -2.624 | 990.0154 | 0.085947 | 283.5832 | 0.053369 | -0.62109 | 184.3291 | 0.03469 | -0.40371 | 283.5832 | 0.053369 | -0.62109 | 283.5832 | 0.053369 | -0.62109 | 184.3291 | 0.03469 | -0.40371 | 2268.6656 | -4.9687 | 1474.6327 | -3.2297 | 0.023323 | -0.0023617 | 0.035882 | -0.0036334 | 0.18658 | -0.018894 | 0.28705 | -0.029067 | 0.022942 | 0 | 0.035296 | 0 | 0.18354 | 0 | 0.28237 | 0 | 0.019049 | 0.012382 | 0.1524 | 0.099057 | 0.00053334 | 334.2406 | 532.2445 | 866.4851 | 54.1607 | 27.3245 | 0 | 248.822 | 0 | 0 | 3.9335 | 0 | 0 | 0 | 74.3825 | 457.862 | 0 | 0 | 532.2445 | 0 | 0 | 1648.1174 | 1071.2764 | -3.6096 | -2.3463 | 0.08151 | 0.95103 | 0.79561 | 0.4836 | 0.77258 | 0.46057 | 0.92415 | -0.71409 | -0.40209 | -0.69107 | -0.37906 | 0.95103 | 0.95103 | 0.95103 | 0.95103 | -0.84264 | 0.95103
1535 | SCE | SCE-13-TP-018 | Wall Mounted Occupancy Sensor AB Switch (Large Area) Control | Wall Mounted Occupancy Sensor AB Switch (Large Area) Control | 0.17358 | 0.17625 | 6857.3344 | -175.2326 | 38495.4856 | 37912.285 | 0.5456 | 0.57288 | 12247.2123 | 11664.0117 | -31813.3838 | -31230.1832 | 12957.35 | -206.0663 | 50663.5687 | 0.13189 | 22270.0935 | 4.1912 | -48.7752 | 14475.5613 | 2.7243 | -31.7039 | 22270.0935 | 4.1912 | -48.7752 | 22270.0935 | 4.1912 | -48.7752 | 14475.5613 | 2.7243 | -31.7039 | 178160.748 | -390.2012 | 115804.4904 | -253.6308 | 1.8316 | -0.18547 | 2.8178 | -0.28533 | 14.6527 | -1.4837 | 22.5426 | -2.2827 | 1.8017 | 0 | 2.7718 | 0 | 14.4135 | 0 | 22.1745 | 0 | 1.496 | 0.97238 | 11.9678 | 7.779 | 0.041884 | 26248.2733 | 12582.2377 | 38830.511 | 4253.2942 | 2145.8213 | 0 | 19540.2568 | 0 | 0 | 308.9009 | 0 | 0 | 0 | 3446.3882 | 9135.8495 | 0 | 0 | 12582.2377 | 0 | 0 | 129428.429 | 84128.482 | -283.4695 | -184.2552 | 0.08151 | 0.95103 | 0.45758 | 0.14558 | 0.45065 | 0.13865 | 0.60222 | -0.37607 | -0.064067 | -0.36914 | -0.057135 | 0.95103 | 0.95103 | 0.95103 | 0.95103 | -0.52071 | 0.95103
1536 | SCE | SCE-13-TP-018 | (2) 48in Reduced 28 Watt (1) Instant Start Ballast - Reduced Light Output T8 Linear Fluorescent replacing (2) 48in T8 Linear Fluorescent | (2) 48in Reduced 28 Watt (1) Instant Start Ballast - Reduced Light Output T8 Linear Fluorescent replacing (2) 48in T8 Linear Fluorescent | 0 | 0 | 0 | 0 | 0 | 0 | 0 | 0 | 0 | 0 | 0 | 0 | 0 | 0 | 0 | 0 | 0 | 0 | 0 | 0 | 0 | 0 | 0 | 0 | 0 | 0 | 0 | 0 | 0 | 0 | 0 | 0 | 0 | 0 | 0 | 0 | 0 | 0 | 0 | 0 | 0 | 0 | 0 | 0 | 0 | 0 | 0 | 0 | 0 | 0 | 0 | 0 | 0 | 0 | 0 | 0 | 0 | 0 | 0 | 0 | 0 | 0 | 0 | 0 | 0 | 0 | 0 | 0 | 0 | 0 | 0 | 0 | 0 | 0 | 0 | 0 | 0 | 0 | 0 | 0 | 0 | 0 | 0 | 0 | 0 | 0 | 0 | 0 | 0 | 0 | 0 | 0 | 0 | 0 | 0 | 0 | 0
1537 | SCE | SCE-13-TP-018 | Interior linear fluorescent fixtures: < 100-watt lamp existing, up to 64-watt replacement fixture | Interior linear fluorescent fixtures: < 100-watt lamp existing, up to 64-watt replacement fixture | 0 | 0 | 0 | 0 | 0 | 0 | 0 | 0 | 0 | 0 | 0 | 0 | 0 | 0 | 0 | 0 | 0 | 0 | 0 | 0 | 0 | 0 | 0 | 0 | 0 | 0 | 0 | 0 | 0 | 0 | 0 | 0 | 0 | 0 | 0 | 0 | 0 | 0 | 0 | 0 | 0 | 0 | 0 | 0 | 0 | 0 | 0 | 0 | 0 | 0 | 0 | 0 | 0 | 0 | 0 | 0 | 0 | 0 | 0 | 0 | 0 | 0 | 0 | 0 | 0 | 0 | 0 | 0 | 0 | 0 | 0 | 0 | 0 | 0 | 0 | 0 | 0 | 0 | 0 | 0 | 0 | 0 | 0 | 0 | 0 | 0 | 0 | 0 | 0 | 0 | 0 | 0 | 0 | 0 | 0 | 0 | 0
1538 | SCE | SCE-13-TP-018 | Ceiling Mounted Lighting Sensor ≥500 Watts Control | Ceiling Mounted Lighting Sensor ≥500 Watts Control | 0.10409 | 0.10711 | 8761.1081 | -223.8818 | 82014.0686 | 79705.5641 | 0.1761 | 0.18491 | 48478.5948 | 46170.0903 | -73476.8423 | -71168.3378 | 16554.646 | -263.2757 | 95996.9343 | 0.088932 | 28452.8482 | 5.3547 | -62.3164 | 18494.352 | 3.4806 | -40.5057 | 28452.8482 | 5.3547 | -62.3164 | 28452.8482 | 5.3547 | -62.3164 | 18494.352 | 3.4806 | -40.5057 | 227622.7859 | -498.5312 | 147954.8162 | -324.0453 | 2.3401 | -0.23696 | 3.6001 | -0.36455 | 18.7207 | -1.8957 | 28.8011 | -2.9164 | 2.3019 | 0 | 3.5413 | 0 | 18.415 | 0 | 28.3308 | 0 | 1.9113 | 1.2423 | 15.2903 | 9.9387 | 0.053512 | 33535.4737 | 49804.7383 | 83340.2121 | 5434.1189 | 2741.5569 | 0 | 24965.1381 | 0 | 0 | 394.6598 | 0 | 0 | 0 | 7463.0422 | 42341.6962 | 0 | 0 | 49804.7383 | 0 | 0 | 165361.113 | 107484.7274 | -362.1679 | -235.4092 | 0.08151 | 0.95103 | 0.76303 | 0.45103 | 0.74155 | 0.42955 | 0.89312 | -0.68152 | -0.36952 | -0.66004 | -0.34804 | 0.95103 | 0.95103 | 0.95103 | 0.95103 | -0.81161 | 0.95103
1539 | SCE | SCE-13-TP-018 | (2) 48in Reduced 28 Watt (1) Instant Start Ballast - High Light Output w/ Reflectors T8 Linear Fluorescent replacing (3) 48in T8 Linear Fluorescent | (2) 48in Reduced 28 Watt (1) Instant Start Ballast - High Light Output w/ Reflectors T8 Linear Fluorescent replacing (3) 48in T8 Linear Fluorescent | 0 | 0 | 0 | 0 | 0 | 0 | 0 | 0 | 0 | 0 | 0 | 0 | 0 | 0 | 0 | 0 | 0 | 0 | 0 | 0 | 0 | 0 | 0 | 0 | 0 | 0 | 0 | 0 | 0 | 0 | 0 | 0 | 0 | 0 | 0 | 0 | 0 | 0 | 0 | 0 | 0 | 0 | 0 | 0 | 0 | 0 | 0 | 0 | 0 | 0 | 0 | 0 | 0 | 0 | 0 | 0 | 0 | 0 | 0 | 0 | 0 | 0 | 0 | 0 | 0 | 0 | 0 | 0 | 0 | 0 | 0 | 0 | 0 | 0 | 0 | 0 | 0 | 0 | 0 | 0 | 0 | 0 | 0 | 0 | 0 | 0 | 0 | 0 | 0 | 0 | 0 | 0 | 0 | 0 | 0 | 0 | 0
1540 | SCE | SCE-13-TP-018 | (1) 96in (1) Instant Start Ballast - Reduced Light Output T8 Linear Fluorescent replacing (2) 96in T12 Linear Fluorescent | (1) 96in (1) Instant Start Ballast - Reduced Light Output T8 Linear Fluorescent replacing (2) 96in T12 Linear Fluorescent | 0 | 0 | 0 | 0 | 0 | 0 | 0 | 0 | 0 | 0 | 0 | 0 | 0 | 0 | 0 | 0 | 0 | 0 | 0 | 0 | 0 | 0 | 0 | 0 | 0 | 0 | 0 | 0 | 0 | 0 | 0 | 0 | 0 | 0 | 0 | 0 | 0 | 0 | 0 | 0 | 0 | 0 | 0 | 0 | 0 | 0 | 0 | 0 | 0 | 0 | 0 | 0 | 0 | 0 | 0 | 0 | 0 | 0 | 0 | 0 | 0 | 0 | 0 | 0 | 0 | 0 | 0 | 0 | 0 | 0 | 0 | 0 | 0 | 0 | 0 | 0 | 0 | 0 | 0 | 0 | 0 | 0 | 0 | 0 | 0 | 0 | 0 | 0 | 0 | 0 | 0 | 0 | 0 | 0 | 0 | 0 | 0
1541 | SCE | SCE-13-TP-018 | Wall Mounted Lighting Sensor ≥500 Watts 3 Way Switch Control | Wall Mounted Lighting Sensor ≥500 Watts 3 Way Switch Control | 0.17861 | 0.18119 | 1600.8669 | -40.9086 | 8733.8296 | 8609.7303 | 0.59858 | 0.62851 | 2606.0852 | 2481.9859 | -7173.8713 | -7049.772 | 3024.9353 | -48.1069 | 11586.5588 | 0.13464 | 5199.0254 | 0.97844 | -11.3867 | 3379.3667 | 0.63599 | -7.4014 | 5199.0254 | 0.97844 | -11.3867 | 5199.0254 | 0.97844 | -11.3867 | 3379.3667 | 0.63599 | -7.4014 | 41592.2034 | -91.0937 | 27034.9332 | -59.2109 | 0.42759 | -0.043298 | 0.65783 | -0.066612 | 3.4207 | -0.34638 | 5.2627 | -0.5329 | 0.42061 | 0 | 0.64709 | 0 | 3.3649 | 0 | 5.1767 | 0 | 0.34924 | 0.22701 | 2.7939 | 1.816 | 0.009778 | 6127.7444 | 2677.3753 | 8805.1197 | 992.9453 | 500.9489 | 0 | 4561.7362 | 0 | 0 | 72.1139 | 0 | 0 | 0 | 1363.6788 | 1313.6965 | 0 | 0 | 2677.3753 | 0 | 0 | 30215.4858 | 19640.0665 | -66.1769 | -43.015 | 0.08151 | 0.95103 | 0.44469 | 0.13269 | 0.43838 | 0.12637 | 0.58994 | -0.36318 | -0.051182 | -0.35687 | -0.044863 | 0.95103 | 0.95103 | 0.95103 | 0.95103 | -0.50843 | 0.95103
1542 | SCE | SCE-13-TP-018 | Wall Mounted Lighting Sensor ≥500 Watts AB Switch Control | Wall Mounted Lighting Sensor ≥500 Watts AB Switch Control | 0.18059 | 0.18313 | 320.1734 | -8.1817 | 1727.5866 | 1703.68 | 0.62145 | 0.65252 | 502.0377 | 478.1311 | -1415.5949 | -1391.6884 | 604.9871 | -9.6214 | 2299.0457 | 0.1357 | 1039.8051 | 0.19569 | -2.2773 | 675.8733 | 0.1272 | -1.4803 | 1039.8051 | 0.19569 | -2.2773 | 1039.8051 | 0.19569 | -2.2773 | 675.8733 | 0.1272 | -1.4803 | 8318.4407 | -18.2187 | 5406.9866 | -11.8422 | 0.085518 | -0.0086596 | 0.13157 | -0.013322 | 0.68414 | -0.069277 | 1.0525 | -0.10658 | 0.084122 | 0 | 0.12942 | 0 | 0.67297 | 0 | 1.0353 | 0 | 0.069848 | 0.045401 | 0.55878 | 0.36321 | 0.0019556 | 1225.5489 | 515.7711 | 1741.3199 | 198.5891 | 100.1898 | 0 | 912.3472 | 0 | 0 | 14.4228 | 0 | 0 | 0 | 272.7358 | 243.0353 | 0 | 0 | 515.7711 | 0 | 0 | 6043.0972 | 3928.0133 | -13.2354 | -8.603 | 0.08151 | 0.95103 | 0.43981 | 0.12781 | 0.43373 | 0.12172 | 0.58529 | -0.3583 | -0.046299 | -0.35222 | -0.040213 | 0.95103 | 0.95103 | 0.95103 | 0.95103 | -0.50378 | 0.95103
1543 | SCE | SCE-13-TP-018 | (2) 24in (1) Instant Start Ballast - Normal Light Output T8 Linear Fluorescent replacing (2) 24in T12 Linear Fluorescent | (2) 24in (1) Instant Start Ballast - Normal Light Output T8 Linear Fluorescent replacing (2) 24in T12 Linear Fluorescent | 0 | 0 | 0 | 0 | 0 | 0 | 0 | 0 | 0 | 0 | 0 | 0 | 0 | 0 | 0 | 0 | 0 | 0 | 0 | 0 | 0 | 0 | 0 | 0 | 0 | 0 | 0 | 0 | 0 | 0 | 0 | 0 | 0 | 0 | 0 | 0 | 0 | 0 | 0 | 0 | 0 | 0 | 0 | 0 | 0 | 0 | 0 | 0 | 0 | 0 | 0 | 0 | 0 | 0 | 0 | 0 | 0 | 0 | 0 | 0 | 0 | 0 | 0 | 0 | 0 | 0 | 0 | 0 | 0 | 0 | 0 | 0 | 0 | 0 | 0 | 0 | 0 | 0 | 0 | 0 | 0 | 0 | 0 | 0 | 0 | 0 | 0 | 0 | 0 | 0 | 0 | 0 | 0 | 0 | 0 | 0 | 0
1544 | SCE | SCE-13-TP-018 | Wall Mounted Occupancy Sensor (Large Area) Control | Wall Mounted Occupancy Sensor (Large Area) Control | 0.18526 | 0.18769 | 3404.0005 | -86.986 | 17904.7905 | 17672.6442 | 0.6804 | 0.71442 | 4875.0721 | 4642.9258 | -14587.7759 | -14355.6296 | 6432.0658 | -102.2919 | 24002.4181 | 0.1382 | 11054.9385 | 2.0805 | -24.2121 | 7185.7103 | 1.3523 | -15.7379 | 11054.9385 | 2.0805 | -24.2121 | 11054.9385 | 2.0805 | -24.2121 | 7185.7103 | 1.3523 | -15.7379 | 88439.508 | -193.697 | 57485.6823 | -125.9031 | 0.90921 | -0.092067 | 1.3988 | -0.14164 | 7.2737 | -0.73653 | 11.1902 | -1.1331 | 0.89436 | 0 | 1.3759 | 0 | 7.1549 | 0 | 11.0075 | 0 | 0.7426 | 0.48269 | 5.9408 | 3.8615 | 0.020791 | 13029.7184 | 5008.4308 | 18038.1492 | 2111.3475 | 1065.1919 | 0 | 9699.8397 | 0 | 0 | 153.3393 | 0 | 0 | 0 | 1710.797 | 3297.6338 | 0 | 0 | 5008.4308 | 0 | 0 | 64248.6446 | 41761.6205 | -140.7151 | -91.4648 | 0.08151 | 0.95103 | 0.42874 | 0.11674 | 0.42318 | 0.11118 | 0.57475 | -0.34723 | -0.035225 | -0.34167 | -0.029667 | 0.95103 | 0.95103 | 0.95103 | 0.95103 | -0.49324 | 0.95103
1545 | SCE | SCE-13-TP-018 | PAR30: < 50 watts existing, up to 15 watts LED PAR30 | PAR30: < 50 watts existing, up to 15 watts LED PAR30 | 0.14675 | 0.14973 | 73.4732 | -2.5577 | 483.2274 | 473.6089 | 0.35109 | 0.36864 | 201.9891 | 192.3705 | -412.3119 | -402.6934 | 96.1003 | -2.7955 | 566.9136 | 0.12509 | 121.6595 | 0.044945 | -0.48664 | 79.0787 | 0.029214 | -0.31631 | 121.6595 | 0.044945 | -0.48664 | 121.6595 | 0.044945 | -0.48664 | 79.0787 | 0.029214 | -0.31631 | 1459.9138 | -5.8397 | 948.944 | -3.7958 | 0.0098846 | -0.0018504 | 0.015207 | -0.0028468 | 0.11862 | -0.022205 | 0.18249 | -0.034162 | 0.01002 | 0 | 0.015415 | 0 | 0.12023 | 0 | 0.18498 | 0 | 0.0082292 | 0.005349 | 0.098751 | 0.064188 | 0.00044877 | 281.2384 | 207.5145 | 488.7529 | 45.5721 | 22.9915 | 0 | 209.365 | 0 | 0 | 3.3097 | 0 | 0 | 0 | 50.2397 | 157.2748 | 0 | 0 | 207.5145 | 0 | 0 | 931.7728 | 605.6523 | -3.7271 | -2.4226 | 0.12131 | 1.0558 | 0.79786 | 0.33351 | 0.78198 | 0.31763 | 0.93604 | -0.67655 | -0.21219 | -0.66067 | -0.19631 | 1.0558 | 1.0558 | 1.0558 | 1.0558 | -0.81473 | 1.0558
1546 | SCE | SCE-13-TP-018 | Wall Mounted Occupancy Sensor 3 Way Switch (Large Area) Control | Wall Mounted Occupancy Sensor 3 Way Switch (Large Area) Control | 0.17731 | 0.17991 | 1776.0003 | -45.384 | 9760.5792 | 9619.5094 | 0.58418 | 0.61339 | 2962.4652 | 2821.3954 | -8029.9629 | -7888.8931 | 3355.8604 | -53.3697 | 12922.0001 | 0.13393 | 5767.794 | 1.0855 | -12.6324 | 3749.0662 | 0.70556 | -8.2111 | 5767.794 | 1.0855 | -12.6324 | 5767.794 | 1.0855 | -12.6324 | 3749.0662 | 0.70556 | -8.2111 | 46142.352 | -101.0593 | 29992.5299 | -65.6886 | 0.47437 | -0.048035 | 0.7298 | -0.0739 | 3.7949 | -0.38428 | 5.8384 | -0.5912 | 0.46662 | 0 | 0.71788 | 0 | 3.733 | 0 | 5.743 | 0 | 0.38745 | 0.25184 | 3.0996 | 2.0147 | 0.010848 | 6798.1139 | 3043.5042 | 9841.6181 | 1101.5726 | 555.7523 | 0 | 5060.7859 | 0 | 0 | 80.0031 | 0 | 0 | 0 | 892.5898 | 2150.9144 | 0 | 0 | 3043.5042 | 0 | 0 | 33521.032 | 21788.6716 | -73.4166 | -47.7208 | 0.08151 | 0.95103 | 0.44797 | 0.13596 | 0.44149 | 0.12949 | 0.59306 | -0.36646 | -0.054453 | -0.35998 | -0.047979 | 0.95103 | 0.95103 | 0.95103 | 0.95103 | -0.51155 | 0.95103
1547 | SCE | SCE-13-TP-018 | (2) 48in Reduced 28 Watt (1) Instant Start Ballast - Normal Light Output T8 Linear Fluorescent replacing (4) 48in T8 Linear Fluorescent | (2) 48in Reduced 28 Watt (1) Instant Start Ballast - Normal Light Output T8 Linear Fluorescent replacing (4) 48in T8 Linear Fluorescent | 0 | 0 | 0 | 0 | 0 | 0 | 0 | 0 | 0 | 0 | 0 | 0 | 0 | 0 | 0 | 0 | 0 | 0 | 0 | 0 | 0 | 0 | 0 | 0 | 0 | 0 | 0 | 0 | 0 | 0 | 0 | 0 | 0 | 0 | 0 | 0 | 0 | 0 | 0 | 0 | 0 | 0 | 0 | 0 | 0 | 0 | 0 | 0 | 0 | 0 | 0 | 0 | 0 | 0 | 0 | 0 | 0 | 0 | 0 | 0 | 0 | 0 | 0 | 0 | 0 | 0 | 0 | 0 | 0 | 0 | 0 | 0 | 0 | 0 | 0 | 0 | 0 | 0 | 0 | 0 | 0 | 0 | 0 | 0 | 0 | 0 | 0 | 0 | 0 | 0 | 0 | 0 | 0 | 0 | 0 | 0 | 0
1548 | SCE | SCE-13-TP-018 | Wireless (battery) Ceiling Mounted Occupancy Sensor (Large Area) Control | Wireless (battery) Ceiling Mounted Occupancy Sensor (Large Area) Control | 0.038059 | 0.039665 | 26.196 | -0.66941 | 670.7133 | 643.5495 | 0.044749 | 0.046986 | 570.4411 | 543.2773 | -645.1867 | -618.0229 | 49.4989 | -0.7872 | 692.2612 | 0.036874 | 85.075 | 0.01601 | -0.18633 | 55.2987 | 0.010406 | -0.12111 | 85.075 | 0.01601 | -0.18633 | 85.075 | 0.01601 | -0.18633 | 55.2987 | 0.010406 | -0.12111 | 680.5997 | -1.4906 | 442.3898 | -0.96891 | 0.0069969 | -0.00070851 | 0.010765 | -0.00109 | 0.055975 | -0.0056681 | 0.086116 | -0.0087202 | 0.0068827 | 0 | 0.010589 | 0 | 0.055061 | 0 | 0.08471 | 0 | 0.0057148 | 0.0037146 | 0.045719 | 0.029717 | 0.00016 | 100.2722 | 586.0457 | 686.3179 | 16.2482 | 8.1973 | 0 | 74.6466 | 0 | 0 | 1.18 | 0 | 0 | 0 | 74.3825 | 511.6632 | 0 | 0 | 586.0457 | 0 | 0 | 494.4352 | 321.3829 | -1.0829 | -0.70388 | 0.08151 | 0.95103 | 2.087 | 1.775 | 2.0024 | 1.6904 | 2.154 | -2.0054 | -1.6934 | -1.9209 | -1.6089 | 0.95103 | 0.95103 | 0.95103 | 0.95103 | -2.0725 | 0.95103
1549 | SCE | SCE-13-TP-018 | (2) 48in Reduced 28 Watt (1) Instant Start Ballast - Normal Light Output w/ Reflectors T8 Linear Fluorescent replacing (3) 48in T8 Linear Fluorescent | (2) 48in Reduced 28 Watt (1) Instant Start Ballast - Normal Light Output w/ Reflectors T8 Linear Fluorescent replacing (3) 48in T8 Linear Fluorescent | 0 | 0 | 0 | 0 | 0 | 0 | 0 | 0 | 0 | 0 | 0 | 0 | 0 | 0 | 0 | 0 | 0 | 0 | 0 | 0 | 0 | 0 | 0 | 0 | 0 | 0 | 0 | 0 | 0 | 0 | 0 | 0 | 0 | 0 | 0 | 0 | 0 | 0 | 0 | 0 | 0 | 0 | 0 | 0 | 0 | 0 | 0 | 0 | 0 | 0 | 0 | 0 | 0 | 0 | 0 | 0 | 0 | 0 | 0 | 0 | 0 | 0 | 0 | 0 | 0 | 0 | 0 | 0 | 0 | 0 | 0 | 0 | 0 | 0 | 0 | 0 | 0 | 0 | 0 | 0 | 0 | 0 | 0 | 0 | 0 | 0 | 0 | 0 | 0 | 0 | 0 | 0 | 0 | 0 | 0 | 0 | 0
1550 | SCE | SCE-13-TP-018 | (1) 48in Reduced 28 Watt (1) Instant Start Ballast - Normal Light Output T8 Linear Fluorescent replacing (1) 48in T8 Linear Fluorescent (per lamp) | (1) 48in Reduced 28 Watt (1) Instant Start Ballast - Normal Light Output T8 Linear Fluorescent replacing (1) 48in T8 Linear Fluorescent (per lamp) | 0 | 0 | 0 | 0 | 0 | 0 | 0 | 0 | 0 | 0 | 0 | 0 | 0 | 0 | 0 | 0 | 0 | 0 | 0 | 0 | 0 | 0 | 0 | 0 | 0 | 0 | 0 | 0 | 0 | 0 | 0 | 0 | 0 | 0 | 0 | 0 | 0 | 0 | 0 | 0 | 0 | 0 | 0 | 0 | 0 | 0 | 0 | 0 | 0 | 0 | 0 | 0 | 0 | 0 | 0 | 0 | 0 | 0 | 0 | 0 | 0 | 0 | 0 | 0 | 0 | 0 | 0 | 0 | 0 | 0 | 0 | 0 | 0 | 0 | 0 | 0 | 0 | 0 | 0 | 0 | 0 | 0 | 0 | 0 | 0 | 0 | 0 | 0 | 0 | 0 | 0 | 0 | 0 | 0 | 0 | 0 | 0
1551 | SCE | SCE-13-TP-018 | Up to 192 Watt Interior Fixture T5 Linear Fluorescent replacing 176 - 399 Watt lamp base case | Up to 192 Watt Interior Fixture T5 Linear Fluorescent replacing 176 - 399 Watt lamp base case | 0 | 0 | 0 | 0 | 0 | 0 | 0 | 0 | 0 | 0 | 0 | 0 | 0 | 0 | 0 | 0 | 0 | 0 | 0 | 0 | 0 | 0 | 0 | 0 | 0 | 0 | 0 | 0 | 0 | 0 | 0 | 0 | 0 | 0 | 0 | 0 | 0 | 0 | 0 | 0 | 0 | 0 | 0 | 0 | 0 | 0 | 0 | 0 | 0 | 0 | 0 | 0 | 0 | 0 | 0 | 0 | 0 | 0 | 0 | 0 | 0 | 0 | 0 | 0 | 0 | 0 | 0 | 0 | 0 | 0 | 0 | 0 | 0 | 0 | 0 | 0 | 0 | 0 | 0 | 0 | 0 | 0 | 0 | 0 | 0 | 0 | 0 | 0 | 0 | 0 | 0 | 0 | 0 | 0 | 0 | 0 | 0
1552 | SCE | SCE-13-TP-018 | Wireless (self powered) Ceiling Mounted Lighting Sensor <500 Watts Control | Wireless (self powered) Ceiling Mounted Lighting Sensor <500 Watts Control | 0.038059 | 0.039665 | 17.464 | -0.44628 | 447.1422 | 429.033 | 0.044749 | 0.046986 | 380.2941 | 362.1849 | -430.1245 | -412.0152 | 32.9993 | -0.5248 | 461.5075 | 0.036874 | 56.7166 | 0.010673 | -0.12422 | 36.8658 | 0.0069375 | -0.080742 | 56.7166 | 0.010673 | -0.12422 | 56.7166 | 0.010673 | -0.12422 | 36.8658 | 0.0069375 | -0.080742 | 453.7331 | -0.99375 | 294.9265 | -0.64594 | 0.0046646 | -0.00047234 | 0.0071763 | -0.00072668 | 0.037317 | -0.0037787 | 0.057411 | -0.0058134 | 0.0045885 | 0 | 0.0070592 | 0 | 0.036708 | 0 | 0.056473 | 0 | 0.0038099 | 0.0024764 | 0.030479 | 0.019811 | 0.00010667 | 66.8481 | 390.6971 | 457.5452 | 10.8321 | 5.4649 | 0 | 49.7644 | 0 | 0 | 0.7867 | 0 | 0 | 0 | 49.5883 | 341.1088 | 0 | 0 | 390.6971 | 0 | 0 | 329.6235 | 214.2553 | -0.72193 | -0.46925 | 0.08151 | 0.95103 | 2.087 | 1.775 | 2.0024 | 1.6904 | 2.154 | -2.0054 | -1.6934 | -1.9209 | -1.6089 | 0.95103 | 0.95103 | 0.95103 | 0.95103 | -2.0725 | 0.95103
1553 | SCE | SCE-13-TP-018 | Ceiling Mounted Lighting Sensor <500 Watts Control | Ceiling Mounted Lighting Sensor <500 Watts Control | 0.043751 | 0.045547 | 1327.2642 | -33.917 | 29561.3421 | 28395.5857 | 0.052831 | 0.055472 | 24480.8851 | 23315.1287 | -28267.9949 | -27102.2385 | 2507.9464 | -39.885 | 30863.6471 | 0.041905 | 4310.4647 | 0.81115 | -9.4406 | 2801.8022 | 0.52725 | -6.1364 | 4310.4647 | 0.81115 | -9.4406 | 4310.4647 | 0.81115 | -9.4406 | 2801.8022 | 0.52725 | -6.1364 | 34483.7177 | -75.525 | 22414.4173 | -49.0912 | 0.35451 | -0.035898 | 0.5454 | -0.055228 | 2.8361 | -0.28718 | 4.3632 | -0.44182 | 0.34872 | 0 | 0.5365 | 0 | 2.7898 | 0 | 4.292 | 0 | 0.28955 | 0.18821 | 2.3164 | 1.5057 | 0.0081068 | 5080.457 | 25150.5655 | 30231.0226 | 823.2419 | 415.3322 | 0 | 3782.0939 | 0 | 0 | 59.789 | 0 | 0 | 0 | 3768.7123 | 21381.8532 | 0 | 0 | 25150.5655 | 0 | 0 | 25051.3846 | 16283.4006 | -54.8666 | -35.6633 | 0.08151 | 0.95103 | 1.8154 | 1.5034 | 1.7438 | 1.4318 | 1.8954 | -1.7339 | -1.4219 | -1.6623 | -1.3503 | 0.95103 | 0.95103 | 0.95103 | 0.95103 | -1.8139 | 0.95103
1554 | SCE | SCE-13-TP-018 | (2) 48in Reduced 28 Watt (1) Instant Start Ballast - Normal Light Output T8 Linear Fluorescent replacing (2) 48in T8 Linear Fluorescent | (2) 48in Reduced 28 Watt (1) Instant Start Ballast - Normal Light Output T8 Linear Fluorescent replacing (2) 48in T8 Linear Fluorescent | 0 | 0 | 0 | 0 | 0 | 0 | 0 | 0 | 0 | 0 | 0 | 0 | 0 | 0 | 0 | 0 | 0 | 0 | 0 | 0 | 0 | 0 | 0 | 0 | 0 | 0 | 0 | 0 | 0 | 0 | 0 | 0 | 0 | 0 | 0 | 0 | 0 | 0 | 0 | 0 | 0 | 0 | 0 | 0 | 0 | 0 | 0 | 0 | 0 | 0 | 0 | 0 | 0 | 0 | 0 | 0 | 0 | 0 | 0 | 0 | 0 | 0 | 0 | 0 | 0 | 0 | 0 | 0 | 0 | 0 | 0 | 0 | 0 | 0 | 0 | 0 | 0 | 0 | 0 | 0 | 0 | 0 | 0 | 0 | 0 | 0 | 0 | 0 | 0 | 0 | 0 | 0 | 0 | 0 | 0 | 0 | 0
1555 | SCE | SCE-13-TP-018 | (1) 48in Reduced 28 Watt (1) Instant Start Ballast - Reduced Light Output T8 Linear Fluorescent replacing (1) 48in T8 Linear Fluorescent | (1) 48in Reduced 28 Watt (1) Instant Start Ballast - Reduced Light Output T8 Linear Fluorescent replacing (1) 48in T8 Linear Fluorescent | 0 | 0 | 0 | 0 | 0 | 0 | 0 | 0 | 0 | 0 | 0 | 0 | 0 | 0 | 0 | 0 | 0 | 0 | 0 | 0 | 0 | 0 | 0 | 0 | 0 | 0 | 0 | 0 | 0 | 0 | 0 | 0 | 0 | 0 | 0 | 0 | 0 | 0 | 0 | 0 | 0 | 0 | 0 | 0 | 0 | 0 | 0 | 0 | 0 | 0 | 0 | 0 | 0 | 0 | 0 | 0 | 0 | 0 | 0 | 0 | 0 | 0 | 0 | 0 | 0 | 0 | 0 | 0 | 0 | 0 | 0 | 0 | 0 | 0 | 0 | 0 | 0 | 0 | 0 | 0 | 0 | 0 | 0 | 0 | 0 | 0 | 0 | 0 | 0 | 0 | 0 | 0 | 0 | 0 | 0 | 0 | 0
1556 | SCE | SCE-13-TP-018 | PAR30 51 - 75 watts existing, up to 21 watts LED PAR30 | PAR30 51 - 75 watts existing, up to 21 watts LED PAR30 | 0.17841 | 0.18093 | 1164.5317 | -40.4969 | 6300.2859 | 6212.5369 | 0.60998 | 0.64048 | 1842.7308 | 1754.9817 | -5176.2511 | -5088.5021 | 1523.1646 | -44.2626 | 7691.4389 | 0.14614 | 1928.2712 | 0.71063 | -7.7051 | 1253.3764 | 0.46191 | -5.0083 | 1928.2712 | 0.71063 | -7.7051 | 1928.2712 | 0.71063 | -7.7051 | 1253.3764 | 0.46191 | -5.0083 | 23139.2549 | -92.4612 | 15040.5162 | -60.0998 | 0.15667 | -0.029299 | 0.24103 | -0.045075 | 1.88 | -0.35158 | 2.8924 | -0.5409 | 0.15881 | 0 | 0.24432 | 0 | 1.9057 | 0 | 2.9318 | 0 | 0.13043 | 0.08478 | 1.5652 | 1.0174 | 0.0071129 | 4457.5551 | 1893.1392 | 6350.6943 | 722.3063 | 364.4094 | 0 | 3318.381 | 0 | 0 | 52.4584 | 0 | 0 | 0 | 318.1847 | 1574.9545 | 0 | 0 | 1893.1392 | 0 | 0 | 14768.3571 | 9599.4325 | -59.0123 | -38.358 | 0.12131 | 1.0558 | 0.65632 | 0.19196 | 0.64718 | 0.18282 | 0.80124 | -0.53501 | -0.07065 | -0.52586 | -0.061509 | 1.0558 | 1.0558 | 1.0558 | 1.0558 | -0.67993 | 1.0558
1557 | SCE | SCE-13-TP-018 | (4) 48in (1) Instant Start Ballast - Reduced Light Output T8 Linear Fluorescent replacing (2) 96in T12 Linear Fluorescent | (4) 48in (1) Instant Start Ballast - Reduced Light Output T8 Linear Fluorescent replacing (2) 96in T12 Linear Fluorescent | 0 | 0 | 0 | 0 | 0 | 0 | 0 | 0 | 0 | 0 | 0 | 0 | 0 | 0 | 0 | 0 | 0 | 0 | 0 | 0 | 0 | 0 | 0 | 0 | 0 | 0 | 0 | 0 | 0 | 0 | 0 | 0 | 0 | 0 | 0 | 0 | 0 | 0 | 0 | 0 | 0 | 0 | 0 | 0 | 0 | 0 | 0 | 0 | 0 | 0 | 0 | 0 | 0 | 0 | 0 | 0 | 0 | 0 | 0 | 0 | 0 | 0 | 0 | 0 | 0 | 0 | 0 | 0 | 0 | 0 | 0 | 0 | 0 | 0 | 0 | 0 | 0 | 0 | 0 | 0 | 0 | 0 | 0 | 0 | 0 | 0 | 0 | 0 | 0 | 0 | 0 | 0 | 0 | 0 | 0 | 0 | 0
1558 | SCE | SCE-13-TP-018 | PAR38 <= 50 watts existing, up to 17 watts LED PAR38 | PAR38 <= 50 watts existing, up to 17 watts LED PAR38 | 0.14489 | 0.14788 | 157.923 | -5.508 | 1051.9628 | 1030.6547 | 0.34061 | 0.35765 | 447.4704 | 426.1623 | -899.5478 | -878.2397 | 206.5575 | -6.0202 | 1231.1921 | 0.12379 | 261.4943 | 0.096414 | -1.048 | 169.9713 | 0.062669 | -0.68118 | 261.4943 | 0.096414 | -1.048 | 261.4943 | 0.096414 | -1.048 | 169.9713 | 0.062669 | -0.68118 | 3137.9321 | -12.5757 | 2039.6559 | -8.1742 | 0.021246 | -0.0039849 | 0.032686 | -0.0061306 | 0.25495 | -0.047819 | 0.39223 | -0.073568 | 0.021536 | 0 | 0.033132 | 0 | 0.25843 | 0 | 0.39759 | 0 | 0.017688 | 0.011497 | 0.21225 | 0.13797 | 0.00096458 | 604.4925 | 459.711 | 1064.2035 | 97.9525 | 49.4178 | 0 | 450.0082 | 0 | 0 | 7.1139 | 0 | 0 | 0 | 79.5462 | 380.1649 | 0 | 0 | 459.711 | 0 | 0 | 2002.7482 | 1301.7864 | -8.0263 | -5.2171 | 0.12131 | 1.0558 | 0.80809 | 0.34374 | 0.79172 | 0.32737 | 0.94577 | -0.68678 | -0.22242 | -0.67041 | -0.20605 | 1.0558 | 1.0558 | 1.0558 | 1.0558 | -0.82446 | 1.0558
1559 | SCE | SCE-13-TP-018 | (2) 48in Reduced 28 Watt (1) Instant Start Ballast - Normal Light Output w/ Reflectors T8 Linear Fluorescent replacing (4) 48in T8 Linear Fluorescent | (2) 48in Reduced 28 Watt (1) Instant Start Ballast - Normal Light Output w/ Reflectors T8 Linear Fluorescent replacing (4) 48in T8 Linear Fluorescent | 0 | 0 | 0 | 0 | 0 | 0 | 0 | 0 | 0 | 0 | 0 | 0 | 0 | 0 | 0 | 0 | 0 | 0 | 0 | 0 | 0 | 0 | 0 | 0 | 0 | 0 | 0 | 0 | 0 | 0 | 0 | 0 | 0 | 0 | 0 | 0 | 0 | 0 | 0 | 0 | 0 | 0 | 0 | 0 | 0 | 0 | 0 | 0 | 0 | 0 | 0 | 0 | 0 | 0 | 0 | 0 | 0 | 0 | 0 | 0 | 0 | 0 | 0 | 0 | 0 | 0 | 0 | 0 | 0 | 0 | 0 | 0 | 0 | 0 | 0 | 0 | 0 | 0 | 0 | 0 | 0 | 0 | 0 | 0 | 0 | 0 | 0 | 0 | 0 | 0 | 0 | 0 | 0 | 0 | 0 | 0 | 0
1560 | SCE | SCE-13-TP-018 | Up to 600 Watt Interior Fixture T5 Linear Fluorescent replacing greater than 400 Watt lamp base case | Up to 600 Watt Interior Fixture T5 Linear Fluorescent replacing greater than 400 Watt lamp base case | 0 | 0 | 0 | 0 | 0 | 0 | 0 | 0 | 0 | 0 | 0 | 0 | 0 | 0 | 0 | 0 | 0 | 0 | 0 | 0 | 0 | 0 | 0 | 0 | 0 | 0 | 0 | 0 | 0 | 0 | 0 | 0 | 0 | 0 | 0 | 0 | 0 | 0 | 0 | 0 | 0 | 0 | 0 | 0 | 0 | 0 | 0 | 0 | 0 | 0 | 0 | 0 | 0 | 0 | 0 | 0 | 0 | 0 | 0 | 0 | 0 | 0 | 0 | 0 | 0 | 0 | 0 | 0 | 0 | 0 | 0 | 0 | 0 | 0 | 0 | 0 | 0 | 0 | 0 | 0 | 0 | 0 | 0 | 0 | 0 | 0 | 0 | 0 | 0 | 0 | 0 | 0 | 0 | 0 | 0 | 0 | 0
1561 | SCE | SCE-13-TP-018 | 40 to 131 Watt High/Low Bay LED replacing 175 Watt Pulse Start Metal Halide | 40 to 131 Watt High/Low Bay LED replacing 175 Watt Pulse Start Metal Halide | 0.13789 | 0.14094 | 1623.9185 | -52.1715 | 11398.6071 | 11151.8154 | 0.30327 | 0.31844 | 5182.6268 | 4935.835 | -9826.8602 | -9580.0684 | 2098.4586 | -58.1207 | 13192.1533 | 0.11914 | 2606.9857 | 0.97648 | -9.9335 | 1694.5408 | 0.63471 | -6.4568 | 2961.87 | 1.138 | -11.2857 | 2961.87 | 1.138 | -11.2857 | 1925.2156 | 0.73971 | -7.3357 | 31283.8288 | -119.2022 | 20334.4895 | -77.4814 | 0.21234 | -0.037772 | 0.32668 | -0.058111 | 2.5481 | -0.45327 | 3.9202 | -0.69733 | 0.22005 | 0 | 0.33854 | 0 | 2.6406 | 0 | 4.0625 | 0 | 0.17806 | 0.11574 | 2.1367 | 1.3888 | 0.0099188 | 6215.9803 | 5324.3988 | 11540.3791 | 1007.2431 | 508.1623 | 0 | 4627.4226 | 0 | 0 | 73.1523 | 0 | 0 | 0 | 2105.1503 | 3219.2485 | 0 | 0 | 0 | 5324.3988 | 0 | 21372.5074 | 13306.5981 | -114.0676 | -50.7027 | 0.12204 | 1.029 | 0.85661 | 0.38948 | 0.83807 | 0.37093 | 0.9914 | -0.73457 | -0.26744 | -0.71603 | -0.24889 | 1.029 | 1.029 | 1.029 | 1.029 | -0.86936 | 1.029
1562 | SCE | SCE-13-TP-018 | 40 to 131 Watt High/Low Bay LED replacing (4) 48in T8 VHLO | 40 to 131 Watt High/Low Bay LED replacing (4) 48in T8 VHLO | 0.070559 | 0.073068 | 43.5825 | -1.3781 | 598.1466 | 577.6074 | 0.097849 | 0.10274 | 431.3231 | 410.7839 | -555.9422 | -535.403 | 56.8303 | -1.5731 | 632.8646 | 0.066688 | 68.9254 | 0.026597 | -0.26263 | 44.8015 | 0.017288 | -0.17071 | 90.5369 | 0.036434 | -0.34498 | 90.5369 | 0.036434 | -0.34498 | 58.849 | 0.023682 | -0.22423 | 827.1046 | -3.1516 | 537.618 | -2.0485 | 0.0056141 | -0.00099865 | 0.008637 | -0.0015364 | 0.067369 | -0.011984 | 0.10364 | -0.018437 | 0.005818 | 0 | 0.0089507 | 0 | 0.069815 | 0 | 0.10741 | 0 | 0.0047076 | 0.0030599 | 0.056491 | 0.036719 | 0.0002662 | 166.8235 | 443.1221 | 609.9455 | 27.0322 | 13.638 | 0 | 124.19 | 0 | 0 | 1.9633 | 0 | 0 | 0 | 121.3338 | 321.7883 | 0 | 0 | 0 | 443.1221 | 0 | 579.1252 | 363.1238 | -2.9483 | -1.3836 | 0.12002 | 0.99597 | 1.6472 | 1.1878 | 1.5907 | 1.1313 | 1.7428 | -1.5272 | -1.0678 | -1.4706 | -1.0112 | 0.99597 | 0.99597 | 0.99597 | 0.99597 | -1.6228 | 0.99597
1563 | SCE | SCE-13-TP-018 | >131 to 160 Watt High/Low Bay LED replacing 200 Watt Pulse Start Metal Halide | >131 to 160 Watt High/Low Bay LED replacing 200 Watt Pulse Start Metal Halide | 0.12264 | 0.12572 | 129.167 | -4.141 | 1019.4575 | 994.4558 | 0.23813 | 0.25003 | 525.0366 | 500.0348 | -894.4316 | -869.4298 | 167.1137 | -4.6281 | 1156.9413 | 0.10807 | 206.9508 | 0.077823 | -0.78855 | 134.518 | 0.050585 | -0.51256 | 239.9369 | 0.092837 | -0.91424 | 239.9369 | 0.092837 | -0.91424 | 155.959 | 0.060344 | -0.59426 | 2483.41 | -9.4626 | 1614.2165 | -6.1507 | 0.016856 | -0.0029985 | 0.025933 | -0.004613 | 0.20228 | -0.035982 | 0.3112 | -0.055356 | 0.017469 | 0 | 0.026875 | 0 | 0.20962 | 0 | 0.3225 | 0 | 0.014135 | 0.0091876 | 0.16962 | 0.11025 | 0.00078894 | 494.421 | 539.3991 | 1033.82 | 80.1164 | 40.4194 | 0 | 368.0666 | 0 | 0 | 5.8186 | 0 | 0 | 0 | 175.4292 | 363.9699 | 0 | 0 | 0 | 539.3991 | 0 | 1702.1541 | 1060.7743 | -9.0285 | -4.0419 | 0.12177 | 1.0245 | 0.96105 | 0.49496 | 0.93748 | 0.47139 | 1.0907 | -0.83928 | -0.37319 | -0.81571 | -0.34962 | 1.0245 | 1.0245 | 1.0245 | 1.0245 | -0.96889 | 1.0245
1564 | SCE | SCE-13-TP-018 | >160 to 220 Watt High/Low Bay LED replacing (8) 48in T8 VHLO | >160 to 220 Watt High/Low Bay LED replacing (8) 48in T8 VHLO | 0.14238 | 0.14541 | 153.0303 | -4.8985 | 1040.3724 | 1018.7244 | 0.32584 | 0.34214 | 454.6083 | 432.9603 | -892.2407 | -870.5926 | 198.1631 | -5.4877 | 1211.3998 | 0.12228 | 244.8279 | 0.092334 | -0.93288 | 159.1381 | 0.060017 | -0.60637 | 288.051 | 0.11201 | -1.0976 | 288.051 | 0.11201 | -1.0976 | 187.2331 | 0.072805 | -0.71342 | 2937.9348 | -11.1945 | 1909.6577 | -7.2765 | 0.019942 | -0.0035473 | 0.030679 | -0.0054573 | 0.2393 | -0.042567 | 0.36815 | -0.065488 | 0.020666 | 0 | 0.031794 | 0 | 0.24799 | 0 | 0.38152 | 0 | 0.016722 | 0.010869 | 0.20066 | 0.13043 | 0.0009347 | 585.7641 | 467.0442 | 1052.8084 | 94.9178 | 47.8868 | 0 | 436.0661 | 0 | 0 | 6.8935 | 0 | 0 | 0 | 121.3338 | 345.7104 | 0 | 0 | 0 | 467.0442 | 0 | 2018.5198 | 1258.8077 | -10.6577 | -4.7965 | 0.12157 | 1.0213 | 0.82647 | 0.36114 | 0.80928 | 0.34394 | 0.96234 | -0.70491 | -0.23957 | -0.68771 | -0.22238 | 1.0213 | 1.0213 | 1.0213 | 1.0213 | -0.84077 | 1.0213
1565 | SCE | SCE-13-TP-018 | >131 to 160 Watt High/Low Bay LED replacing (6) 48in T8 VHLO | >131 to 160 Watt High/Low Bay LED replacing (6) 48in T8 VHLO | 0.11758 | 0.12066 | 119.3372 | -3.8229 | 982.3941 | 957.3656 | 0.21978 | 0.23077 | 525.599 | 500.5705 | -866.8797 | -841.8512 | 154.4664 | -4.2777 | 1107.5542 | 0.1043 | 191.059 | 0.071954 | -0.728 | 124.1884 | 0.04677 | -0.4732 | 223.192 | 0.08658 | -0.85044 | 223.192 | 0.08658 | -0.85044 | 145.0748 | 0.056277 | -0.55278 | 2292.7084 | -8.736 | 1490.2605 | -5.6784 | 0.015562 | -0.0027682 | 0.023942 | -0.0042588 | 0.18674 | -0.033219 | 0.2873 | -0.051106 | 0.016127 | 0 | 0.024811 | 0 | 0.19353 | 0 | 0.29773 | 0 | 0.013049 | 0.008482 | 0.15659 | 0.10178 | 0.0007289 | 456.7951 | 539.9769 | 996.772 | 74.0195 | 37.3434 | 0 | 340.0564 | 0 | 0 | 5.3758 | 0 | 0 | 0 | 121.3338 | 418.6431 | 0 | 0 | 0 | 539.9769 | 0 | 1573.3772 | 980.8715 | -8.3259 | -3.7375 | 0.12166 | 1.0229 | 1.0016 | 0.53585 | 0.97604 | 0.51033 | 1.1292 | -0.87989 | -0.41418 | -0.85437 | -0.38867 | 1.0229 | 1.0229 | 1.0229 | 1.0229 | -1.0075 | 1.0229
1566 | SCE | SCE-13-TP-018 | >160 to 187 Watt High/Low Bay LED replacing 250 Watt Pulse Start Metal Halide | >160 to 187 Watt High/Low Bay LED replacing 250 Watt Pulse Start Metal Halide | 0.15208 | 0.15503 | 446.4226 | -14.3334 | 2841.1038 | 2787.1846 | 0.3816 | 0.40068 | 1132.3024 | 1078.3833 | -2409.0146 | -2355.0954 | 577.0797 | -15.9829 | 3348.2814 | 0.12905 | 716.2581 | 0.26859 | -2.7292 | 465.5678 | 0.17459 | -1.774 | 818.6286 | 0.31519 | -3.1193 | 818.6286 | 0.31519 | -3.1193 | 532.1086 | 0.20487 | -2.0275 | 8595.0973 | -32.7503 | 5586.8134 | -21.2877 | 0.05834 | -0.010378 | 0.089754 | -0.015966 | 0.70008 | -0.12453 | 1.0771 | -0.19159 | 0.060459 | 0 | 0.093014 | 0 | 0.72551 | 0 | 1.1162 | 0 | 0.04892 | 0.031798 | 0.58704 | 0.38158 | 0.0027267 | 1708.8013 | 1163.2768 | 2872.0782 | 276.8957 | 139.6961 | 0 | 1272.0995 | 0 | 0 | 20.1099 | 0 | 0 | 0 | 438.573 | 724.7039 | 0 | 0 | 0 | 1163.2768 | 0 | 5877.6021 | 3660.4341 | -31.3127 | -13.9475 | 0.12196 | 1.0277 | 0.77617 | 0.30934 | 0.76144 | 0.29461 | 0.91472 | -0.65421 | -0.18738 | -0.63948 | -0.17265 | 1.0277 | 1.0277 | 1.0277 | 1.0277 | -0.79276 | 1.0277
1567 | SCE | SCE-13-TP-018 | Variable Speed Drive on Condenser Water Pump Control | Variable Speed Drive on Condenser Water Pump Control | 0.17476 | 0.19985 | 11132.2487 | 0 | 63701.5811 | 55703.5465 | 0.52785 | 0.85032 | 21089.935 | 13091.9005 | -52569.3323 | -44571.2977 | 11053.048 | 0 | 66756.5945 | 0.16676 | 12026.8711 | 2.6779 | 0 | 7817.4665 | 1.7406 | 0 | 12026.8711 | 2.6779 | 0 | 12026.8711 | 2.6779 | 0 | 7817.4665 | 1.7406 | 0 | 180403.0663 | 0 | 117261.9974 | 0 | 0.7915 | 0 | 1.2177 | 0 | 11.8725 | 0 | 18.2654 | 0 | 1.0793 | 0 | 1.6604 | 0 | 16.1889 | 0 | 24.9061 | 0 | 0.842 | 0.5473 | 12.63 | 8.2095 | 0.067995 | 42611.646 | 14122.5342 | 56734.1802 | 6904.8301 | 3483.5426 | 0 | 31721.8011 | 0 | 0 | 501.4721 | 0 | 0 | 0 | 7590.9329 | 6531.6012 | 0 | 0 | 26309.5139 | 0 | 7312.1881 | 104964.0247 | 68226.6186 | 0 | 0 | 0.16317 | 0 | 0.93368 | 0.30912 | 0.81645 | 0.19189 | 0.97845 | -0.77051 | -0.14595 | -0.65328 | -0.028723 | 0 | 0 | 0 | 0 | -0.81529 | 0
1568 | SCE | SCE-13-TP-018 | Water cooled chiller variable speed drives (VSDs): Variable-speed drives on chilled water pump control | Water cooled chiller variable speed drives (VSDs): Variable-speed drives on chilled water pump control | 0.22572 | 0.235 | 40216.5961 | 0 | 178170.1301 | 171137.9946 | 1.6598 | 2.3384 | 24230.4009 | 17198.2655 | -137953.534 | -130921.3985 | 39930.4739 | 0 | 211068.4685 | 0.19054 | 43448.5276 | 13.1663 | 0 | 28241.544 | 8.5581 | 0 | 43448.5276 | 13.1663 | 0 | 43448.5276 | 13.1663 | 0 | 28241.544 | 8.5581 | 0 | 651727.914 | 0 | 423623.1596 | 0 | 2.8594 | 0 | 4.3991 | 0 | 42.8909 | 0 | 65.986 | 0 | 3.899 | 0 | 5.9984 | 0 | 58.4845 | 0 | 89.9762 | 0 | 3.0418 | 1.9772 | 45.6274 | 29.6578 | 0.24564 | 153939.7291 | 18552.1645 | 172491.8937 | 24944.5346 | 12584.7195 | 0 | 114598.8464 | 0 | 0 | 1811.6287 | 0 | 0 | 0 | 8308.1316 | 10244.0329 | 0 | 0 | 28795.4226 | 0 | 6145.9551 | 379195.2447 | 246476.9181 | 0 | 0 | 0.16317 | 0 | 0.72287 | 0.098307 | 0.69434 | 0.069776 | 0.85634 | -0.5597 | 0.064859 | -0.53117 | 0.093389 | 0 | 0 | 0 | 0 | -0.69318 | 0
1569 | SCE | SCE-13-TP-018 | Variable-speed drives for HVAC fans | Variable-speed drives for HVAC fans | 0.21438 | 0.22618 | 15336.2869 | -38.1209 | 71358.7879 | 67636.1428 | 1.2089 | 1.7127 | 12655.0664 | 8932.4213 | -56060.6218 | -52337.9767 | 15589.4842 | -39.9955 | 83185.6315 | 0.1839 | 16962.9876 | 7.0679 | -5.9805 | 11025.9423 | 4.5941 | -3.8874 | 16962.9876 | 7.0679 | -5.9805 | 16962.9876 | 7.0679 | -5.9805 | 11025.9423 | 4.5941 | -3.8874 | 254444.814 | -89.7081 | 165389.1352 | -58.3103 | 1.1457 | -0.022741 | 1.7625 | -0.034986 | 17.1849 | -0.34112 | 26.4382 | -0.52479 | 1.5198 | 0 | 2.3381 | 0 | 22.7965 | 0 | 35.0715 | 0 | 1.1868 | 0.77141 | 17.8018 | 11.5712 | 0.093673 | 58703.7215 | 9635.6083 | 68339.3298 | 9512.4048 | 4799.0851 | 0 | 43701.381 | 0 | 0 | 690.8505 | 0 | 0 | 0 | 4348.8105 | 5286.7978 | 0 | 0 | 15072.4119 | 0 | 3262.0823 | 148043.7794 | 96228.4601 | -52.1949 | -33.9267 | 0.15937 | 1.1236 | 0.74156 | 0.13151 | 0.70287 | 0.092825 | 0.86446 | -0.58218 | 0.027863 | -0.5435 | 0.066549 | 1.1236 | 1.1236 | 1.1236 | 1.1236 | -0.70509 | 1.1236
1570 | SCE | SCE-13-TP-018 | 114-123W Exterior Fixture with Motion Control & Photo Sensor LED replacing 250W PSMH | 114-123W Exterior Fixture with Motion Control & Photo Sensor LED replacing 250W PSMH | 0 | 0 | 0 | 0 | 0 | 0 | 0 | 0 | 0 | 0 | 0 | 0 | 0 | 0 | 0 | 0 | 0 | 0 | 0 | 0 | 0 | 0 | 0 | 0 | 0 | 0 | 0 | 0 | 0 | 0 | 0 | 0 | 0 | 0 | 0 | 0 | 0 | 0 | 0 | 0 | 0 | 0 | 0 | 0 | 0 | 0 | 0 | 0 | 0 | 0 | 0 | 0 | 0 | 0 | 0 | 0 | 0 | 0 | 0 | 0 | 0 | 0 | 0 | 0 | 0 | 0 | 0 | 0 | 0 | 0 | 0 | 0 | 0 | 0 | 0 | 0 | 0 | 0 | 0 | 0 | 0 | 0 | 0 | 0 | 0 | 0 | 0 | 0 | 0 | 0 | 0 | 0 | 0 | 0 | 0 | 0 | 0
1571 | SCE | SCE-13-TP-018 | 68-90W Exterior Fixture with Motion Control & Photo Sensor LED replacing 208W PSMH | 68-90W Exterior Fixture with Motion Control & Photo Sensor LED replacing 208W PSMH | 0 | 0 | 0 | 0 | 0 | 0 | 0 | 0 | 0 | 0 | 0 | 0 | 0 | 0 | 0 | 0 | 0 | 0 | 0 | 0 | 0 | 0 | 0 | 0 | 0 | 0 | 0 | 0 | 0 | 0 | 0 | 0 | 0 | 0 | 0 | 0 | 0 | 0 | 0 | 0 | 0 | 0 | 0 | 0 | 0 | 0 | 0 | 0 | 0 | 0 | 0 | 0 | 0 | 0 | 0 | 0 | 0 | 0 | 0 | 0 | 0 | 0 | 0 | 0 | 0 | 0 | 0 | 0 | 0 | 0 | 0 | 0 | 0 | 0 | 0 | 0 | 0 | 0 | 0 | 0 | 0 | 0 | 0 | 0 | 0 | 0 | 0 | 0 | 0 | 0 | 0 | 0 | 0 | 0 | 0 | 0 | 0
1572 | SCE | SCE-13-TP-018 | 50-90W Exterior Fixture with Motion Control & Photo Sensor LED replacing 150W HPS | 50-90W Exterior Fixture with Motion Control & Photo Sensor LED replacing 150W HPS | 0 | 0 | 0 | 0 | 0 | 0 | 0 | 0 | 0 | 0 | 0 | 0 | 0 | 0 | 0 | 0 | 0 | 0 | 0 | 0 | 0 | 0 | 0 | 0 | 0 | 0 | 0 | 0 | 0 | 0 | 0 | 0 | 0 | 0 | 0 | 0 | 0 | 0 | 0 | 0 | 0 | 0 | 0 | 0 | 0 | 0 | 0 | 0 | 0 | 0 | 0 | 0 | 0 | 0 | 0 | 0 | 0 | 0 | 0 | 0 | 0 | 0 | 0 | 0 | 0 | 0 | 0 | 0 | 0 | 0 | 0 | 0 | 0 | 0 | 0 | 0 | 0 | 0 | 0 | 0 | 0 | 0 | 0 | 0 | 0 | 0 | 0 | 0 | 0 | 0 | 0 | 0 | 0 | 0 | 0 | 0 | 0
1573 | SCE | SCE-13-TP-018 | 121 to 150 Watt Exterior Fixture with Motion Control and Photo Sensor LED replacing 250 Watt High Pressure Sodium | 121 to 150 Watt Exterior Fixture with Motion Control and Photo Sensor LED replacing 250 Watt High Pressure Sodium | 0 | 0 | 0 | 0 | 0 | 0 | 0 | 0 | 0 | 0 | 0 | 0 | 0 | 0 | 0 | 0 | 0 | 0 | 0 | 0 | 0 | 0 | 0 | 0 | 0 | 0 | 0 | 0 | 0 | 0 | 0 | 0 | 0 | 0 | 0 | 0 | 0 | 0 | 0 | 0 | 0 | 0 | 0 | 0 | 0 | 0 | 0 | 0 | 0 | 0 | 0 | 0 | 0 | 0 | 0 | 0 | 0 | 0 | 0 | 0 | 0 | 0 | 0 | 0 | 0 | 0 | 0 | 0 | 0 | 0 | 0 | 0 | 0 | 0 | 0 | 0 | 0 | 0 | 0 | 0 | 0 | 0 | 0 | 0 | 0 | 0 | 0 | 0 | 0 | 0 | 0 | 0 | 0 | 0 | 0 | 0 | 0
1574 | SCE | SCE-13-TP-018 | 91-120W Exterior Fixture with Motion Control & Photo Sensor LED replacing 200W HPS | 91-120W Exterior Fixture with Motion Control & Photo Sensor LED replacing 200W HPS | 0 | 0 | 0 | 0 | 0 | 0 | 0 | 0 | 0 | 0 | 0 | 0 | 0 | 0 | 0 | 0 | 0 | 0 | 0 | 0 | 0 | 0 | 0 | 0 | 0 | 0 | 0 | 0 | 0 | 0 | 0 | 0 | 0 | 0 | 0 | 0 | 0 | 0 | 0 | 0 | 0 | 0 | 0 | 0 | 0 | 0 | 0 | 0 | 0 | 0 | 0 | 0 | 0 | 0 | 0 | 0 | 0 | 0 | 0 | 0 | 0 | 0 | 0 | 0 | 0 | 0 | 0 | 0 | 0 | 0 | 0 | 0 | 0 | 0 | 0 | 0 | 0 | 0 | 0 | 0 | 0 | 0 | 0 | 0 | 0 | 0 | 0 | 0 | 0 | 0 | 0 | 0 | 0 | 0 | 0 | 0 | 0
1575 | SCE | SCE-13-TP-018 | 91 to 113 Watt Exterior Fixture with Motion Control and Photo Sensor LED replacing 200 Watt Pulse Start Metal Halide | 91 to 113 Watt Exterior Fixture with Motion Control and Photo Sensor LED replacing 200 Watt Pulse Start Metal Halide | 0 | 0 | 0 | 0 | 0 | 0 | 0 | 0 | 0 | 0 | 0 | 0 | 0 | 0 | 0 | 0 | 0 | 0 | 0 | 0 | 0 | 0 | 0 | 0 | 0 | 0 | 0 | 0 | 0 | 0 | 0 | 0 | 0 | 0 | 0 | 0 | 0 | 0 | 0 | 0 | 0 | 0 | 0 | 0 | 0 | 0 | 0 | 0 | 0 | 0 | 0 | 0 | 0 | 0 | 0 | 0 | 0 | 0 | 0 | 0 | 0 | 0 | 0 | 0 | 0 | 0 | 0 | 0 | 0 | 0 | 0 | 0 | 0 | 0 | 0 | 0 | 0 | 0 | 0 | 0 | 0 | 0 | 0 | 0 | 0 | 0 | 0 | 0 | 0 | 0 | 0 | 0 | 0 | 0 | 0 | 0 | 0
1576 | SCE | SCE-13-TP-018 | Plug Load Occupancy Sensors | Plug Load Occupancy Sensors | 0.10093 | 0.11635 | 15276.9795 | -679.1284 | 144636.7069 | 125461.1329 | 0.16943 | 0.21793 | 86160.0005 | 66984.4265 | -130038.8558 | -110863.2818 | 28869.7216 | -798.6269 | 153532.2275 | 0.09508 | 49619.05 | 6.5663 | -189.0321 | 32252.3837 | 4.2681 | -122.8709 | 49619.05 | 6.5663 | -189.0321 | 49619.05 | 6.5663 | -189.0321 | 32252.3837 | 4.2681 | -122.8709 | 396952.4004 | -1512.2568 | 258019.0697 | -982.9669 | 4.0809 | -0.71879 | 6.2783 | -1.1058 | 32.6471 | -5.7504 | 50.2263 | -8.8467 | 4.0143 | 0 | 6.1758 | 0 | 32.114 | 0 | 49.4062 | 0 | 3.3331 | 2.1665 | 26.6649 | 17.3322 | 0.093311 | 58476.7064 | 72257.6415 | 130734.3479 | 9475.619 | 4780.5264 | 0 | 43532.382 | 0 | 0 | 688.1789 | 0 | 0 | 0 | 28452.8745 | 43804.767 | 0 | 0 | 98522.6415 | 0 | 15759.0006 | 288373.989 | 187443.0997 | -1098.6091 | -714.0959 | 0.081502 | 0.95103 | 0.77163 | 0.45966 | 0.66933 | 0.35736 | 0.81909 | -0.69013 | -0.37816 | -0.58783 | -0.27586 | 0.95103 | 0.95103 | 0.95103 | 0.95103 | -0.73759 | 0.95103
1577 | SCE | SCE-13-TP-018 | PC Network Software | PC Network Software | 0.16924 | 0.17187 | 6880.6747 | -311.5502 | 38816.2062 | 38221.9875 | 0.52643 | 0.55275 | 12478.5917 | 11884.373 | -32247.0817 | -31652.863 | 14070.0273 | -408.4008 | 51883.6141 | 0.12661 | 35754.8594 | 0.36508 | -143.3257 | 23240.6595 | 0.2373 | -93.1617 | 35754.8594 | 0.36508 | -143.3257 | 35754.8594 | 0.36508 | -143.3257 | 23240.6595 | 0.2373 | -93.1617 | 178774.2971 | -716.6287 | 116203.2974 | -465.8087 | 2.9406 | -0.545 | 4.5241 | -0.83846 | 14.7032 | -2.725 | 22.6203 | -4.1923 | 2.8926 | 0 | 4.4502 | 0 | 14.4631 | 0 | 22.2509 | 0 | 2.4018 | 1.5612 | 12.009 | 7.8058 | 0.042027 | 26337.6145 | 12819.9465 | 39157.561 | 4267.7712 | 2153.1251 | 0 | 19606.766 | 0 | 0 | 309.9523 | 0 | 0 | 0 | 3698.112 | 9121.8345 | 0 | 0 | 12819.9465 | 0 | 1.0914e-12 | 143788.6318 | 93462.6141 | -576.3863 | -374.6511 | 0.07362 | 0.83157 | 0.41531 | 0.13351 | 0.40895 | 0.12716 | 0.55513 | -0.34169 | -0.059895 | -0.33534 | -0.053537 | 0.83157 | 0.83157 | 0.83157 | 0.83157 | -0.48151 | 0.83157
1578 | SCE | SCE-13-TP-018 | Retrofit hood | Retrofit hood | 0.23856 | 0.24345 | 14634.0975 | 3381.8234 | 75519.4997 | 74001.3702 | 2.7468 | 3.5741 | 6558.7659 | 5040.6365 | -57503.5788 | -55985.4494 | 21352.7463 | 3548.1276 | 98902.2441 | 0.18216 | 23234.019 | 2.8944 | 530.553 | 15102.1129 | 1.8814 | 344.8595 | 23234.019 | 2.8944 | 530.553 | 23234.019 | 2.8944 | 530.553 | 15102.1129 | 1.8814 | 344.8595 | 348510.285 | 7958.295 | 226531.6936 | 5172.8919 | 1.1575 | 2.0174 | 1.7808 | 3.1037 | 17.363 | 30.2614 | 26.7123 | 46.556 | 2.0419 | 0 | 3.1414 | 0 | 30.6285 | 0 | 47.1207 | 0 | 1.6224 | 1.0545 | 24.3354 | 15.818 | 0.11004 | 68960.7338 | 5437.4505 | 74398.1843 | 11174.4604 | 5637.6057 | 0 | 51337.1082 | 0 | 0 | 811.5595 | 0 | 0 | 0 | 2175.0748 | 3262.3756 | 0 | 0 | 7538.6328 | 0 | 1260.7095 | 202773.949 | 131803.0717 | 4630.3796 | 3009.7468 | 0.11103 | 1.1236 | 0.46542 | 0.040421 | 0.45606 | 0.031065 | 0.60952 | -0.35439 | 0.070609 | -0.34503 | 0.079965 | -3.5864 | 0.71456 | -3.4917 | 0.80925 | -0.49849 | -5.0447
1744 | SCE | SCE-13-TP-020 | Cooling tower - VFD | Cooling tower - VFD | 0.00027851 | 0.0026449 | 2.2385 | 0 | 8037.4019 | 846.3366 | 0.00027857 | 0.0026504 | 8035.6418 | 844.5764 | -8035.1634 | -844.0981 | 0 | 0 | 846.3366 | 0.0026449 | 0 | 5.4664 | 0 | 0 | 3.5531 | 0 | 0 | 6.0738 | 0 | 0 | 5.4664 | 0 | 0 | 3.5531 | 0 | 0 | 0 | 0 | 0 | 0 | 0 | 0 | 0 | 0 | 0 | 0 | 0 | 0 | 0 | 0 | 0 | 0 | 0 | 0 | 0 | 0 | 0 | 0 | 0 | 9.5488e-07 | 1.7601 | 911.064 | 912.8242 | 0.090075 | 0.036165 | 0.026076 | 1.6078 | 0 | 0 | 0 | 0 | 0 | 0 | 0 | 0 | 911.064 | 0 | 12775.0857 | 0 | 7118.4133 | 0 | 0 | 0 | 0 | 0 | 0 | 0 | 0 | 0 | 0 | 0 | 0 | 0 | 0 | 0 | 0 | 0 | 0 | 0 | 0 | 0
1745 | SCE | SCE-13-TP-020 | Cooling tower - VFD | Cooling tower - VFD | 0.47113 | 0.86278 | 16054.0769 | 0 | 34075.9478 | 18607.3647 | 0.74835 | 2.6828 | 21452.5609 | 5983.9778 | -18021.8709 | -2553.2878 | 28576.7147 | 0 | 47184.0794 | 0.34024 | 72619.3626 | 0 | 0 | 47202.5874 | 0 | 0 | 80688.1806 | 0 | 0 | 72619.3626 | 0 | 0 | 47202.5874 | 0 | 0 | 363096.8129 | 0 | 236012.9371 | 0 | 4.9003 | 0 | 7.5389 | 0 | 24.5014 | 0 | 37.6944 | 0 | 6.144 | 0 | 9.4524 | 0 | 30.7202 | 0 | 47.2618 | 0 | 4.9645 | 3.2269 | 24.8224 | 16.1345 | 0.0068482 | 12623.3869 | 6455.0545 | 19078.4414 | 646.0053 | 259.3697 | 187.0157 | 11530.9963 | 0 | 0 | 0 | 0 | 0 | 0 | 0 | 0 | 6455.0545 | 0 | 31629.7668 | 0 | 15104.828 | 292039.7103 | 189825.8187 | 0 | 0 | 0.084573 | 0 | 0.17951 | 0.11301 | 0.098023 | 0.031524 | 0.24857 | -0.094939 | -0.028439 | -0.013451 | 0.053049 | 0 | 0 | 0 | 0 | -0.16399 | 0
1746 | SCE | SCE-13-TP-020 | Cooling Tower - VFD | Cooling Tower - VFD | 0.0061332 | 0.0024604 | 0.98832 | 0 | 161.141 | 401.6869 | 0.006163 | 0.0024652 | 160.3639 | 400.9098 | -160.1527 | -400.6986 | 0 | 0 | 401.6869 | 0.0024604 | 0 | 2.5948 | 0 | 0 | 1.6866 | 0 | 0 | 2.8831 | 0 | 0 | 2.5948 | 0 | 0 | 1.6866 | 0 | 0 | 0 | 0 | 0 | 0 | 0 | 0 | 0 | 0 | 0 | 0 | 0 | 0 | 0 | 0 | 0 | 0 | 0 | 0 | 0 | 0 | 0 | 0 | 0 | 4.2159e-07 | 0.77712 | 432.4706 | 433.2478 | 0.039769 | 0.015967 | 0.011513 | 0.70987 | 0 | 0 | 0 | 0 | 0 | 0 | 0 | 0 | 432.4706 | 0 | 0 | 0 | -259.4824 | 0 | 0 | 0 | 0 | 0 | 0 | 0 | 0 | 0 | 0 | 0 | 0 | 0 | 0 | 0 | 0 | 0 | 0 | 0 | 0 | 0
1747 | SCE | SCE-13-TP-020 | Cooling Tower - VFD | Cooling Tower - VFD | 0.2552 | 0.85084 | 3033.4525 | 0 | 11886.736 | 3565.2636 | 0.31926 | 2.5706 | 9501.5198 | 1180.0474 | -8853.2835 | -531.8111 | 5635.3613 | 0 | 9200.6249 | 0.3297 | 14320.6227 | 0 | 0 | 9308.4051 | 0 | 0 | 15911.803 | 0 | 0 | 14320.6227 | 0 | 0 | 9308.4051 | 0 | 0 | 71603.1134 | 0 | 46542.0254 | 0 | 1.0373 | 0 | 1.5959 | 0 | 5.1866 | 0 | 7.9794 | 0 | 1.097 | 0 | 1.6877 | 0 | 5.485 | 0 | 8.4385 | 0 | 0.94222 | 0.61244 | 4.7111 | 3.0622 | 0.001294 | 2385.2162 | 1272.9442 | 3658.1605 | 122.0641 | 49.0085 | 35.337 | 2178.8066 | 0 | 0 | 0 | 0 | 0 | 0 | 0 | 0 | 1272.9442 | 0 | 14985.123 | 0 | 8227.3076 | 57590.5702 | 37433.872 | 0 | 0 | 0.081035 | 0 | 0.31754 | 0.25382 | 0.095242 | 0.031524 | 0.24578 | -0.2365 | -0.17279 | -0.014207 | 0.049511 | 0 | 0 | 0 | 0 | -0.16475 | 0
1748 | SCE | SCE-13-TP-020 | Fluid Pump - VFD | Fluid Pump - VFD | 0.006159 | 0.0024708 | 11.1986 | 0 | 1818.2555 | 4532.4306 | 0.006189 | 0.0024756 | 1809.4499 | 4523.6251 | -1807.0568 | -4521.232 | 0 | 0 | 4532.4306 | 0.0024708 | 0 | 29.2784 | 0 | 0 | 19.031 | 0 | 0 | 32.5316 | 0 | 0 | 29.2784 | 0 | 0 | 19.031 | 0 | 0 | 0 | 0 | 0 | 0 | 0 | 0 | 0 | 0 | 0 | 0 | 0 | 0 | 0 | 0 | 0 | 0 | 0 | 0 | 0 | 0 | 0 | 0 | 0 | 4.777e-06 | 8.8055 | 4879.7385 | 4888.544 | 0.45062 | 0.18092 | 0.13045 | 8.0435 | 0 | 0 | 0 | 0 | 0 | 0 | 0 | 0 | 4879.7385 | 0 | 0 | 0 | -2927.8432 | 0 | 0 | 0 | 0 | 0 | 0 | 0 | 0 | 0 | 0 | 0 | 0 | 0 | 0 | 0 | 0 | 0 | 0 | 0 | 0 | 0
1749 | SCE | SCE-13-TP-020 | Fluid Pump - VFD | Fluid Pump - VFD | 0.65059 | 0.86462 | 90611.9101 | 0 | 139275.8294 | 104799.399 | 1.332 | 2.7007 | 68027.3104 | 33550.8799 | -48663.9194 | -14187.4889 | 160223.5101 | 0 | 265022.9091 | 0.3419 | 407161.1905 | 0 | 0 | 264654.7836 | 0 | 0 | 452401.3228 | 0 | 0 | 407161.1905 | 0 | 0 | 264654.7836 | 0 | 0 | 2035805.9527 | 0 | 1323273.9178 | 0 | 26.1914 | 0 | 40.2944 | 0 | 130.9569 | 0 | 201.4721 | 0 | 31.2821 | 0 | 48.1263 | 0 | 156.4104 | 0 | 240.6313 | 0 | 26.8186 | 17.4321 | 134.093 | 87.1604 | 0.038653 | 71248.5191 | 36192.1058 | 107440.6249 | 3646.1624 | 1463.9262 | 1055.5479 | 65082.8825 | 0 | 0 | 0 | 0 | 0 | 0 | 0 | 0 | 36192.1058 | 0 | 90624.278 | 0 | 32659.3046 | 1637404.0187 | 1064312.6512 | 0 | 0 | 0.085137 | 0 | 0.13086 | 0.063917 | 0.098467 | 0.031524 | 0.24901 | -0.045723 | 0.02122 | -0.01333 | 0.053613 | 0 | 0 | 0 | 0 | -0.16387 | 0
1750 | SCE | SCE-13-TP-020 | Collection Control System | Collection Control System | 0.00020415 | 0.0024604 | 3.3088 | 0 | 16207.5696 | 1344.7981 | 0.00020418 | 0.0024652 | 16204.968 | 1342.1964 | -16204.2609 | -1341.4893 | 0 | 0 | 1344.7981 | 0.0024604 | 0 | 8.6871 | 0 | 0 | 5.6466 | 0 | 0 | 9.6524 | 0 | 0 | 8.6871 | 0 | 0 | 5.6466 | 0 | 0 | 0 | 0 | 0 | 0 | 0 | 0 | 0 | 0 | 0 | 0 | 0 | 0 | 0 | 0 | 0 | 0 | 0 | 0 | 0 | 0 | 0 | 0 | 0 | 1.4114e-06 | 2.6017 | 1447.8581 | 1450.4598 | 0.13314 | 0.053456 | 0.038544 | 2.3766 | 0 | 0 | 0 | 0 | 0 | 0 | 0 | 0 | 1447.8581 | 0 | 26002.3505 | 0 | 14732.696 | 0 | 0 | 0 | 0 | 0 | 0 | 0 | 0 | 0 | 0 | 0 | 0 | 0 | 0 | 0 | 0 | 0 | 0 | 0 | 0 | 0
1751 | SCE | SCE-13-TP-020 | Collection Control System | Collection Control System | 0.63905 | 0.65976 | 10014.4062 | 0 | 15670.6735 | 15178.8392 | 1.2845 | 1.371 | 7796.3045 | 7304.4702 | -5656.2673 | -5164.4329 | 18604.1476 | 0 | 33782.9868 | 0.29643 | 47277 | 0 | 0 | 30730.0511 | 0 | 0 | 52530 | 0 | 0 | 47277 | 0 | 0 | 30730.0511 | 0 | 0 | 236385 | 0 | 153650.2556 | 0 | 3.4245 | 0 | 5.2685 | 0 | 17.1227 | 0 | 26.3425 | 0 | 3.6216 | 0 | 5.5716 | 0 | 18.1078 | 0 | 27.8582 | 0 | 3.1106 | 2.0219 | 15.5528 | 10.1094 | 0.0042719 | 7874.369 | 7879.5 | 15753.869 | 402.973 | 161.7928 | 116.6589 | 7192.9443 | 0 | 0 | 0 | 0 | 0 | 0 | 0 | 0 | 7879.5 | 0 | 8089.62 | 0 | 126.072 | 190125.0699 | 123581.2999 | 0 | 0 | 0.081035 | 0 | 0.1268 | 0.063086 | 0.12282 | 0.059107 | 0.27337 | -0.04577 | 0.017949 | -0.04179 | 0.021928 | 0 | 0 | 0 | 0 | -0.19233 | 0
1752 | SCE | SCE-13-TP-020 | Chilled water pump constant flow to variable flow conversion | Chilled water pump constant flow to variable flow conversion | 0.00038016 | 1.1861 | 5.8331 | 0 | 15344.0241 | 4.9177 | 0.00038027 | 17.6155 | 15339.4375 | 0.33114 | -15338.191 | 0.91538 | 0 | 0 | 4.9177 | 1.1861 | 0 | 4.0185 | 0 | 0 | 3.6167 | 0 | 0 | 4.465 | 0 | 0 | 4.0185 | 0 | 0 | 3.6167 | 0 | 0 | 0 | 0 | 0 | 0 | 0 | 0 | 0 | 0 | 0 | 0 | 0 | 0 | 0 | 0 | 0 | 0 | 0 | 0 | 0 | 0 | 0 | 0 | 0 | 2.4883e-06 | 4.5866 | 0.3572 | 4.9438 | 0.23472 | 0.09424 | 0.067951 | 4.1897 | 0 | 0 | 0 | 0 | 0 | 0 | 0 | 0 | 0.3572 | 0 | 18385.5 | 0 | 15627.3718 | 0 | 0 | 0 | 0 | 0 | 0 | 0 | 0 | 0 | 0 | 0 | 0 | 0 | 0 | 0 | 0 | 0 | 0 | 0 | 0 | 0
1753 | SCE | SCE-13-TP-020 | Chilled water pump constant flow to variable flow conversion | Chilled water pump constant flow to variable flow conversion | 0.85468 | 1.1461 | 82738.2442 | 0 | 96806.5196 | 72192.897 | 2.606 | 11.5953 | 31749.0965 | 7135.474 | -14068.2754 | 10545.3471 | 130990.0237 | 0 | 203182.9207 | 0.40721 | 86593.4987 | 0 | 0 | 77934.1509 | 0 | 0 | 96214.9986 | 0 | 0 | 86593.4987 | 0 | 0 | 77934.1509 | 0 | 0 | 1731004.0398 | 0 | 1557903.6771 | 0 | 8.6849 | 0 | 9.6499 | 0 | 173.6114 | 0 | 192.9016 | 0 | 9.1846 | 0 | 10.2051 | 0 | 183.6006 | 0 | 204.0007 | 0 | 5.6974 | 5.1276 | 113.8907 | 102.5016 | 0.035294 | 65057.4231 | 7697.1999 | 72754.623 | 3329.3313 | 1336.7193 | 963.8267 | 59427.5457 | 0 | 0 | 0 | 0 | 0 | 0 | 0 | 0 | 7697.1999 | 0 | 36771 | 0 | 24712.7308 | 870806.6274 | 783725.9854 | 0 | 0 | 0.10557 | 0 | 0.12352 | 0.04051 | 0.092115 | 0.0091046 | 0.25925 | -0.017951 | 0.06506 | 0.013455 | 0.096466 | 0 | 0 | 0 | 0 | -0.15368 | 0
1754 | SCE | SCE-13-TP-020 | Air compressor retrofit | Air compressor retrofit | 0.012895 | 0.0051896 | 4.7693 | 0 | 369.8501 | 919.0002 | 0.013027 | 0.0052109 | 366.1 | 915.2501 | -365.0809 | -914.2309 | 0 | 0 | 919.0002 | 0.0051896 | 0 | 5.9238 | 0 | 0 | 3.8505 | 0 | 0 | 6.582 | 0 | 0 | 5.9238 | 0 | 0 | 3.8505 | 0 | 0 | 0 | 0 | 0 | 0 | 0 | 0 | 0 | 0 | 0 | 0 | 0 | 0 | 0 | 0 | 0 | 0 | 0 | 0 | 0 | 0 | 0 | 0 | 0 | 2.0344e-06 | 3.7501 | 987.3013 | 991.0514 | 0.19191 | 0.077052 | 0.055558 | 3.4256 | 0 | 0 | 0 | 0 | 0 | 0 | 0 | 0 | 987.3013 | 0 | 0 | 0 | -592.3808 | 0 | 0 | 0 | 0 | 0 | 0 | 0 | 0 | 0 | 0 | 0 | 0 | 0 | 0 | 0 | 0 | 0 | 0 | 0 | 0 | 0
1755 | SCE | SCE-13-TP-020 | Air compressor retrofit | Air compressor retrofit | 0.87267 | 1.0541 | 51106.6095 | 0 | 58563.7984 | 48483.7617 | 2.7808 | 6.1586 | 18378.4603 | 8298.4235 | -7457.1889 | 2622.8479 | 84119.3596 | 0 | 132603.1213 | 0.38541 | 100706.6288 | 0 | 0 | 65459.3111 | 0 | 0 | 111896.2542 | 0 | 0 | 100706.6288 | 0 | 0 | 65459.3111 | 0 | 0 | 1309186.1741 | 0 | 850971.0444 | 0 | 7.2947 | 0 | 11.2227 | 0 | 94.8315 | 0 | 145.8946 | 0 | 7.7145 | 0 | 11.8684 | 0 | 100.2879 | 0 | 154.289 | 0 | 6.6259 | 4.3069 | 86.1373 | 55.9893 | 0.021801 | 40185.3381 | 8951.7003 | 49137.0384 | 2056.4956 | 825.6785 | 595.3464 | 36707.8176 | 0 | 0 | 0 | 0 | 0 | 0 | 0 | 0 | 8951.7003 | 0 | 24991.6728 | 0 | 9623.9839 | 809843.9209 | 526398.5679 | 0 | 0 | 0.097087 | 0 | 0.11125 | 0.034914 | 0.092105 | 0.015765 | 0.25191 | -0.014166 | 0.062174 | 0.0049826 | 0.081323 | 0 | 0 | 0 | 0 | -0.15482 | 0
1756 | SCE | SCE-13-TP-020 | Exterior LED fixture replacements (utilizing approved luminaries) | Exterior LED fixture replacements (utilizing approved luminaries) | 0 | 0 | 0 | 0 | 0 | 0 | 0 | 0 | 0 | 0 | 0 | 0 | 0 | 0 | 0 | 0 | 0 | 0 | 0 | 0 | 0 | 0 | 0 | 0 | 0 | 0 | 0 | 0 | 0 | 0 | 0 | 0 | 0 | 0 | 0 | 0 | 0 | 0 | 0 | 0 | 0 | 0 | 0 | 0 | 0 | 0 | 0 | 0 | 0 | 0 | 0 | 0 | 0 | 0 | 0 | 0 | 0 | 0 | 0 | 0 | 0 | 0 | 0 | 0 | 0 | 0 | 0 | 0 | 0 | 0 | 0 | 0 | 0 | 0 | 0 | 0 | 0 | 0 | 0 | 0 | 0 | 0 | 0 | 0 | 0 | 0 | 0 | 0 | 0 | 0 | 0 | 0 | 0 | 0 | 0 | 0 | 0
1757 | SCE | SCE-13-TP-020 | Exterior LED fixture replacements (utilizing approved luminaries) | Exterior LED fixture replacements (utilizing approved luminaries) | 0 | 0 | 0 | 0 | 0 | 0 | 0 | 0 | 0 | 0 | 0 | 0 | 0 | 0 | 0 | 0 | 0 | 0 | 0 | 0 | 0 | 0 | 0 | 0 | 0 | 0 | 0 | 0 | 0 | 0 | 0 | 0 | 0 | 0 | 0 | 0 | 0 | 0 | 0 | 0 | 0 | 0 | 0 | 0 | 0 | 0 | 0 | 0 | 0 | 0 | 0 | 0 | 0 | 0 | 0 | 0 | 0 | 0 | 0 | 0 | 0 | 0 | 0 | 0 | 0 | 0 | 0 | 0 | 0 | 0 | 0 | 0 | 0 | 0 | 0 | 0 | 0 | 0 | 0 | 0 | 0 | 0 | 0 | 0 | 0 | 0 | 0 | 0 | 0 | 0 | 0 | 0 | 0 | 0 | 0 | 0 | 0
1758 | SCE | SCE-13-TP-020 | Reduced load on refrigeration system (using cooling tower to partially offset load) | Reduced load on refrigeration system (using cooling tower to partially offset load) | 1.2047 | 1.1164 | 0.0061536 | 0 | 0.005108 | 0.0055121 | 22.8433 | 9.1373 | 0.00026938 | 0.00067346 | 0.0010456 | 0.00064154 | 0 | 0 | 0.0055121 | 1.1164 | 0 | 0.0081729 | 0 | 0 | 0.0053124 | 0 | 0 | 0.009081 | 0 | 0 | 0.0081729 | 0 | 0 | 0.0053124 | 0 | 0 | 0 | 0 | 0 | 0 | 0 | 0 | 0 | 0 | 0 | 0 | 0 | 0 | 0 | 0 | 0 | 0 | 0 | 0 | 0 | 0 | 0 | 0 | 0 | 2.625e-09 | 0.0048386 | 0.00072648 | 0.0055651 | 0.00024762 | 9.9418e-05 | 7.1684e-05 | 0.0044199 | 0 | 0 | 0 | 0 | 0 | 0 | 0 | 0 | 0.00072648 | 0 | 0 | 0 | -0.00043589 | 0 | 0 | 0 | 0 | 0 | 0 | 0 | 0 | 0 | 0 | 0 | 0 | 0 | 0 | 0 | 0 | 0 | 0 | 0 | 0 | 0
1759 | SCE | SCE-13-TP-020 | Reduced load on refrigeration system (using cooling tower to partially offset load) | Reduced load on refrigeration system (using cooling tower to partially offset load) | 0.598 | 1.0558 | 54105.0743 | 0 | 90476.8482 | 51247.2448 | 1.1287 | 6.216 | 47933.8049 | 8704.2015 | -36371.7739 | 2857.8295 | 88232.6444 | 0 | 139479.8892 | 0.38791 | 105631.0011 | 0 | 0 | 68660.1532 | 0 | 0 | 117367.779 | 0 | 0 | 105631.0011 | 0 | 0 | 68660.1532 | 0 | 0 | 1373203.0143 | 0 | 892581.992 | 0 | 7.5897 | 0 | 11.6765 | 0 | 98.6665 | 0 | 151.7947 | 0 | 8.3782 | 0 | 12.8895 | 0 | 108.9162 | 0 | 167.5633 | 0 | 7.047 | 4.5806 | 91.6112 | 59.5473 | 0.02308 | 42543.0433 | 9389.4223 | 51932.4657 | 2177.1518 | 874.1217 | 630.2759 | 38861.494 | 0 | 0 | 0 | 0 | 0 | 0 | 0 | 0 | 9389.4223 | 0 | 73771.5805 | 0 | 38629.2964 | 849443.8265 | 552138.5075 | 0 | 0 | 0.097992 | 0 | 0.16387 | 0.086815 | 0.092816 | 0.015765 | 0.25262 | -0.065874 | 0.011177 | 0.0051759 | 0.082227 | 0 | 0 | 0 | 0 | -0.15463 | 0
1760 | SCE | SCE-13-TP-020 | Extruders | Extruders | 0.00044264 | 1.1569 | 62.8567 | 0 | 142004.4173 | 54.3342 | 0.00044279 | 12.8024 | 141954.9929 | 4.9098 | -141941.5607 | 8.5224 | 0 | 0 | 54.3342 | 1.1569 | 0 | 59.5832 | 0 | 0 | 53.6249 | 0 | 0 | 66.2036 | 0 | 0 | 59.5832 | 0 | 0 | 53.6249 | 0 | 0 | 0 | 0 | 0 | 0 | 0 | 0 | 0 | 0 | 0 | 0 | 0 | 0 | 0 | 0 | 0 | 0 | 0 | 0 | 0 | 0 | 0 | 0 | 0 | 2.6813e-05 | 49.4245 | 5.2963 | 54.7208 | 2.5293 | 1.0155 | 0.73222 | 45.1474 | 0 | 0 | 0 | 0 | 0 | 0 | 0 | 0 | 5.2963 | 0 | 170143.6859 | 0 | 144617.6352 | 0 | 0 | 0 | 0 | 0 | 0 | 0 | 0 | 0 | 0 | 0 | 0 | 0 | 0 | 0 | 0 | 0 | 0 | 0 | 0 | 0
1761 | SCE | SCE-13-TP-020 | Extruders | Extruders | 0.74607 | 1.0974 | 874812.4609 | 0 | 1172559.0643 | 797195.3206 | 1.8049 | 8.0018 | 484690.4137 | 109326.67 | -297746.6034 | 77617.1403 | 1451096.9932 | 0 | 2248292.3137 | 0.3891 | 1326748.4261 | 0 | 0 | 1194073.6151 | 0 | 0 | 1474164.9179 | 0 | 0 | 1326748.4261 | 0 | 0 | 1194073.6151 | 0 | 0 | 15920981.113 | 0 | 14328883.3813 | 0 | 133.0665 | 0 | 147.8517 | 0 | 1596.7984 | 0 | 1774.2204 | 0 | 140.7229 | 0 | 156.3587 | 0 | 1688.6745 | 0 | 1876.3049 | 0 | 87.2928 | 78.5636 | 1047.5141 | 942.7627 | 0.37317 | 687868.6506 | 117933.1934 | 805801.844 | 35201.8654 | 14133.4721 | 10190.7849 | 628342.5281 | 0 | 0 | 0 | 0 | 0 | 0 | 0 | 0 | 117933.1934 | 0 | 561285.2306 | 0 | 376849.2422 | 10161378.8242 | 9145241.184 | 0 | 0 | 0.095658 | 0 | 0.12822 | 0.052999 | 0.087171 | 0.011954 | 0.24584 | -0.032558 | 0.042658 | 0.0084872 | 0.083703 | 0 | 0 | 0 | 0 | -0.15019 | 0
1762 | SCE | SCE-13-TP-020 | Data center HVAC flow management retrofit | Data center HVAC flow management retrofit | 0.00030789 | 1.043 | 3.9763 | 0 | 12914.8559 | 3.8123 | 0.00030796 | 5.7994 | 12911.7293 | 0.68565 | -12910.8796 | 0.16408 | 0 | 0 | 3.8123 | 1.043 | 0 | 8.3208 | 0 | 0 | 5.4085 | 0 | 0 | 9.2453 | 0 | 0 | 8.3208 | 0 | 0 | 5.4085 | 0 | 0 | 0 | 0 | 0 | 0 | 0 | 0 | 0 | 0 | 0 | 0 | 0 | 0 | 0 | 0 | 0 | 0 | 0 | 0 | 0 | 0 | 0 | 0 | 0 | 1.6962e-06 | 3.1266 | 0.73962 | 3.8662 | 0.16 | 0.064242 | 0.046321 | 2.856 | 0 | 0 | 0 | 0 | 0 | 0 | 0 | 0 | 0.73962 | 0 | 21427.5123 | 0 | 12856.0641 | 0 | 0 | 0 | 0 | 0 | 0 | 0 | 0 | 0 | 0 | 0 | 0 | 0 | 0 | 0 | 0 | 0 | 0 | 0 | 0 | 0
1763 | SCE | SCE-13-TP-020 | Data center HVAC flow management retrofit | Data center HVAC flow management retrofit | 0.62966 | 0.91152 | 38111.7626 | 0 | 60527.819 | 41811.1186 | 1.2471 | 3.2179 | 30560.3827 | 11843.6822 | -22416.0564 | -3699.3559 | 66072.6408 | 0 | 107883.7593 | 0.35327 | 143730.5899 | 0 | 0 | 93424.8868 | 0 | 0 | 159700.6554 | 0 | 0 | 143730.5899 | 0 | 0 | 93424.8868 | 0 | 0 | 862383.5392 | 0 | 560549.321 | 0 | 9.6988 | 0 | 14.9212 | 0 | 58.1927 | 0 | 89.5272 | 0 | 12.1605 | 0 | 18.7084 | 0 | 72.9628 | 0 | 112.2505 | 0 | 9.8258 | 6.3868 | 58.955 | 38.3208 | 0.016257 | 29967.4364 | 12776.0524 | 42743.4888 | 1533.5917 | 615.7337 | 443.968 | 27374.1429 | 0 | 0 | 0 | 0 | 0 | 0 | 0 | 0 | 12776.0524 | 0 | 42855.0246 | 0 | 18047.384 | 670179.3602 | 435616.6001 | 0 | 0 | 0.087489 | 0 | 0.13895 | 0.070154 | 0.095981 | 0.027188 | 0.24766 | -0.051458 | 0.017335 | -0.0084922 | 0.060301 | 0 | 0 | 0 | 0 | -0.16017 | 0
1764 | SCE | SCE-13-TP-020 | High efficiency pressure washing systems | High efficiency pressure washing systems | 1.2055 | 1.118 | 445.7539 | 0 | 369.782 | 398.7078 | 23.1154 | 9.2462 | 19.2839 | 48.2097 | 75.9719 | 47.0461 | 0 | 0 | 398.7078 | 1.118 | 0 | 585.0549 | 0 | 0 | 380.2857 | 0 | 0 | 650.061 | 0 | 0 | 585.0549 | 0 | 0 | 380.2857 | 0 | 0 | 0 | 0 | 0 | 0 | 0 | 0 | 0 | 0 | 0 | 0 | 0 | 0 | 0 | 0 | 0 | 0 | 0 | 0 | 0 | 0 | 0 | 0 | 0 | 0.00019015 | 350.4982 | 52.0049 | 402.503 | 17.9368 | 7.2016 | 5.1926 | 320.1671 | 0 | 0 | 0 | 0 | 0 | 0 | 0 | 0 | 52.0049 | 0 | 0 | 0 | -31.2029 | 0 | 0 | 0 | 0 | 0 | 0 | 0 | 0 | 0 | 0 | 0 | 0 | 0 | 0 | 0 | 0 | 0 | 0 | 0 | 0 | 0
1765 | SCE | SCE-13-TP-020 | High efficiency pressure washing systems | High efficiency pressure washing systems | 0.79133 | 1.0424 | 131818.4698 | 0 | 166577.4377 | 126458.9496 | 2.0947 | 5.7791 | 62928.0305 | 22809.5425 | -34758.9679 | 5359.5202 | 218654.1616 | 0 | 345113.1112 | 0.38196 | 276808.2533 | 0 | 0 | 179925.3713 | 0 | 0 | 307564.7259 | 0 | 0 | 276808.2533 | 0 | 0 | 179925.3713 | 0 | 0 | 3321699.0397 | 0 | 2159104.455 | 0 | 20.0507 | 0 | 30.8473 | 0 | 240.6087 | 0 | 370.1673 | 0 | 21.2044 | 0 | 32.6222 | 0 | 254.4528 | 0 | 391.4658 | 0 | 18.2125 | 11.8381 | 218.5498 | 142.0573 | 0.05623 | 103649.4072 | 24605.1781 | 128254.5852 | 5304.2866 | 2129.6595 | 1535.5676 | 94679.8934 | 0 | 0 | 0 | 0 | 0 | 0 | 0 | 0 | 24605.1781 | 0 | 89292.0632 | 0 | 38812.1326 | 2120035.3196 | 1378023.0083 | 0 | 0 | 0.095658 | 0 | 0.12088 | 0.045665 | 0.091768 | 0.016552 | 0.25044 | -0.025224 | 0.049992 | 0.0038893 | 0.079105 | 0 | 0 | 0 | 0 | -0.15478 | 0
1766 | SCE | SCE-13-TP-020 | Air compressor consolidation | Air compressor consolidation | 0.00028682 | 1.1502 | 69.1301 | 0 | 241021.0307 | 60.1016 | 0.00028689 | 12.0347 | 240966.6733 | 5.7442 | -240951.9005 | 9.0286 | 0 | 0 | 60.1016 | 1.1502 | 0 | 69.7099 | 0 | 0 | 62.7389 | 0 | 0 | 77.4555 | 0 | 0 | 69.7099 | 0 | 0 | 62.7389 | 0 | 0 | 0 | 0 | 0 | 0 | 0 | 0 | 0 | 0 | 0 | 0 | 0 | 0 | 0 | 0 | 0 | 0 | 0 | 0 | 0 | 0 | 0 | 0 | 0 | 2.9489e-05 | 54.3573 | 6.1964 | 60.5538 | 2.7818 | 1.1169 | 0.8053 | 49.6534 | 0 | 0 | 0 | 0 | 0 | 0 | 0 | 0 | 6.1964 | 0 | 288817.0627 | 0 | 245489.2432 | 0 | 0 | 0 | 0 | 0 | 0 | 0 | 0 | 0 | 0 | 0 | 0 | 0 | 0 | 0 | 0 | 0 | 0 | 0 | 0 | 0
1767 | SCE | SCE-13-TP-020 | Air compressor consolidation | Air compressor consolidation | 0.62863 | 1.0864 | 614659.2535 | 0 | 977776.1253 | 565788.9272 | 1.2431 | 7.4522 | 494467.016 | 82479.8179 | -363116.8718 | 48870.3263 | 1028381.8984 | 0 | 1594170.8256 | 0.38557 | 1000944.8618 | 0 | 0 | 900850.3995 | 0 | 0 | 1112160.9576 | 0 | 0 | 1000944.8618 | 0 | 0 | 900850.3995 | 0 | 0 | 11010393.4802 | 0 | 9909354.3947 | 0 | 100.39 | 0 | 111.5444 | 0 | 1104.2899 | 0 | 1226.9888 | 0 | 106.1662 | 0 | 117.9624 | 0 | 1167.8282 | 0 | 1297.5868 | 0 | 65.8567 | 59.2711 | 724.4241 | 651.9817 | 0.2622 | 483309.1093 | 88972.8766 | 572281.9859 | 24733.4752 | 9930.4363 | 7160.2321 | 441484.9657 | 0 | 0 | 0 | 0 | 0 | 0 | 0 | 0 | 88972.8766 | 0 | 577829.9997 | 0 | 415528.5663 | 7253668.9225 | 6528302.2032 | 0 | 0 | 0.094153 | 0 | 0.14977 | 0.075742 | 0.086667 | 0.012634 | 0.24419 | -0.055622 | 0.018411 | 0.0074859 | 0.081519 | 0 | 0 | 0 | 0 | -0.15004 | 0
1768 | SCE | SCE-13-TP-020 | Interior LED fixture replacement (utilizing approved luminaries) | Interior LED fixture replacement (utilizing approved luminaries) | 0 | 0 | 0 | 0 | 7780.5448 | 51870.3069 | 0 | 0 | 7780.5448 | 51870.3069 | -7780.5448 | -51870.3069 | 0 | 0 | 51870.3069 | 0 | 0 | 335.7222 | 0 | 0 | 302.15 | 0 | 0 | 373.0246 | 0 | 0 | 335.7222 | 0 | 0 | 302.15 | 0 | 0 | 0 | 0 | 0 | 0 | 0 | 0 | 0 | 0 | 0 | 0 | 0 | 0 | 0 | 0 | 0 | 0 | 0 | 0 | 0 | 0 | 0 | 0 | 0 | 0 | 0 | 55953.6931 | 55953.6931 | 0 | 0 | 0 | 0 | 0 | 0 | 0 | 0 | 0 | 0 | 0 | 0 | 55953.6931 | 0 | 0 | 0 | -47560.6404 | 0 | 0 | 0 | 0 | 0 | 0 | 0 | 0 | 0 | 0 | 0 | 0 | 0 | 0 | 0 | 0 | 0 | 0 | 0 | 0 | 0
1769 | SCE | SCE-13-TP-020 | Interior LED fixture replacement (utilizing approved luminaries) | Interior LED fixture replacement (utilizing approved luminaries) | 1.1436 | 1.181 | 310976.0884 | 0 | 271923.9894 | 263308.4318 | 11.3486 | 16.553 | 27402.2069 | 18786.6493 | 39052.099 | 47667.6566 | 398969.4424 | 0 | 662277.8742 | 0.46956 | 364780.633 | 0 | 0 | 328302.5784 | 0 | 0 | 405311.8145 | 0 | 0 | 364780.633 | 0 | 0 | 328302.5784 | 0 | 0 | 4377367.5964 | 0 | 3939630.9411 | 0 | 41.1396 | 0 | 45.7107 | 0 | 493.6756 | 0 | 548.5284 | 0 | 42.6336 | 0 | 47.3706 | 0 | 511.6029 | 0 | 568.4476 | 0 | 24.9145 | 22.423 | 298.9736 | 269.0763 | 0.13265 | 244521.7825 | 20265.5907 | 264787.3732 | 12513.4688 | 5024.1304 | 3622.5941 | 223361.5893 | 0 | 0 | 0 | 0 | 0 | 0 | 0 | 0 | 20265.5907 | 0 | 29466.1689 | 0 | 7820.4917 | 2793803.3519 | 2514423.0834 | 0 | 0 | 0.12368 | 0 | 0.10815 | 0.010898 | 0.10472 | 0.0074716 | 0.26339 | 0.015531 | 0.11278 | 0.018958 | 0.11621 | 0 | 0 | 0 | 0 | -0.13971 | 0
1770 | SCE | SCE-13-TP-020 | Dust collector VFD | Dust collector VFD | 0.0061332 | 0.0024604 | 6.8155 | 0 | 1111.2366 | 2770.0532 | 0.006163 | 0.0024652 | 1105.8776 | 2764.6942 | -1104.4212 | -2763.2377 | 0 | 0 | 2770.0532 | 0.0024604 | 0 | 17.894 | 0 | 0 | 11.6311 | 0 | 0 | 19.8823 | 0 | 0 | 17.894 | 0 | 0 | 11.6311 | 0 | 0 | 0 | 0 | 0 | 0 | 0 | 0 | 0 | 0 | 0 | 0 | 0 | 0 | 0 | 0 | 0 | 0 | 0 | 0 | 0 | 0 | 0 | 0 | 0 | 2.9073e-06 | 5.359 | 2982.3392 | 2987.6982 | 0.27425 | 0.11011 | 0.079394 | 4.8953 | 0 | 0 | 0 | 0 | 0 | 0 | 0 | 0 | 2982.3392 | 0 | 0 | 0 | -1789.4036 | 0 | 0 | 0 | 0 | 0 | 0 | 0 | 0 | 0 | 0 | 0 | 0 | 0 | 0 | 0 | 0 | 0 | 0 | 0 | 0 | 0
1771 | SCE | SCE-13-TP-020 | Dust collector VFD | Dust collector VFD | 0.29992 | 0.85084 | 16106.0032 | 0 | 53700.7087 | 18929.6344 | 0.39248 | 2.5706 | 41036.4919 | 6265.4176 | -37594.7055 | -2823.6313 | 29920.7415 | 0 | 48850.3759 | 0.3297 | 76034.8136 | 0 | 0 | 49422.6307 | 0 | 0 | 84483.1263 | 0 | 0 | 76034.8136 | 0 | 0 | 49422.6307 | 0 | 0 | 380174.0682 | 0 | 247113.1534 | 0 | 5.5076 | 0 | 8.4733 | 0 | 27.5381 | 0 | 42.3663 | 0 | 5.8245 | 0 | 8.9608 | 0 | 29.1226 | 0 | 44.8039 | 0 | 5.0027 | 3.2517 | 25.0134 | 16.2587 | 0.0068704 | 12664.2168 | 6758.6501 | 19422.8669 | 648.0947 | 260.2086 | 187.6206 | 11568.2929 | 0 | 0 | 0 | 0 | 0 | 0 | 0 | 0 | 6758.6501 | 0 | 63943.9173 | 0 | 34311.1617 | 305774.9911 | 198753.7515 | 0 | 0 | 0.081035 | 0 | 0.27019 | 0.20647 | 0.095242 | 0.031524 | 0.24578 | -0.18915 | -0.12543 | -0.014207 | 0.049511 | 0 | 0 | 0 | 0 | -0.16475 | 0
1772 | SCE | SCE-13-TP-020 | Air compressor sequencing controls (for use in comprehensive compressed air projects only) | Air compressor sequencing controls (for use in comprehensive compressed air projects only) | 0.0010855 | 0.0020454 | 28.2877 | 0 | 26060.1858 | 13829.7903 | 0.0010864 | 0.0020487 | 26037.9431 | 13807.5475 | -26031.8982 | -13801.5026 | 0 | 0 | 13829.7903 | 0.0020454 | 0 | 89.3671 | 0 | 0 | 58.0886 | 0 | 0 | 99.2968 | 0 | 0 | 89.3671 | 0 | 0 | 58.0886 | 0 | 0 | 0 | 0 | 0 | 0 | 0 | 0 | 0 | 0 | 0 | 0 | 0 | 0 | 0 | 0 | 0 | 0 | 0 | 0 | 0 | 0 | 0 | 0 | 0 | 1.2067e-05 | 22.2427 | 14894.5191 | 14916.7618 | 1.1383 | 0.45702 | 0.32953 | 20.3179 | 0 | 0 | 0 | 0 | 0 | 0 | 0 | 0 | 14894.5191 | 0 | 34046.0308 | 0 | 11490.9075 | 0 | 0 | 0 | 0 | 0 | 0 | 0 | 0 | 0 | 0 | 0 | 0 | 0 | 0 | 0 | 0 | 0 | 0 | 0 | 0 | 0
1773 | SCE | SCE-13-TP-020 | Air compressor sequencing controls (for use in comprehensive compressed air projects only) | Air compressor sequencing controls (for use in comprehensive compressed air projects only) | 0.76833 | 0.80362 | 49471.4259 | 0 | 64388.0911 | 61561.0709 | 1.9409 | 2.1831 | 25488.5046 | 22661.4844 | -14916.6652 | -12089.6449 | 94774.0709 | 0 | 156335.1418 | 0.31644 | 275011.4744 | 0 | 0 | 178757.4649 | 0 | 0 | 305568.3049 | 0 | 0 | 275011.4744 | 0 | 0 | 178757.4649 | 0 | 0 | 1182549.3924 | 0 | 768657.1333 | 0 | 19.9206 | 0 | 30.647 | 0 | 85.6585 | 0 | 131.7823 | 0 | 21.0668 | 0 | 32.4104 | 0 | 90.5871 | 0 | 139.3647 | 0 | 18.0943 | 11.7613 | 77.8053 | 50.5735 | 0.021103 | 38899.5865 | 24445.4644 | 63345.0509 | 1990.6969 | 799.2605 | 576.298 | 35533.3311 | 0 | 0 | 0 | 0 | 0 | 0 | 0 | 0 | 24445.4644 | 0 | 27256.6928 | 0 | 1686.7371 | 974551.3247 | 633458.3843 | 0 | 0 | 0.078097 | 0 | 0.10165 | 0.040237 | 0.097183 | 0.035774 | 0.2468 | -0.023548 | 0.03786 | -0.019085 | 0.042323 | 0 | 0 | 0 | 0 | -0.1687 | 0
1579 | SCE | SCE-13-TP-021 | Optimize chiller sequencing - retrocommissioning | Optimize chiller sequencing - retrocommissioning | 2.4706 | 4.3001 | 221757.0126 | 0 | 89759.9665 | 51569.6673 | 3.5183 | 8.9277 | 63029.5183 | 24839.219 | 131997.0461 | 170187.3453 | 229350.7167 | 0 | 280920.384 | 0.78939 | 301439.6649 | 0 | 0 | 256223.7151 | 0 | 0 | 334932.961 | 0 | 0 | 301439.6649 | 0 | 0 | 256223.7151 | 0 | 0 | 2411517.3189 | 0 | 2049789.7211 | 0 | 26.6231 | 0 | 31.3213 | 0 | 212.9847 | 0 | 250.5702 | 0 | 35.3167 | 0 | 41.5491 | 0 | 282.5336 | 0 | 332.3925 | 0 | 21.0897 | 17.9263 | 168.7179 | 143.4102 | 0.030714 | 26730.4482 | 26794.6369 | 53525.0851 | 1989.4989 | 3185.134 | 410.1219 | 17734.6798 | 0 | 0 | 3411.0137 | 0 | 0 | 0 | 0 | 0 | 26794.6369 | 0 | 73685.2514 | 0 | 37512.4916 | 1751894.8572 | 1489110.6286 | 0 | 0 | 0.14892 | 0 | 0.060278 | 0.042327 | 0.034631 | 0.016681 | 0.18865 | 0.088642 | 0.10659 | 0.11429 | 0.13224 | 0 | 0 | 0 | 0 | -0.039731 | 0
1580 | SCE | SCE-13-TP-021 | Chilled water reset | Chilled water reset | 1.3335 | 4.3001 | 13633.6751 | 0 | 10223.9069 | 3170.5157 | 1.5889 | 8.9277 | 8580.5124 | 1527.1212 | 3409.7682 | 10463.1594 | 14100.5379 | 0 | 17271.0536 | 0.78939 | 18532.584 | 0 | 0 | 15752.6964 | 0 | 0 | 20591.76 | 0 | 0 | 18532.584 | 0 | 0 | 15752.6964 | 0 | 0 | 148260.672 | 0 | 126021.5712 | 0 | 1.6368 | 0 | 1.9256 | 0 | 13.0943 | 0 | 15.4051 | 0 | 2.1713 | 0 | 2.5544 | 0 | 17.3702 | 0 | 20.4356 | 0 | 1.2966 | 1.1021 | 10.3728 | 8.8169 | 0.0018883 | 1643.3945 | 1647.3408 | 3290.7353 | 122.3149 | 195.8228 | 25.2144 | 1090.3324 | 0 | 0 | 209.71 | 0 | 0 | 0 | 0 | 0 | 1647.3408 | 0 | 10501.7976 | 0 | 7083.5654 | 107706.9224 | 91550.8841 | 0 | 0 | 0.14892 | 0 | 0.11167 | 0.093724 | 0.034631 | 0.016681 | 0.18865 | 0.037245 | 0.055195 | 0.11429 | 0.13224 | 0 | 0 | 0 | 0 | -0.039731 | 0
1581 | SCE | SCE-13-TP-021 | Adjust chiller water lockout retrocommissioning | Adjust chiller water lockout retrocommissioning | 0 | 0 | 0 | 0 | 3387.323 | 379.8325 | 0 | 0 | 3387.323 | 379.8325 | -3387.323 | -379.8325 | 0 | 0 | 379.8325 | 0 | 0 | 2.4584 | 0 | 0 | 2.0896 | 0 | 0 | 2.7316 | 0 | 0 | 2.4584 | 0 | 0 | 2.0896 | 0 | 0 | 0 | 0 | 0 | 0 | 0 | 0 | 0 | 0 | 0 | 0 | 0 | 0 | 0 | 0 | 0 | 0 | 0 | 0 | 0 | 0 | 0 | 0 | 0 | 0 | 0 | 409.734 | 409.734 | 0 | 0 | 0 | 0 | 0 | 0 | 0 | 0 | 0 | 0 | 0 | 0 | 409.734 | 0 | 4202.3958 | 0 | 3034.1294 | 0 | 0 | 0 | 0 | 0 | 0 | 0 | 0 | 0 | 0 | 0 | 0 | 0 | 0 | 0 | 0 | 0 | 0 | 0 | 0 | 0
1582 | SCE | SCE-13-TP-021 | Adjust chiller water lockout retrocommissioning | Adjust chiller water lockout retrocommissioning | 0.96706 | 4.3566 | 22924.6295 | 0 | 23705.366 | 5261.9983 | 1.0947 | 9.1747 | 20942.0458 | 2498.6781 | -780.7365 | 17662.6312 | 23071.3217 | 0 | 28333.32 | 0.8091 | 30323.0423 | 0 | 0 | 25774.586 | 0 | 0 | 33692.2692 | 0 | 0 | 30323.0423 | 0 | 0 | 25774.586 | 0 | 0 | 242584.3385 | 0 | 206196.6877 | 0 | 2.6096 | 0 | 3.0701 | 0 | 20.877 | 0 | 24.5611 | 0 | 3.5584 | 0 | 4.1863 | 0 | 28.4671 | 0 | 33.4907 | 0 | 2.1229 | 1.8045 | 16.9833 | 14.4358 | 0.0031752 | 2763.3202 | 2695.3815 | 5458.7017 | 205.6689 | 329.2704 | 42.3973 | 1833.3624 | 0 | 0 | 352.6212 | 0 | 0 | 0 | 0 | 0 | 2695.3815 | 0 | 25943.0473 | 0 | 18598.1326 | 176230.2313 | 149795.6966 | 0 | 0 | 0.15304 | 0 | 0.15825 | 0.1398 | 0.035128 | 0.016681 | 0.18915 | -0.005212 | 0.013235 | 0.11791 | 0.13636 | 0 | 0 | 0 | 0 | -0.036107 | 0
1583 | SCE | SCE-13-TP-021 | Optimize fan static pressure controls - retrocommissioning | Optimize fan static pressure controls - retrocommissioning | 0 | 0 | 0 | 0 | 15236.6767 | 1859.7181 | 0 | 0 | 15236.6767 | 1859.7181 | -15236.6767 | -1859.7181 | 0 | 0 | 1859.7181 | 0 | 0 | 12.0367 | 0 | 0 | 10.2312 | 0 | 0 | 13.3741 | 0 | 0 | 12.0367 | 0 | 0 | 10.2312 | 0 | 0 | 0 | 0 | 0 | 0 | 0 | 0 | 0 | 0 | 0 | 0 | 0 | 0 | 0 | 0 | 0 | 0 | 0 | 0 | 0 | 0 | 0 | 0 | 0 | 0 | 0 | 2006.1207 | 2006.1207 | 0 | 0 | 0 | 0 | 0 | 0 | 0 | 0 | 0 | 0 | 0 | 0 | 2006.1207 | 0 | 18864.6229 | 0 | 13486.8017 | 0 | 0 | 0 | 0 | 0 | 0 | 0 | 0 | 0 | 0 | 0 | 0 | 0 | 0 | 0 | 0 | 0 | 0 | 0 | 0 | 0
1584 | SCE | SCE-13-TP-021 | Optimize fan static pressure controls - retrocommissioning | Optimize fan static pressure controls - retrocommissioning | 2.0489 | 4.3001 | 59608.0276 | 0 | 29093.21 | 13861.8667 | 2.7208 | 8.9277 | 21908.0966 | 6676.7532 | 30514.8175 | 45746.1609 | 61649.2064 | 0 | 75511.0731 | 0.78939 | 81026.632 | 0 | 0 | 68872.6372 | 0 | 0 | 90029.5911 | 0 | 0 | 81026.632 | 0 | 0 | 68872.6372 | 0 | 0 | 648213.0559 | 0 | 550981.0975 | 0 | 7.1563 | 0 | 8.4191 | 0 | 57.25 | 0 | 67.353 | 0 | 9.4931 | 0 | 11.1683 | 0 | 75.9447 | 0 | 89.3467 | 0 | 5.6689 | 4.8186 | 45.3512 | 38.5485 | 0.008256 | 7185.1135 | 7202.3673 | 14387.4807 | 534.775 | 856.1603 | 110.2403 | 4767.0613 | 0 | 0 | 916.8765 | 0 | 0 | 0 | 0 | 0 | 7202.3673 | 0 | 26108.5814 | 0 | 15124.9713 | 470907.3039 | 400271.2083 | 0 | 0 | 0.14892 | 0 | 0.072684 | 0.054733 | 0.034631 | 0.016681 | 0.18865 | 0.076235 | 0.094186 | 0.11429 | 0.13224 | 0 | 0 | 0 | 0 | -0.039731 | 0
1585 | SCE | SCE-13-TP-021 | Optimize zone set-up and setback- retrocommissioning | Optimize zone set-up and setback- retrocommissioning | 0 | 0 | 0 | 0 | 78694.2533 | 7180.2942 | 0 | 0 | 78694.2533 | 7180.2942 | -78694.2533 | -7180.2942 | 0 | 0 | 7180.2942 | 0 | 0 | 46.4733 | 0 | 0 | 39.5023 | 0 | 0 | 51.637 | 0 | 0 | 46.4733 | 0 | 0 | 39.5023 | 0 | 0 | 0 | 0 | 0 | 0 | 0 | 0 | 0 | 0 | 0 | 0 | 0 | 0 | 0 | 0 | 0 | 0 | 0 | 0 | 0 | 0 | 0 | 0 | 0 | 0 | 0 | 7745.5485 | 7745.5485 | 0 | 0 | 0 | 0 | 0 | 0 | 0 | 0 | 0 | 0 | 0 | 0 | 7745.5485 | 0 | 98047.2839 | 0 | 72241.3883 | 0 | 0 | 0 | 0 | 0 | 0 | 0 | 0 | 0 | 0 | 0 | 0 | 0 | 0 | 0 | 0 | 0 | 0 | 0 | 0 | 0
1586 | SCE | SCE-13-TP-021 | Optimize zone set-up and setback- retrocommissioning | Optimize zone set-up and setback- retrocommissioning | 1.2729 | 4.3001 | 622803.2528 | 0 | 489277.0499 | 144833.1042 | 1.5036 | 8.9277 | 414204.7448 | 69760.7991 | 133526.2029 | 477970.1485 | 644130.1255 | 0 | 788963.2298 | 0.78939 | 846591.5083 | 0 | 0 | 719602.7821 | 0 | 0 | 940657.2314 | 0 | 0 | 846591.5083 | 0 | 0 | 719602.7821 | 0 | 0 | 6772732.0664 | 0 | 5756822.2564 | 0 | 74.7708 | 0 | 87.9656 | 0 | 598.1661 | 0 | 703.7249 | 0 | 99.1867 | 0 | 116.6903 | 0 | 793.4939 | 0 | 933.5223 | 0 | 59.2304 | 50.3458 | 473.8432 | 402.7667 | 0.086261 | 75072.3051 | 75252.5785 | 150324.8836 | 5587.4959 | 8945.4298 | 1151.8249 | 49807.7429 | 0 | 0 | 9579.8116 | 0 | 0 | 0 | 0 | 0 | 75252.5785 | 0 | 507954.905 | 0 | 346161.8612 | 4920186.3005 | 4182158.3554 | 0 | 0 | 0.14892 | 0 | 0.11699 | 0.099041 | 0.034631 | 0.016681 | 0.18865 | 0.031928 | 0.049878 | 0.11429 | 0.13224 | 0 | 0 | 0 | 0 | -0.039731 | 0
1587 | SCE | SCE-13-TP-021 | Adjust supply air temperature reset retrocommissioning | Adjust supply air temperature reset retrocommissioning | 0 | 0 | 0 | 0 | 401357.0957 | 35089.2139 | 0 | 0 | 401357.0957 | 35089.2139 | -401357.0957 | -35089.2139 | 0 | 0 | 35089.2139 | 0 | 0 | 227.1093 | 0 | 0 | 193.0429 | 0 | 0 | 252.3436 | 0 | 0 | 227.1093 | 0 | 0 | 193.0429 | 0 | 0 | 0 | 0 | 0 | 0 | 0 | 0 | 0 | 0 | 0 | 0 | 0 | 0 | 0 | 0 | 0 | 0 | 0 | 0 | 0 | 0 | 0 | 0 | 0 | 0 | 0 | 37851.5421 | 37851.5421 | 0 | 0 | 0 | 0 | 0 | 0 | 0 | 0 | 0 | 0 | 0 | 0 | 37851.5421 | 0 | 500450.3787 | 0 | 370079.0693 | 0 | 0 | 0 | 0 | 0 | 0 | 0 | 0 | 0 | 0 | 0 | 0 | 0 | 0 | 0 | 0 | 0 | 0 | 0 | 0 | 0
1588 | SCE | SCE-13-TP-021 | Adjust supply air temperature reset retrocommissioning | Adjust supply air temperature reset retrocommissioning | 1.1353 | 4.3001 | 948137.5909 | 0 | 835132.7192 | 220489.7131 | 1.3153 | 8.9277 | 720844.8214 | 106201.8153 | 113004.8717 | 727647.8778 | 980605.0028 | 0 | 1201094.7159 | 0.78939 | 1288826.3341 | 0 | 0 | 1095502.384 | 0 | 0 | 1432029.2601 | 0 | 0 | 1288826.3341 | 0 | 0 | 1095502.384 | 0 | 0 | 10310610.6727 | 0 | 8764019.0718 | 0 | 113.8288 | 0 | 133.9163 | 0 | 910.6308 | 0 | 1071.3303 | 0 | 150.999 | 0 | 177.6459 | 0 | 1207.9921 | 0 | 1421.1672 | 0 | 90.1706 | 76.645 | 721.3651 | 613.1603 | 0.13132 | 114287.8978 | 114562.3408 | 228850.2386 | 8506.2416 | 13618.2627 | 1753.5047 | 75825.8618 | 0 | 0 | 14584.0271 | 0 | 0 | 0 | 0 | 0 | 114562.3408 | 0 | 887858.1413 | 0 | 618636.6404 | 7490348.7817 | 6366796.4644 | 0 | 0 | 0.14892 | 0 | 0.13117 | 0.11322 | 0.034631 | 0.016681 | 0.18865 | 0.017749 | 0.0357 | 0.11429 | 0.13224 | 0 | 0 | 0 | 0 | -0.039731 | 0
1589 | SCE | SCE-13-TP-021 | Condenser water pump motor - VFD | Condenser water pump motor - VFD | 0.32253 | 3.3154 | 2012.371 | 0 | 6239.2523 | 606.9714 | 0.33558 | 5.5224 | 5996.6824 | 364.4015 | -4226.8813 | 1405.3996 | 3364.6689 | 0 | 3971.6403 | 0.50669 | 4422.2433 | 0 | 0 | 3758.9068 | 0 | 0 | 4913.6037 | 0 | 0 | 4422.2433 | 0 | 0 | 3758.9068 | 0 | 0 | 35377.9464 | 0 | 30071.2545 | 0 | 0.39023 | 0 | 0.45909 | 0 | 3.1218 | 0 | 3.6727 | 0 | 0.48927 | 0 | 0.57561 | 0 | 3.9142 | 0 | 4.6049 | 0 | 0.30232 | 0.25697 | 2.4185 | 2.0558 | 0.00027872 | 242.5699 | 393.0883 | 635.6582 | 18.054 | 28.904 | 3.7217 | 160.9363 | 0 | 0 | 30.9538 | 0 | 0 | 0 | 0 | 0 | 393.0883 | 0 | 7517.8136 | 0 | 5699.7803 | 25701.0148 | 21845.8626 | 0 | 0 | 0.092117 | 0 | 0.2856 | 0.2745 | 0.027784 | 0.016681 | 0.1818 | -0.19349 | -0.18238 | 0.064333 | 0.075436 | 0 | 0 | 0 | 0 | -0.089686 | 0
1590 | SCE | SCE-13-TP-021 | Ventilation fan - VFD | Ventilation fan - VFD | 1.4379 | 3.3154 | 37136.9683 | 0 | 25827.6665 | 11201.2538 | 1.7393 | 5.5224 | 21351.2001 | 6724.7874 | 11309.3018 | 25935.7145 | 62092.7259 | 0 | 73293.9797 | 0.50669 | 81609.5574 | 0 | 0 | 69368.1238 | 0 | 0 | 90677.286 | 0 | 0 | 81609.5574 | 0 | 0 | 69368.1238 | 0 | 0 | 652876.4592 | 0 | 554944.9903 | 0 | 7.2014 | 0 | 8.4722 | 0 | 57.6109 | 0 | 67.7775 | 0 | 9.0292 | 0 | 10.6226 | 0 | 72.2334 | 0 | 84.9804 | 0 | 5.5791 | 4.7422 | 44.6325 | 37.9377 | 0.0051436 | 4476.4664 | 7254.1829 | 11730.6492 | 333.1753 | 533.4046 | 68.6819 | 2969.9726 | 0 | 0 | 571.232 | 0 | 0 | 0 | 0 | 0 | 7254.1829 | 0 | 25389.6401 | 0 | 14508.3658 | 474295.1263 | 403150.8573 | 0 | 0 | 0.092117 | 0 | 0.064065 | 0.052961 | 0.027784 | 0.016681 | 0.1818 | 0.028052 | 0.039156 | 0.064333 | 0.075436 | 0 | 0 | 0 | 0 | -0.089686 | 0
1591 | SCE | SCE-13-TP-021 | Revise supply fan schedule retrocommissioning | Revise supply fan schedule retrocommissioning | 0 | 0 | 0 | 0 | 20975.9934 | 3923.9614 | 0 | 0 | 20975.9934 | 3923.9614 | -20975.9934 | -3923.9614 | 0 | 0 | 3923.9614 | 0 | 0 | 25.3972 | 0 | 0 | 21.5876 | 0 | 0 | 28.2191 | 0 | 0 | 25.3972 | 0 | 0 | 21.5876 | 0 | 0 | 0 | 0 | 0 | 0 | 0 | 0 | 0 | 0 | 0 | 0 | 0 | 0 | 0 | 0 | 0 | 0 | 0 | 0 | 0 | 0 | 0 | 0 | 0 | 0 | 0 | 4232.8674 | 4232.8674 | 0 | 0 | 0 | 0 | 0 | 0 | 0 | 0 | 0 | 0 | 0 | 0 | 4232.8674 | 0 | 25624.3683 | 0 | 17113.2007 | 0 | 0 | 0 | 0 | 0 | 0 | 0 | 0 | 0 | 0 | 0 | 0 | 0 | 0 | 0 | 0 | 0 | 0 | 0 | 0 | 0
1592 | SCE | SCE-13-TP-021 | Revise supply fan schedule retrocommissioning | Revise supply fan schedule retrocommissioning | 1.5557 | 4.3001 | 4136252.3923 | 0 | 2658743.8548 | 961886.874 | 1.9148 | 8.9277 | 2160162.6412 | 463305.6603 | 1477508.5375 | 3174365.5183 | 4277891.5502 | 0 | 5239778.4242 | 0.78939 | 5622507.8077 | 0 | 0 | 4779131.6366 | 0 | 0 | 6247230.8975 | 0 | 0 | 5622507.8077 | 0 | 0 | 4779131.6366 | 0 | 0 | 44980062.4619 | 0 | 38233053.0926 | 0 | 496.5786 | 0 | 584.2101 | 0 | 3972.6287 | 0 | 4673.6808 | 0 | 658.7335 | 0 | 774.9806 | 0 | 5269.8683 | 0 | 6199.8451 | 0 | 393.3696 | 334.3642 | 3146.9569 | 2674.9134 | 0.57289 | 498581.2137 | 499778.4718 | 998359.6855 | 37108.4981 | 59409.7018 | 7649.6683 | 330790.4943 | 0 | 0 | 63622.8512 | 0 | 0 | 0 | 0 | 0 | 499778.4718 | 0 | 2623836.9769 | 0 | 1699246.8041 | 32676663.561 | 27775164.0268 | 0 | 0 | 0.14892 | 0 | 0.095724 | 0.077773 | 0.034631 | 0.016681 | 0.18865 | 0.053195 | 0.071146 | 0.11429 | 0.13224 | 0 | 0 | 0 | 0 | -0.039731 | 0
1593 | SCE | SCE-13-TP-021 | Adjust condenser water reset retrocommissioning | Adjust condenser water reset retrocommissioning | 0 | 0 | 0 | 0 | 34000.1661 | 6138.6768 | 0 | 0 | 34000.1661 | 6138.6768 | -34000.1661 | -6138.6768 | 0 | 0 | 6138.6768 | 0 | 0 | 39.7316 | 0 | 0 | 33.7719 | 0 | 0 | 44.1462 | 0 | 0 | 39.7316 | 0 | 0 | 33.7719 | 0 | 0 | 0 | 0 | 0 | 0 | 0 | 0 | 0 | 0 | 0 | 0 | 0 | 0 | 0 | 0 | 0 | 0 | 0 | 0 | 0 | 0 | 0 | 0 | 0 | 0 | 0 | 6621.9318 | 6621.9318 | 0 | 0 | 0 | 0 | 0 | 0 | 0 | 0 | 0 | 0 | 0 | 0 | 6621.9318 | 0 | 41591.0292 | 0 | 27975.278 | 0 | 0 | 0 | 0 | 0 | 0 | 0 | 0 | 0 | 0 | 0 | 0 | 0 | 0 | 0 | 0 | 0 | 0 | 0 | 0 | 0
1594 | SCE | SCE-13-TP-021 | Adjust condenser water reset retrocommissioning | Adjust condenser water reset retrocommissioning | 2.8964 | 4.3001 | 670907.9504 | 0 | 231638.6025 | 156019.8677 | 4.4499 | 8.9277 | 150767.7879 | 75149.0532 | 439269.3479 | 514888.0827 | 693882.0894 | 0 | 849901.9571 | 0.78939 | 911981.386 | 0 | 0 | 775184.1781 | 0 | 0 | 1013312.6511 | 0 | 0 | 911981.386 | 0 | 0 | 775184.1781 | 0 | 0 | 7295851.088 | 0 | 6201473.4248 | 0 | 80.546 | 0 | 94.76 | 0 | 644.3679 | 0 | 758.0799 | 0 | 106.8478 | 0 | 125.7033 | 0 | 854.7826 | 0 | 1005.6266 | 0 | 63.8053 | 54.2345 | 510.4424 | 433.876 | 0.092924 | 80870.8146 | 81065.0121 | 161935.8266 | 6019.0685 | 9636.3658 | 1240.7907 | 53654.843 | 0 | 0 | 10319.7466 | 0 | 0 | 0 | 0 | 0 | 81065.0121 | 0 | 172263.1507 | 0 | 72958.5109 | 5300216.5481 | 4505184.0659 | 0 | 0 | 0.14892 | 0 | 0.051416 | 0.033465 | 0.034631 | 0.016681 | 0.18865 | 0.097503 | 0.11545 | 0.11429 | 0.13224 | 0 | 0 | 0 | 0 | -0.039731 | 0
1595 | SCE | SCE-13-TP-021 | Optimize HVAC chiller plant schedule - retrocommissioning | Optimize HVAC chiller plant schedule - retrocommissioning | 0 | 0 | 0 | 0 | 4238.5455 | 496.704 | 0 | 0 | 4238.5455 | 496.704 | -4238.5455 | -496.704 | 0 | 0 | 496.704 | 0 | 0 | 3.2148 | 0 | 0 | 2.7326 | 0 | 0 | 3.572 | 0 | 0 | 3.2148 | 0 | 0 | 2.7326 | 0 | 0 | 0 | 0 | 0 | 0 | 0 | 0 | 0 | 0 | 0 | 0 | 0 | 0 | 0 | 0 | 0 | 0 | 0 | 0 | 0 | 0 | 0 | 0 | 0 | 0 | 0 | 535.806 | 535.806 | 0 | 0 | 0 | 0 | 0 | 0 | 0 | 0 | 0 | 0 | 0 | 0 | 535.806 | 0 | 5253.0063 | 0 | 3773.7602 | 0 | 0 | 0 | 0 | 0 | 0 | 0 | 0 | 0 | 0 | 0 | 0 | 0 | 0 | 0 | 0 | 0 | 0 | 0 | 0 | 0
1596 | SCE | SCE-13-TP-021 | Optimize HVAC chiller plant schedule - retrocommissioning | Optimize HVAC chiller plant schedule - retrocommissioning | 2.8964 | 4.3001 | 40940.0622 | 0 | 14135.0222 | 9520.6251 | 4.4499 | 8.9277 | 9200.1334 | 4585.7363 | 26805.04 | 31419.4371 | 42341.9873 | 0 | 51862.6124 | 0.78939 | 55650.8157 | 0 | 0 | 47303.1933 | 0 | 0 | 61834.2397 | 0 | 0 | 55650.8157 | 0 | 0 | 47303.1933 | 0 | 0 | 445206.5256 | 0 | 378425.5468 | 0 | 4.9151 | 0 | 5.7824 | 0 | 39.3205 | 0 | 46.2595 | 0 | 6.5201 | 0 | 7.6707 | 0 | 52.1604 | 0 | 61.3652 | 0 | 3.8935 | 3.3095 | 31.1482 | 26.4759 | 0.0056704 | 4934.8889 | 4946.7392 | 9881.628 | 367.2949 | 588.0291 | 75.7154 | 3274.1192 | 0 | 0 | 629.7303 | 0 | 0 | 0 | 0 | 0 | 4946.7392 | 0 | 10511.8207 | 0 | 4452.0653 | 323429.1608 | 274914.7867 | 0 | 0 | 0.14892 | 0 | 0.051416 | 0.033465 | 0.034631 | 0.016681 | 0.18865 | 0.097503 | 0.11545 | 0.11429 | 0.13224 | 0 | 0 | 0 | 0 | -0.039731 | 0
1597 | SCE | SCE-13-TP-021 | Optimize outdoor air intake - retrocommissioning | Optimize outdoor air intake - retrocommissioning | 0 | 0 | 0 | 0 | 112297.3569 | 1358.6315 | 0 | 0 | 112297.3569 | 1358.6315 | -112297.3569 | -1358.6315 | 0 | 0 | 1358.6315 | 0 | 0 | 8.7935 | 0 | 0 | 7.4745 | 0 | 0 | 9.7706 | 0 | 0 | 8.7935 | 0 | 0 | 7.4745 | 0 | 0 | 0 | 0 | 0 | 0 | 0 | 0 | 0 | 0 | 0 | 0 | 0 | 0 | 0 | 0 | 0 | 0 | 0 | 0 | 0 | 0 | 0 | 0 | 0 | 0 | 0 | 1465.587 | 1465.587 | 0 | 0 | 0 | 0 | 0 | 0 | 0 | 0 | 0 | 0 | 0 | 0 | 1465.587 | 0 | 142170.1463 | 0 | 112563.6474 | 0 | 0 | 0 | 0 | 0 | 0 | 0 | 0 | 0 | 0 | 0 | 0 | 0 | 0 | 0 | 0 | 0 | 0 | 0 | 0 | 0
1598 | SCE | SCE-13-TP-021 | Optimize outdoor air intake - retrocommissioning | Optimize outdoor air intake - retrocommissioning | 1.5002 | 4.3001 | 443859.5972 | 0 | 295873.6379 | 103219.6974 | 1.8313 | 8.9277 | 242371.0864 | 49717.1459 | 147985.9593 | 340639.8998 | 459058.8388 | 0 | 562278.5363 | 0.78939 | 603349.074 | 0 | 0 | 512846.7129 | 0 | 0 | 670387.86 | 0 | 0 | 603349.074 | 0 | 0 | 512846.7129 | 0 | 0 | 4826792.592 | 0 | 4102773.7032 | 0 | 53.2877 | 0 | 62.6914 | 0 | 426.3012 | 0 | 501.5308 | 0 | 70.6884 | 0 | 83.1629 | 0 | 565.5075 | 0 | 665.3029 | 0 | 42.2123 | 35.8805 | 337.6987 | 287.0439 | 0.061477 | 53502.5515 | 53631.0288 | 107133.5803 | 3982.0982 | 6375.2314 | 820.8829 | 35496.9962 | 0 | 0 | 6827.3428 | 0 | 0 | 0 | 0 | 0 | 53631.0288 | 0 | 294970.6584 | 0 | 193071.7037 | 3506519.7551 | 2980541.7918 | 0 | 0 | 0.14892 | 0 | 0.099268 | 0.081318 | 0.034631 | 0.016681 | 0.18865 | 0.049651 | 0.067601 | 0.11429 | 0.13224 | 0 | 0 | 0 | 0 | -0.039731 | 0
1774 | SCE | SCE-13-TP-022 | 25-50 HP Turbine Well Pump System Overhaul Maintenance | 25-50 HP Turbine Well Pump System Overhaul Maintenance | 0.44256 | 1.5408 | 10748.8417 | 0 | 24287.7619 | 6976.1675 | 0.49547 | 2.4526 | 21694.2765 | 4382.6821 | -13538.9201 | 3772.6742 | 18057.0131 | 0 | 25033.1806 | 0.42938 | 35415.2007 | 4.2123 | 0 | 23019.8805 | 2.738 | 0 | 35415.2007 | 4.2123 | 0 | 35415.2007 | 4.2123 | 0 | 23019.8805 | 2.738 | 0 | 240823.3648 | 0 | 156535.1871 | 0 | 2.2781 | 0 | 3.5048 | 0 | 15.4914 | 0 | 23.8329 | 0 | 2.7209 | 0 | 4.1861 | 0 | 18.5024 | 0 | 28.4652 | 0 | 2.3327 | 1.5163 | 15.8624 | 10.3105 | 0.0044985 | 2593.4854 | 4727.7 | 7321.1854 | 216.9573 | 175.4941 | 205.4884 | 1995.5455 | 0 | 0 | 0 | 0 | 0 | 0 | 0 | 0 | 4727.7 | 0 | 33093.9 | 0 | 17019.72 | 182132.364 | 118386.0366 | 0 | 0 | 0.090795 | 0 | 0.20516 | 0.18325 | 0.058927 | 0.03702 | 0.21145 | -0.11436 | -0.092455 | 0.031868 | 0.053775 | 0 | 0 | 0 | 0 | -0.12066 | 0
1775 | SCE | SCE-13-TP-022 | < 25 HP Turbine Booster Pump System Overhaul Maintenance | < 25 HP Turbine Booster Pump System Overhaul Maintenance | 0.69718 | 1.455 | 6005.0456 | 0 | 8613.368 | 4127.2059 | 0.83817 | 2.2421 | 7164.4678 | 2678.3057 | -2608.3224 | 1877.8397 | 9851.5875 | 0 | 13978.7934 | 0.42958 | 15060.5611 | 2.3358 | 0 | 9789.3647 | 1.5182 | 0 | 15060.5611 | 2.3358 | 0 | 15060.5611 | 2.3358 | 0 | 9789.3647 | 1.5182 | 0 | 140063.2184 | 0 | 91041.092 | 0 | 0.9688 | 0 | 1.4905 | 0 | 9.0098 | 0 | 13.8613 | 0 | 1.1571 | 0 | 1.7802 | 0 | 10.761 | 0 | 16.5554 | 0 | 0.992 | 0.6448 | 9.2256 | 5.9966 | 0.0025132 | 1448.9001 | 2889.15 | 4338.0501 | 121.2073 | 98.0431 | 114.8 | 1114.8496 | 0 | 0 | 0 | 0 | 0 | 0 | 0 | 0 | 2889.15 | 0 | 10112.025 | 0 | 4333.725 | 97483.025 | 63363.9662 | 0 | 0 | 0.094771 | 0 | 0.13593 | 0.11307 | 0.065135 | 0.042269 | 0.22061 | -0.041164 | -0.018298 | 0.029636 | 0.052502 | 0 | 0 | 0 | 0 | -0.12584 | 0
1776 | SCE | SCE-13-TP-022 | < 25 HP Turbine Well Pump System Overhaul Maintenance | < 25 HP Turbine Well Pump System Overhaul Maintenance | 0.62444 | 1.9378 | 3544.4384 | 0 | 5676.154 | 1829.1331 | 0.73522 | 3.6393 | 4820.9503 | 973.9294 | -2131.7157 | 1715.3053 | 5954.1353 | 0 | 7783.2683 | 0.45539 | 11677.8392 | 1.5976 | 0 | 7590.5955 | 1.0384 | 0 | 11677.8392 | 1.5976 | 0 | 11677.8392 | 1.5976 | 0 | 7590.5955 | 1.0384 | 0 | 79409.3068 | 0 | 51616.0494 | 0 | 0.7512 | 0 | 1.1557 | 0 | 5.1081 | 0 | 7.8587 | 0 | 0.8972 | 0 | 1.3803 | 0 | 6.101 | 0 | 9.3861 | 0 | 0.76919 | 0.49997 | 5.2305 | 3.3998 | 0.0014834 | 855.2037 | 1050.6 | 1905.8037 | 71.5418 | 57.8693 | 67.76 | 658.0326 | 0 | 0 | 0 | 0 | 0 | 0 | 0 | 0 | 1050.6 | 0 | 7354.2 | 0 | 3782.16 | 60056.4849 | 39036.7152 | 0 | 0 | 0.090798 | 0 | 0.14541 | 0.1235 | 0.046857 | 0.024949 | 0.19938 | -0.054608 | -0.0327 | 0.043941 | 0.065848 | 0 | 0 | 0 | 0 | -0.10859 | 0
1777 | SCE | SCE-13-TP-022 | 25-50 HP Centrifugal Booster Pump System Overhaul Maintenance | 25-50 HP Centrifugal Booster Pump System Overhaul Maintenance | 0.90117 | 1.7671 | 30001.313 | 0 | 33291.3407 | 16978.024 | 1.1516 | 3.0804 | 26052.6104 | 9739.2936 | -3290.0277 | 13023.289 | 47434.0961 | 0 | 64412.1201 | 0.46577 | 57728.3688 | 15.5321 | 0 | 37523.4397 | 10.0958 | 0 | 57728.3688 | 15.5321 | 0 | 57728.3688 | 15.5321 | 0 | 37523.4397 | 10.0958 | 0 | 733150.2838 | 0 | 476547.6844 | 0 | 3.7135 | 0 | 5.713 | 0 | 47.1612 | 0 | 72.5557 | 0 | 4.4353 | 0 | 6.8235 | 0 | 56.3277 | 0 | 86.658 | 0 | 3.8024 | 2.4716 | 48.2906 | 31.3889 | 0.012556 | 7238.7304 | 10506 | 17744.7304 | 605.554 | 489.8252 | 573.543 | 5569.8081 | 0 | 0 | 0 | 0 | 0 | 0 | 0 | 0 | 10506 | 0 | 36771 | 0 | 15759 | 457770.6845 | 297550.9449 | 0 | 0 | 0.10083 | 0 | 0.11188 | 0.087557 | 0.057059 | 0.032732 | 0.21647 | -0.011057 | 0.013271 | 0.043768 | 0.068096 | 0 | 0 | 0 | 0 | -0.11565 | 0
1778 | SCE | SCE-13-TP-022 | 25-50 HP Turbine Booster Pump System Overhaul Maintenance | 25-50 HP Turbine Booster Pump System Overhaul Maintenance | 0.37244 | 0.86595 | 9062.0241 | 0 | 24331.2081 | 10464.8888 | 0.40922 | 1.0947 | 22144.7188 | 8278.3996 | -15269.184 | -1402.8647 | 14866.5151 | 0 | 25331.4039 | 0.35774 | 22727.1045 | 3.7244 | 0 | 14772.6179 | 2.4209 | 0 | 22727.1045 | 3.7244 | 0 | 22727.1045 | 3.7244 | 0 | 14772.6179 | 2.4209 | 0 | 211362.0719 | 0 | 137385.3467 | 0 | 1.462 | 0 | 2.2492 | 0 | 13.5962 | 0 | 20.9173 | 0 | 1.7461 | 0 | 2.6863 | 0 | 16.2389 | 0 | 24.9829 | 0 | 1.497 | 0.97303 | 13.9218 | 9.0492 | 0.0037926 | 2186.4893 | 8930.1 | 11116.5893 | 182.9102 | 147.9538 | 173.2411 | 1682.3842 | 0 | 0 | 0 | 0 | 0 | 0 | 0 | 0 | 8930.1 | 0 | 31255.35 | 0 | 13395.15 | 147106.5306 | 95619.2449 | 0 | 0 | 0.094772 | 0 | 0.25446 | 0.23159 | 0.10944 | 0.086577 | 0.26492 | -0.15969 | -0.13682 | -0.014671 | 0.0081953 | 0 | 0 | 0 | 0 | -0.17015 | 0
1779 | SCE | SCE-13-TP-022 | < 25 HP Centrifugal Booster Pump System Overhaul Maintenance | < 25 HP Centrifugal Booster Pump System Overhaul Maintenance | 1.1792 | 2.1363 | 32202.8289 | 0 | 27309.3709 | 15074.3833 | 1.6481 | 4.4086 | 19539.4578 | 7304.4702 | 4893.458 | 17128.4456 | 50921.2118 | 0 | 65995.5951 | 0.48795 | 61972.2675 | 11.6491 | 0 | 40281.9739 | 7.5719 | 0 | 61972.2675 | 11.6491 | 0 | 61972.2675 | 11.6491 | 0 | 40281.9739 | 7.5719 | 0 | 787047.7972 | 0 | 511581.0682 | 0 | 3.9865 | 0 | 6.133 | 0 | 50.6283 | 0 | 77.8896 | 0 | 4.7613 | 0 | 7.3251 | 0 | 60.4687 | 0 | 93.0287 | 0 | 4.0819 | 2.6533 | 51.8407 | 33.6964 | 0.013477 | 7769.9132 | 7879.5 | 15649.4132 | 649.99 | 525.7689 | 615.6299 | 5978.5243 | 0 | 0 | 0 | 0 | 0 | 0 | 0 | 0 | 7879.5 | 0 | 27578.25 | 0 | 11819.25 | 491423.6778 | 319425.3906 | 0 | 0 | 0.10081 | 0 | 0.085495 | 0.061171 | 0.047192 | 0.022868 | 0.20661 | 0.01532 | 0.039644 | 0.053623 | 0.077947 | 0 | 0 | 0 | 0 | -0.10579 | 0
1780 | SCE | SCE-13-TP-022 | < 25 HP Submersible Well Pump System Overhaul Maintenance | < 25 HP Submersible Well Pump System Overhaul Maintenance | 0.63299 | 1.9543 | 10805.0368 | 0 | 17069.8952 | 5528.8323 | 0.74709 | 3.6981 | 14462.851 | 2921.7881 | -6264.8584 | 5276.2046 | 18547.9581 | 0 | 24076.7904 | 0.44877 | 37771.8016 | 6.6347 | 0 | 24551.671 | 4.3126 | 0 | 37771.8016 | 6.6347 | 0 | 37771.8016 | 6.6347 | 0 | 24551.671 | 4.3126 | 0 | 245516.7101 | 0 | 159585.8616 | 0 | 2.4297 | 0 | 3.7381 | 0 | 15.7933 | 0 | 24.2974 | 0 | 2.902 | 0 | 4.4646 | 0 | 18.863 | 0 | 29.02 | 0 | 2.4879 | 1.6172 | 16.1715 | 10.5115 | 0.004522 | 2607.0442 | 3151.8 | 5758.8442 | 218.0916 | 176.4116 | 206.5627 | 2005.9783 | 0 | 0 | 0 | 0 | 0 | 0 | 0 | 0 | 3151.8 | 0 | 22062.6 | 0 | 11346.48 | 187577.4057 | 121925.3137 | 0 | 0 | 0.08862 | 0 | 0.14 | 0.11862 | 0.045346 | 0.023964 | 0.19747 | -0.051383 | -0.03 | 0.043274 | 0.064656 | 0 | 0 | 0 | 0 | -0.10885 | 0
1781 | SCE | SCE-13-TP-022 | Optimize Fluid Flow System | Optimize Fluid Flow System | 0.0080089 | 0.0066236 | 90.6185 | 0 | 11314.7063 | 13681.2237 | 0.0080244 | 0.0066342 | 11292.8418 | 13659.3593 | -11224.0878 | -13590.6052 | 0 | 0 | 13681.2237 | 0.0066236 | 0 | 88.408 | 0 | 0 | 66.306 | 0 | 0 | 98.2311 | 0 | 0 | 88.408 | 0 | 0 | 66.306 | 0 | 0 | 0 | 0 | 0 | 0 | 0 | 0 | 0 | 0 | 0 | 0 | 0 | 0 | 0 | 0 | 0 | 0 | 0 | 0 | 0 | 0 | 0 | 0 | 0 | 3.7925e-05 | 21.8645 | 14734.665 | 14756.5295 | 1.8291 | 1.4795 | 1.7324 | 16.8235 | 0 | 0 | 0 | 0 | 0 | 0 | 0 | 0 | 14734.665 | 0 | 10348.5982 | 0 | -3070.2467 | 0 | 0 | 0 | 0 | 0 | 0 | 0 | 0 | 0 | 0 | 0 | 0 | 0 | 0 | 0 | 0 | 0 | 0 | 0 | 0 | 0
1782 | SCE | SCE-13-TP-022 | Optimize Fluid Flow System | Optimize Fluid Flow System | 1.603 | 2.7569 | 792805.8983 | 0 | 494566.6625 | 287567.327 | 2.6141 | 8.2345 | 303278.0963 | 96278.7607 | 298239.2358 | 505238.5713 | 1238996.9697 | 0 | 1526564.2966 | 0.51934 | 1168403.778 | 0 | 0 | 876302.8335 | 0 | 0 | 1298226.42 | 0 | 0 | 1168403.778 | 0 | 0 | 876302.8335 | 0 | 0 | 17526056.67 | 0 | 13144542.5025 | 0 | 86.7227 | 0 | 115.6303 | 0 | 1300.8404 | 0 | 1734.4539 | 0 | 103.5786 | 0 | 138.1048 | 0 | 1553.679 | 0 | 2071.572 | 0 | 76.9596 | 57.7197 | 1154.3933 | 865.795 | 0.3318 | 191288.5662 | 103858.1136 | 295146.6798 | 16002.1936 | 12943.9776 | 15156.2787 | 147186.1164 | 0 | 0 | 0 | 0 | 0 | 0 | 0 | 0 | 103858.1136 | 0 | 394660.8317 | 0 | 203561.9027 | 10197196.1067 | 7647897.0801 | 0 | 0 | 0.10366 | 0 | 0.064667 | 0.039655 | 0.037601 | 0.012589 | 0.19961 | 0.038996 | 0.064008 | 0.066062 | 0.091074 | 0 | 0 | 0 | 0 | -0.095943 | 0
1783 | SCE | SCE-13-TP-022 | Install, repair or optimize process motor VFD retrocommissioning | Install, repair or optimize process motor VFD retrocommissioning | 0.0014315 | 0.0028545 | 0.20865 | 0 | 145.7584 | 73.095 | 0.001432 | 0.0028564 | 145.708 | 73.0447 | -145.5497 | -72.8864 | 0 | 0 | 73.095 | 0.0028545 | 0 | 0.47277 | 0 | 0 | 0.35458 | 0 | 0 | 0.5253 | 0 | 0 | 0.47277 | 0 | 0 | 0.35458 | 0 | 0 | 0 | 0 | 0 | 0 | 0 | 0 | 0 | 0 | 0 | 0 | 0 | 0 | 0 | 0 | 0 | 0 | 0 | 0 | 0 | 0 | 0 | 0 | 0 | 8.7322e-08 | 0.050343 | 78.795 | 78.8453 | 0.0042114 | 0.0034065 | 0.0039888 | 0.038736 | 0 | 0 | 0 | 0 | 0 | 0 | 0 | 0 | 78.795 | 0 | 178.0535 | 0 | 69.4809 | 0 | 0 | 0 | 0 | 0 | 0 | 0 | 0 | 0 | 0 | 0 | 0 | 0 | 0 | 0 | 0 | 0 | 0 | 0 | 0 | 0
1784 | SCE | SCE-13-TP-022 | Install, repair or optimize process motor VFD retrocommissioning | Install, repair or optimize process motor VFD retrocommissioning | 0.39214 | 1.7788 | 1226.1344 | 0 | 3126.8087 | 689.3097 | 0.43312 | 3.1162 | 2830.9665 | 393.4675 | -1900.6743 | 536.8247 | 2168.0987 | 0 | 2857.4084 | 0.42911 | 4774.977 | 0 | 0 | 3581.2328 | 0 | 0 | 5305.53 | 0 | 0 | 4774.977 | 0 | 0 | 3581.2328 | 0 | 0 | 23874.885 | 0 | 17906.1637 | 0 | 0.35441 | 0 | 0.47255 | 0 | 1.7721 | 0 | 2.3628 | 0 | 0.4233 | 0 | 0.5644 | 0 | 2.1165 | 0 | 2.822 | 0 | 0.31451 | 0.23589 | 1.5726 | 1.1794 | 0.00051315 | 295.8423 | 424.4424 | 720.2847 | 24.7486 | 20.0188 | 23.4403 | 227.6345 | 0 | 0 | 0 | 0 | 0 | 0 | 0 | 0 | 424.4424 | 0 | 3901.9945 | 0 | 2434.2865 | 19202.6321 | 14401.974 | 0 | 0 | 0.085137 | 0 | 0.21711 | 0.19657 | 0.047862 | 0.02732 | 0.1984 | -0.13197 | -0.11143 | 0.037274 | 0.057816 | 0 | 0 | 0 | 0 | -0.11327 | 0
1785 | SCE | SCE-13-TP-022 | Wastewater - Retrocommissioning | Wastewater - Retrocommissioning | 0.0022754 | 0.003639 | 0.79813 | 0 | 350.7682 | 219.3267 | 0.0022766 | 0.0036422 | 350.5756 | 219.1341 | -349.97 | -218.5286 | 0 | 0 | 219.3267 | 0.003639 | 0 | 1.4183 | 0 | 0 | 0.9219 | 0 | 0 | 1.5759 | 0 | 0 | 1.4183 | 0 | 0 | 0.9219 | 0 | 0 | 0 | 0 | 0 | 0 | 0 | 0 | 0 | 0 | 0 | 0 | 0 | 0 | 0 | 0 | 0 | 0 | 0 | 0 | 0 | 0 | 0 | 0 | 0 | 3.3402e-07 | 0.19257 | 236.385 | 236.5776 | 0.01611 | 0.013031 | 0.015258 | 0.14817 | 0 | 0 | 0 | 0 | 0 | 0 | 0 | 0 | 236.385 | 0 | 436.3384 | 0 | 119.972 | 0 | 0 | 0 | 0 | 0 | 0 | 0 | 0 | 0 | 0 | 0 | 0 | 0 | 0 | 0 | 0 | 0 | 0 | 0 | 0 | 0
1786 | SCE | SCE-13-TP-022 | Wastewater - Retrocommissioning | Wastewater - Retrocommissioning | 0.5515 | 2.0544 | 2793.1001 | 0 | 5064.5951 | 1359.5667 | 0.63614 | 4.0737 | 4390.6746 | 685.6463 | -2271.495 | 1433.5334 | 4841.2411 | 0 | 6200.8078 | 0.45044 | 8320.752 | 0 | 0 | 5408.4888 | 0 | 0 | 9245.28 | 0 | 0 | 8320.752 | 0 | 0 | 5408.4888 | 0 | 0 | 66566.016 | 0 | 43267.9104 | 0 | 0.60272 | 0 | 0.92726 | 0 | 4.8217 | 0 | 7.4181 | 0 | 0.6374 | 0 | 0.98061 | 0 | 5.0992 | 0 | 7.8449 | 0 | 0.54746 | 0.35585 | 4.3797 | 2.8468 | 0.0011689 | 673.9205 | 739.6224 | 1413.5429 | 56.3766 | 45.6024 | 53.3964 | 518.545 | 0 | 0 | 0 | 0 | 0 | 0 | 0 | 0 | 739.6224 | 0 | 6831.4965 | 0 | 3655.1245 | 48358.2101 | 31432.8365 | 0 | 0 | 0.088859 | 0 | 0.16112 | 0.13968 | 0.043253 | 0.021813 | 0.19727 | -0.072265 | -0.050825 | 0.045606 | 0.067046 | 0 | 0 | 0 | 0 | -0.10841 | 0
1787 | SCE | SCE-13-TP-022 | Agricultural pump system overhaul - retrocommissioning | Agricultural pump system overhaul - retrocommissioning | 0.0041003 | 0.0028545 | 17.7351 | 0 | 4325.2786 | 6213.0788 | 0.0041044 | 0.0028564 | 4320.9995 | 6208.7997 | -4307.5436 | -6195.3437 | 0 | 0 | 6213.0788 | 0.0028545 | 0 | 13.3951 | 0 | 0 | 10.0464 | 0 | 0 | 44.6505 | 0 | 0 | 40.1855 | 0 | 0 | 30.1391 | 0 | 0 | 0 | 0 | 0 | 0 | 0 | 0 | 0 | 0 | 0 | 0 | 0 | 0 | 0 | 0 | 0 | 0 | 0 | 0 | 0 | 0 | 0 | 0 | 0 | 7.4223e-06 | 4.2791 | 6697.575 | 6701.8541 | 0.35797 | 0.28956 | 0.33905 | 3.2926 | 0 | 0 | 0 | 0 | 0 | 0 | 0 | 0 | 6697.575 | 0 | 0 | 0 | -4688.3025 | 0 | 0 | 0 | 0 | 0 | 0 | 0 | 0 | 0 | 0 | 0 | 0 | 0 | 0 | 0 | 0 | 0 | 0 | 0 | 0 | 0
1788 | SCE | SCE-13-TP-022 | Agricultural pump system overhaul - retrocommissioning | Agricultural pump system overhaul - retrocommissioning | 1.2235 | 1.7788 | 393455.6098 | 0 | 321595.1205 | 221193.3498 | 1.7359 | 3.1162 | 226661.9728 | 126260.2021 | 71860.4892 | 172262.2599 | 695723.5406 | 0 | 916916.8904 | 0.42911 | 510749.19 | 0 | 0 | 383061.8925 | 0 | 0 | 1702497.3 | 0 | 0 | 1532247.57 | 0 | 0 | 1149185.6775 | 0 | 0 | 7661237.85 | 0 | 5745928.3875 | 0 | 37.9095 | 0 | 50.5459 | 0 | 568.6418 | 0 | 758.189 | 0 | 45.2777 | 0 | 60.3703 | 0 | 679.1661 | 0 | 905.5549 | 0 | 33.6417 | 25.2312 | 504.6248 | 378.4686 | 0.16467 | 94933.1477 | 136199.784 | 231132.9317 | 7941.607 | 6423.8682 | 7521.7943 | 73045.8783 | 0 | 0 | 0 | 0 | 0 | 0 | 0 | 0 | 136199.784 | 0 | 0 | 0 | -95339.8488 | 6161953.514 | 4621465.1355 | 0 | 0 | 0.085137 | 0 | 0.069587 | 0.049045 | 0.047862 | 0.02732 | 0.1984 | 0.015549 | 0.036091 | 0.037274 | 0.057816 | 0 | 0 | 0 | 0 | -0.11327 | 0
1789 | SCE | SCE-13-TP-022 | Wastewater controls | Wastewater controls | 0.010741 | 0.0034105 | 54.8517 | 0 | 5106.7533 | 16083.0691 | 0.010769 | 0.0034133 | 5093.5187 | 16069.8344 | -5051.9016 | -16028.2173 | 0 | 0 | 16083.0691 | 0.0034105 | 0 | 104.0094 | 0 | 0 | 93.6085 | 0 | 0 | 115.566 | 0 | 0 | 104.0094 | 0 | 0 | 93.6085 | 0 | 0 | 0 | 0 | 0 | 0 | 0 | 0 | 0 | 0 | 0 | 0 | 0 | 0 | 0 | 0 | 0 | 0 | 0 | 0 | 0 | 0 | 0 | 0 | 0 | 2.2956e-05 | 13.2347 | 17334.9 | 17348.1347 | 1.1071 | 0.89555 | 1.0486 | 10.1833 | 0 | 0 | 0 | 0 | 0 | 0 | 0 | 0 | 17334.9 | 0 | 3215.8452 | 0 | -12001.1965 | 0 | 0 | 0 | 0 | 0 | 0 | 0 | 0 | 0 | 0 | 0 | 0 | 0 | 0 | 0 | 0 | 0 | 0 | 0 | 0 | 0
1790 | SCE | SCE-13-TP-022 | Wastewater controls | Wastewater controls | 1.8341 | 1.9149 | 385200.2699 | 0 | 210022.7936 | 201164.326 | 3.29 | 3.5593 | 117081.498 | 108223.0304 | 175177.4763 | 184035.9439 | 715601.356 | 0 | 916765.682 | 0.42017 | 1313355.06 | 0 | 0 | 1182019.554 | 0 | 0 | 1459283.4 | 0 | 0 | 1313355.06 | 0 | 0 | 1182019.554 | 0 | 0 | 6566775.3 | 0 | 5910097.77 | 0 | 131.7232 | 0 | 146.3592 | 0 | 658.6162 | 0 | 731.7958 | 0 | 139.3023 | 0 | 154.7803 | 0 | 696.5114 | 0 | 773.9016 | 0 | 86.4116 | 77.7705 | 432.0582 | 388.8523 | 0.16121 | 92941.2956 | 116742.672 | 209683.9676 | 7774.9791 | 6289.085 | 7363.9748 | 71513.2568 | 0 | 0 | 0 | 0 | 0 | 0 | 0 | 0 | 116742.672 | 0 | 120874.56 | 0 | 3512.1048 | 5281674.4405 | 4753506.9965 | 0 | 0 | 0.081035 | 0 | 0.044183 | 0.024631 | 0.042319 | 0.022767 | 0.19286 | 0.036852 | 0.056404 | 0.038716 | 0.058268 | 0 | 0 | 0 | 0 | -0.11183 | 0
1791 | SCE | SCE-13-TP-022 | Industrial Pump Retrofit | Industrial Pump Retrofit | 0.0055033 | 0.0040912 | 25.4263 | 0 | 4620.2331 | 6214.9345 | 0.0055106 | 0.0040952 | 4614.0982 | 6208.7997 | -4594.8067 | -6189.5082 | 0 | 0 | 6214.9345 | 0.0040912 | 0 | 26.7903 | 0 | 0 | 17.4137 | 0 | 0 | 44.6505 | 0 | 0 | 40.1855 | 0 | 0 | 26.1205 | 0 | 0 | 0 | 0 | 0 | 0 | 0 | 0 | 0 | 0 | 0 | 0 | 0 | 0 | 0 | 0 | 0 | 0 | 0 | 0 | 0 | 0 | 0 | 0 | 0 | 1.0641e-05 | 6.1349 | 6697.575 | 6703.7099 | 0.51321 | 0.41513 | 0.48608 | 4.7205 | 0 | 0 | 0 | 0 | 0 | 0 | 0 | 0 | 6697.575 | 0 | 0 | 0 | -4018.545 | 0 | 0 | 0 | 0 | 0 | 0 | 0 | 0 | 0 | 0 | 0 | 0 | 0 | 0 | 0 | 0 | 0 | 0 | 0 | 0 | 0
1792 | SCE | SCE-13-TP-022 | Industrial Pump Retrofit | Industrial Pump Retrofit | 1.6649 | 2.2066 | 297927.8671 | 0 | 178942.5731 | 135014.2718 | 2.7829 | 4.7193 | 107058.4024 | 63130.1011 | 118985.2941 | 162913.5954 | 502785.2255 | 0 | 637799.4973 | 0.46712 | 510749.19 | 0 | 0 | 331986.9735 | 0 | 0 | 851248.65 | 0 | 0 | 766123.785 | 0 | 0 | 497980.4603 | 0 | 0 | 7661237.85 | 0 | 4979804.6025 | 0 | 36.9963 | 0 | 56.9174 | 0 | 585.7754 | 0 | 853.7617 | 0 | 39.125 | 0 | 60.1923 | 0 | 586.8754 | 0 | 902.8852 | 0 | 33.6045 | 21.8429 | 504.0679 | 327.6441 | 0.12469 | 71884.1707 | 68099.892 | 139984.0627 | 6013.451 | 4864.2065 | 5695.5653 | 55310.9479 | 0 | 0 | 0 | 0 | 0 | 0 | 0 | 0 | 68099.892 | 0 | 0 | 0 | -40859.9352 | 5001176.7097 | 3174370.3324 | 0 | 0 | 0.093854 | 0 | 0.056371 | 0.033726 | 0.042533 | 0.019887 | 0.20092 | 0.037483 | 0.060128 | 0.051322 | 0.073967 | 0 | 0 | 0 | 0 | -0.10707 | 0
1793 | SCE | SCE-13-TP-022 | Efficient wastewater mixer | Efficient wastewater mixer | 0.02434 | 0.0079121 | 17.3713 | 0 | 713.7031 | 2195.5324 | 0.024483 | 0.0079272 | 709.5117 | 2191.3411 | -696.3317 | -2178.1611 | 0 | 0 | 2195.5324 | 0.0079121 | 0 | 14.1831 | 0 | 0 | 12.7648 | 0 | 0 | 15.759 | 0 | 0 | 14.1831 | 0 | 0 | 12.7648 | 0 | 0 | 0 | 0 | 0 | 0 | 0 | 0 | 0 | 0 | 0 | 0 | 0 | 0 | 0 | 0 | 0 | 0 | 0 | 0 | 0 | 0 | 0 | 0 | 0 | 7.2701e-06 | 4.1914 | 2363.85 | 2368.0414 | 0.35063 | 0.28362 | 0.33209 | 3.225 | 0 | 0 | 0 | 0 | 0 | 0 | 0 | 0 | 2363.85 | 0 | 0 | 0 | -2009.2725 | 0 | 0 | 0 | 0 | 0 | 0 | 0 | 0 | 0 | 0 | 0 | 0 | 0 | 0 | 0 | 0 | 0 | 0 | 0 | 0 | 0
1794 | SCE | SCE-13-TP-022 | Efficient wastewater mixer | Efficient wastewater mixer | 3.0167 | 2.8865 | 413433.6556 | 0 | 137048.4952 | 143229.6663 | 11.0855 | 9.5094 | 37295.0355 | 43476.2066 | 276385.1604 | 270203.9893 | 671386.5589 | 0 | 814616.2252 | 0.50752 | 527611.32 | 0 | 0 | 474850.188 | 0 | 0 | 586234.8 | 0 | 0 | 527611.32 | 0 | 0 | 474850.188 | 0 | 0 | 7914169.8 | 0 | 7122752.82 | 0 | 52.9169 | 0 | 58.7966 | 0 | 852.55 | 0 | 881.9483 | 0 | 55.9616 | 0 | 62.1796 | 0 | 839.4242 | 0 | 932.6935 | 0 | 34.714 | 31.2426 | 520.7094 | 468.6385 | 0.17303 | 99753.4597 | 46898.784 | 146652.2437 | 8344.8489 | 6750.0456 | 7903.7198 | 76754.8454 | 0 | 0 | 0 | 0 | 0 | 0 | 0 | 0 | 46898.784 | 0 | 0 | 0 | -39863.9664 | 4766588.3094 | 4144237.19 | 0 | 0 | 0.099761 | 0 | 0.03307 | 0.0089993 | 0.034561 | 0.010491 | 0.19657 | 0.066691 | 0.090762 | 0.0652 | 0.08927 | 0 | 0 | 0 | 0 | -0.096805 | 0
1710 | SCE | SCE-13-TP-023 | Under-floor Air Distribution | Under-floor Air Distribution | 2.4562 | 2.8234 | 364490.7107 | 0 | 148393.2361 | 129095.619 | 5.0696 | 6.9295 | 71897.5939 | 52599.9768 | 216097.4746 | 235395.0917 | 586647.7572 | 0 | 715743.3762 | 0.50925 | 638334.054 | 0 | 0 | 414917.1503 | 0 | 0 | 709260.06 | 0 | 0 | 638334.054 | 0 | 0 | 414917.1503 | 0 | 0 | 9575010.81 | 0 | 6223757.2548 | 0 | 45.8652 | 0 | 70.5618 | 0 | 687.9777 | 0 | 1058.4272 | 0 | 50.6297 | 0 | 77.8919 | 0 | 759.4461 | 0 | 1168.3785 | 0 | 42.5855 | 27.6806 | 638.7823 | 415.2085 | 0.080538 | 76495.6422 | 56740.8048 | 133236.447 | 5921.4194 | 3572.1474 | 4135.706 | 52725.06 | 0 | 0 | 10141.3094 | 0 | 0 | 0 | 0 | 0 | 56740.8048 | 0 | 84401.9471 | 0 | 16596.6861 | 5571034.3058 | 3621172.4316 | 0 | 0 | 0.10066 | 0 | 0.040979 | 0.019855 | 0.03565 | 0.014526 | 0.19766 | 0.059676 | 0.080801 | 0.065005 | 0.08613 | 0 | 0 | 0 | 0 | -0.097 | 0
1711 | SCE | SCE-13-TP-023 | Subcooling refrigeration controls | Subcooling refrigeration controls | 4.1439e-05 | 0.00172 | 1.047 | 0 | 25265.0682 | 608.6821 | 4.1439e-05 | 0.0017207 | 25264.8484 | 608.4624 | -25264.0212 | -607.6351 | 0 | 0 | 608.6821 | 0.00172 | 0 | 2.9536 | 0 | 0 | 1.9199 | 0 | 0 | 3.2818 | 0 | 0 | 2.9536 | 0 | 0 | 1.9199 | 0 | 0 | 0 | 0 | 0 | 0 | 0 | 0 | 0 | 0 | 0 | 0 | 0 | 0 | 0 | 0 | 0 | 0 | 0 | 0 | 0 | 0 | 0 | 0 | 0 | 2.3134e-07 | 0.21973 | 656.3623 | 656.5821 | 0.017009 | 0.010261 | 0.011879 | 0.15145 | 0 | 0 | 0.02913 | 0 | 0 | 0 | 0 | 0 | 656.3623 | 0 | 41524.9649 | 0 | 24521.1625 | 0 | 0 | 0 | 0 | 0 | 0 | 0 | 0 | 0 | 0 | 0 | 0 | 0 | 0 | 0 | 0 | 0 | 0 | 0 | 0 | 0
1712 | SCE | SCE-13-TP-023 | Repair occupancy sensors monitoring-based commissioning | Repair occupancy sensors monitoring-based commissioning | 0.0019307 | 0.0032643 | 33.9358 | 0 | 17577.1294 | 10396.0266 | 0.0019315 | 0.0032665 | 17570.0073 | 10388.9045 | -17543.1935 | -10362.0907 | 0 | 0 | 10396.0266 | 0.0032643 | 0 | 50.4304 | 0 | 0 | 42.8658 | 0 | 0 | 56.0338 | 0 | 0 | 50.4304 | 0 | 0 | 42.8658 | 0 | 0 | 0 | 0 | 0 | 0 | 0 | 0 | 0 | 0 | 0 | 0 | 0 | 0 | 0 | 0 | 0 | 0 | 0 | 0 | 0 | 0 | 0 | 0 | 0 | 7.4985e-06 | 7.1221 | 11206.7502 | 11213.8723 | 0.55131 | 0.33258 | 0.38505 | 4.909 | 0 | 0 | 0.9442 | 0 | 0 | 0 | 0 | 0 | 11206.7502 | 0 | 19660.9657 | 0 | 6763.3725 | 0 | 0 | 0 | 0 | 0 | 0 | 0 | 0 | 0 | 0 | 0 | 0 | 0 | 0 | 0 | 0 | 0 | 0 | 0 | 0 | 0
1713 | SCE | SCE-13-TP-023 | Lighting controls -occupancy sensors | Lighting controls -occupancy sensors | 1.4361 | 2.2026 | 351048.7899 | 0 | 244443.3639 | 159380.3707 | 2.0557 | 4.096 | 170768.7768 | 85705.7836 | 106605.426 | 191668.4192 | 605155.1606 | 0 | 764535.5314 | 0.45917 | 1040094 | 0 | 0 | 676061.1248 | 0 | 0 | 1155660 | 0 | 0 | 1040094 | 0 | 0 | 676061.1248 | 0 | 0 | 8320752 | 0 | 5408488.9984 | 0 | 73.7529 | 0 | 113.4659 | 0 | 590.0229 | 0 | 907.7274 | 0 | 87.3405 | 0 | 134.37 | 0 | 698.7239 | 0 | 1074.9598 | 0 | 70.8928 | 46.0803 | 567.1421 | 368.6424 | 0.077568 | 73674.5871 | 92452.8 | 166127.3871 | 5703.0456 | 3440.4115 | 3983.1868 | 50780.6316 | 0 | 0 | 9767.3117 | 0 | 0 | 0 | 0 | 0 | 92452.8 | 0 | 226509.36 | 0 | 80433.9392 | 6044776.2586 | 3929104.7122 | 0 | 0 | 0.089346 | 0 | 0.062214 | 0.043463 | 0.040564 | 0.021813 | 0.19458 | 0.027132 | 0.045883 | 0.048782 | 0.067533 | 0 | 0 | 0 | 0 | -0.10524 | 0
1714 | SCE | SCE-13-TP-023 | Cooling tower - VFD | Cooling tower - VFD | 0.00027855 | 0.0026489 | 2.2385 | 0 | 8036.1116 | 845.0462 | 0.00027857 | 0.0026504 | 8035.6418 | 844.5764 | -8033.8731 | -842.8078 | 0 | 0 | 845.0462 | 0.0026489 | 0 | 5.4664 | 0 | 0 | 3.5531 | 0 | 0 | 6.0738 | 0 | 0 | 5.4664 | 0 | 0 | 3.5531 | 0 | 0 | 0 | 0 | 0 | 0 | 0 | 0 | 0 | 0 | 0 | 0 | 0 | 0 | 0 | 0 | 0 | 0 | 0 | 0 | 0 | 0 | 0 | 0 | 0 | 4.9462e-07 | 0.46979 | 911.064 | 911.5338 | 0.036366 | 0.021938 | 0.025399 | 0.32381 | 0 | 0 | 0.062282 | 0 | 0 | 0 | 0 | 0 | 911.064 | 0 | 12775.0857 | 0 | 7118.4133 | 0 | 0 | 0 | 0 | 0 | 0 | 0 | 0 | 0 | 0 | 0 | 0 | 0 | 0 | 0 | 0 | 0 | 0 | 0 | 0 | 0
1715 | SCE | SCE-13-TP-023 | Cooling tower - VFD | Cooling tower - VFD | 0.64677 | 1.7164 | 32108.1537 | 0 | 49643.6579 | 18706.4917 | 0.74835 | 2.6828 | 42905.1217 | 11967.9555 | -17535.5042 | 13401.662 | 57153.4294 | 0 | 75859.9211 | 0.42326 | 145238.7252 | 0 | 0 | 94405.1748 | 0 | 0 | 161376.3613 | 0 | 0 | 145238.7252 | 0 | 0 | 94405.1748 | 0 | 0 | 726193.6258 | 0 | 472025.8741 | 0 | 9.8006 | 0 | 15.0778 | 0 | 49.0028 | 0 | 75.3888 | 0 | 12.2881 | 0 | 18.9047 | 0 | 61.4403 | 0 | 94.5236 | 0 | 9.9289 | 6.4538 | 49.6447 | 32.2691 | 0.0070946 | 6738.5362 | 12910.1089 | 19648.6451 | 521.6206 | 314.6721 | 364.3162 | 4644.5747 | 0 | 0 | 893.3526 | 0 | 0 | 0 | 0 | 0 | 12910.1089 | 0 | 63259.5336 | 0 | 30209.656 | 584079.4206 | 379651.6373 | 0 | 0 | 0.084573 | 0 | 0.13076 | 0.11301 | 0.049273 | 0.031524 | 0.19981 | -0.046188 | -0.028439 | 0.0353 | 0.053049 | 0 | 0 | 0 | 0 | -0.11524 | 0
1716 | SCE | SCE-13-TP-023 | Cooling Tower - VFD | Cooling Tower - VFD | 0.006155 | 0.0024639 | 0.98832 | 0 | 160.5713 | 401.1172 | 0.006163 | 0.0024652 | 160.3639 | 400.9098 | -159.583 | -400.1289 | 0 | 0 | 401.1172 | 0.0024639 | 0 | 2.5948 | 0 | 0 | 1.6866 | 0 | 0 | 2.8831 | 0 | 0 | 2.5948 | 0 | 0 | 1.6866 | 0 | 0 | 0 | 0 | 0 | 0 | 0 | 0 | 0 | 0 | 0 | 0 | 0 | 0 | 0 | 0 | 0 | 0 | 0 | 0 | 0 | 0 | 0 | 0 | 0 | 2.1838e-07 | 0.20742 | 432.4706 | 432.6781 | 0.016056 | 0.0096859 | 0.011214 | 0.14296 | 0 | 0 | 0.027498 | 0 | 0 | 0 | 0 | 0 | 432.4706 | 0 | 0 | 0 | -259.4824 | 0 | 0 | 0 | 0 | 0 | 0 | 0 | 0 | 0 | 0 | 0 | 0 | 0 | 0 | 0 | 0 | 0 | 0 | 0 | 0 | 0
1717 | SCE | SCE-13-TP-023 | Cooling Tower - VFD | Cooling Tower - VFD | 0.29921 | 1.6698 | 3033.4525 | 0 | 10138.1503 | 1816.6778 | 0.31926 | 2.5706 | 9501.5198 | 1180.0474 | -7104.6978 | 1216.7746 | 5635.3613 | 0 | 7452.0392 | 0.40706 | 14320.6227 | 0 | 0 | 9308.4051 | 0 | 0 | 15911.803 | 0 | 0 | 14320.6227 | 0 | 0 | 9308.4051 | 0 | 0 | 71603.1134 | 0 | 46542.0254 | 0 | 1.0373 | 0 | 1.5959 | 0 | 5.1866 | 0 | 7.9794 | 0 | 1.097 | 0 | 1.6877 | 0 | 5.485 | 0 | 8.4385 | 0 | 0.94222 | 0.61244 | 4.7111 | 3.0622 | 0.00067027 | 636.6305 | 1272.9442 | 1909.5747 | 49.2807 | 29.729 | 34.4192 | 438.8012 | 0 | 0 | 84.4005 | 0 | 0 | 0 | 0 | 0 | 1272.9442 | 0 | 14985.123 | 0 | 8227.3076 | 57590.5702 | 37433.872 | 0 | 0 | 0.081035 | 0 | 0.27083 | 0.25382 | 0.04853 | 0.031524 | 0.19907 | -0.18979 | -0.17279 | 0.032505 | 0.049511 | 0 | 0 | 0 | 0 | -0.11804 | 0
1718 | SCE | SCE-13-TP-023 | Fluid Pump - VFD | Fluid Pump - VFD | 0.0061809 | 0.0024743 | 11.1986 | 0 | 1811.8002 | 4525.9754 | 0.006189 | 0.0024756 | 1809.4499 | 4523.6251 | -1800.6016 | -4514.7768 | 0 | 0 | 4525.9754 | 0.0024743 | 0 | 29.2784 | 0 | 0 | 19.031 | 0 | 0 | 32.5316 | 0 | 0 | 29.2784 | 0 | 0 | 19.031 | 0 | 0 | 0 | 0 | 0 | 0 | 0 | 0 | 0 | 0 | 0 | 0 | 0 | 0 | 0 | 0 | 0 | 0 | 0 | 0 | 0 | 0 | 0 | 0 | 0 | 2.4744e-06 | 2.3502 | 4879.7385 | 4882.0887 | 0.18193 | 0.10975 | 0.12707 | 1.6199 | 0 | 0 | 0.31158 | 0 | 0 | 0 | 0 | 0 | 4879.7385 | 0 | 0 | 0 | -2927.8432 | 0 | 0 | 0 | 0 | 0 | 0 | 0 | 0 | 0 | 0 | 0 | 0 | 0 | 0 | 0 | 0 | 0 | 0 | 0 | 0 | 0
1719 | SCE | SCE-13-TP-023 | Fluid Pump - VFD | Fluid Pump - VFD | 1.041 | 1.7237 | 90611.9101 | 0 | 87044.0261 | 52567.5957 | 1.332 | 2.7007 | 68027.3104 | 33550.8799 | 3567.8839 | 38044.3144 | 160223.5101 | 0 | 212791.1058 | 0.42583 | 407161.1905 | 0 | 0 | 264654.7836 | 0 | 0 | 452401.3228 | 0 | 0 | 407161.1905 | 0 | 0 | 264654.7836 | 0 | 0 | 2035805.9527 | 0 | 1323273.9178 | 0 | 26.1914 | 0 | 40.2944 | 0 | 130.9569 | 0 | 201.4721 | 0 | 31.2821 | 0 | 48.1263 | 0 | 156.4104 | 0 | 240.6313 | 0 | 26.8186 | 17.4321 | 134.093 | 87.1604 | 0.020022 | 19016.7158 | 36192.1058 | 55208.8216 | 1472.0571 | 888.0311 | 1028.1311 | 13107.3804 | 0 | 0 | 2521.1161 | 0 | 0 | 0 | 0 | 0 | 36192.1058 | 0 | 90624.278 | 0 | 32659.3046 | 1637404.0187 | 1064312.6512 | 0 | 0 | 0.085137 | 0 | 0.081784 | 0.063917 | 0.049391 | 0.031524 | 0.19993 | 0.0033523 | 0.02122 | 0.035745 | 0.053613 | 0 | 0 | 0 | 0 | -0.1148 | 0
1720 | SCE | SCE-13-TP-023 | Collection Control System | Collection Control System | 0.00020417 | 0.0024639 | 3.3088 | 0 | 16205.6624 | 1342.8908 | 0.00020418 | 0.0024652 | 16204.968 | 1342.1964 | -16202.3536 | -1339.582 | 0 | 0 | 1342.8908 | 0.0024639 | 0 | 8.6871 | 0 | 0 | 5.6466 | 0 | 0 | 9.6524 | 0 | 0 | 8.6871 | 0 | 0 | 5.6466 | 0 | 0 | 0 | 0 | 0 | 0 | 0 | 0 | 0 | 0 | 0 | 0 | 0 | 0 | 0 | 0 | 0 | 0 | 0 | 0 | 0 | 0 | 0 | 0 | 0 | 7.311e-07 | 0.69441 | 1447.8581 | 1448.5525 | 0.053753 | 0.032427 | 0.037543 | 0.47863 | 0 | 0 | 0.092061 | 0 | 0 | 0 | 0 | 0 | 1447.8581 | 0 | 26002.3505 | 0 | 14732.696 | 0 | 0 | 0 | 0 | 0 | 0 | 0 | 0 | 0 | 0 | 0 | 0 | 0 | 0 | 0 | 0 | 0 | 0 | 0 | 0 | 0
1721 | SCE | SCE-13-TP-023 | Collection Control System | Collection Control System | 1.0118 | 1.0647 | 10014.4062 | 0 | 9898.0273 | 9406.193 | 1.2845 | 1.371 | 7796.3045 | 7304.4702 | 116.3789 | 608.2132 | 18604.1476 | 0 | 28010.3406 | 0.35753 | 47277 | 0 | 0 | 30730.0511 | 0 | 0 | 52530 | 0 | 0 | 47277 | 0 | 0 | 30730.0511 | 0 | 0 | 236385 | 0 | 153650.2556 | 0 | 3.4245 | 0 | 5.2685 | 0 | 17.1227 | 0 | 26.3425 | 0 | 3.6216 | 0 | 5.5716 | 0 | 18.1078 | 0 | 27.8582 | 0 | 3.1106 | 2.0219 | 15.5528 | 10.1094 | 0.0022128 | 2101.7228 | 7879.5 | 9981.2228 | 162.6914 | 98.145 | 113.6288 | 1448.6245 | 0 | 0 | 278.6331 | 0 | 0 | 0 | 0 | 0 | 7879.5 | 0 | 8089.62 | 0 | 126.072 | 190125.0699 | 123581.2999 | 0 | 0 | 0.081035 | 0 | 0.080093 | 0.063086 | 0.076113 | 0.059107 | 0.22666 | 0.00094172 | 0.017949 | 0.0049216 | 0.021928 | 0 | 0 | 0 | 0 | -0.14562 | 0
1722 | SCE | SCE-13-TP-023 | Chilled water pump constant flow to variable flow conversion | Chilled water pump constant flow to variable flow conversion | 0.00038024 | 3.7504 | 5.8331 | 0 | 15340.6617 | 1.5553 | 0.00038027 | 17.6155 | 15339.4375 | 0.33114 | -15334.8286 | 4.2778 | 0 | 0 | 1.5553 | 3.7504 | 0 | 4.0185 | 0 | 0 | 3.6167 | 0 | 0 | 4.465 | 0 | 0 | 4.0185 | 0 | 0 | 3.6167 | 0 | 0 | 0 | 0 | 0 | 0 | 0 | 0 | 0 | 0 | 0 | 0 | 0 | 0 | 0 | 0 | 0 | 0 | 0 | 0 | 0 | 0 | 0 | 0 | 0 | 1.2889e-06 | 1.2242 | 0.3572 | 1.5814 | 0.094763 | 0.057167 | 0.066186 | 0.84378 | 0 | 0 | 0.1623 | 0 | 0 | 0 | 0 | 0 | 0.3572 | 0 | 18385.5 | 0 | 15627.3718 | 0 | 0 | 0 | 0 | 0 | 0 | 0 | 0 | 0 | 0 | 0 | 0 | 0 | 0 | 0 | 0 | 0 | 0 | 0 | 0 | 0
1723 | SCE | SCE-13-TP-023 | Chilled water pump constant flow to variable flow conversion | Chilled water pump constant flow to variable flow conversion | 1.6846 | 3.3771 | 165476.4884 | 0 | 98226.7331 | 48999.488 | 2.606 | 11.5953 | 63498.1931 | 14270.9479 | 67249.7552 | 116477.0004 | 261980.0474 | 0 | 310979.5354 | 0.53211 | 173186.9975 | 0 | 0 | 155868.3019 | 0 | 0 | 192429.9972 | 0 | 0 | 173186.9975 | 0 | 0 | 155868.3019 | 0 | 0 | 3462008.0796 | 0 | 3115807.3542 | 0 | 17.3698 | 0 | 19.2998 | 0 | 347.2229 | 0 | 385.8032 | 0 | 18.3692 | 0 | 20.4103 | 0 | 367.2013 | 0 | 408.0014 | 0 | 11.3948 | 10.2553 | 227.7813 | 205.0032 | 0.036564 | 34728.5401 | 15394.3998 | 50122.9398 | 2688.2872 | 1621.7324 | 1877.5845 | 23936.8454 | 0 | 0 | 4604.0906 | 0 | 0 | 0 | 0 | 0 | 15394.3998 | 0 | 73542 | 0 | 49425.4616 | 1741613.2547 | 1567451.9708 | 0 | 0 | 0.10557 | 0 | 0.062667 | 0.04051 | 0.031261 | 0.0091046 | 0.1984 | 0.042904 | 0.06506 | 0.07431 | 0.096466 | 0 | 0 | 0 | 0 | -0.092828 | 0
1724 | SCE | SCE-13-TP-023 | Air compressor retrofit | Air compressor retrofit | 0.012992 | 0.0052052 | 4.7693 | 0 | 367.1009 | 916.251 | 0.013027 | 0.0052109 | 366.1 | 915.2501 | -362.3317 | -911.4818 | 0 | 0 | 916.251 | 0.0052052 | 0 | 5.9238 | 0 | 0 | 3.8505 | 0 | 0 | 6.582 | 0 | 0 | 5.9238 | 0 | 0 | 3.8505 | 0 | 0 | 0 | 0 | 0 | 0 | 0 | 0 | 0 | 0 | 0 | 0 | 0 | 0 | 0 | 0 | 0 | 0 | 0 | 0 | 0 | 0 | 0 | 0 | 0 | 1.0538e-06 | 1.0009 | 987.3013 | 988.3023 | 0.07748 | 0.046741 | 0.054115 | 0.68989 | 0 | 0 | 0.1327 | 0 | 0 | 0 | 0 | 0 | 987.3013 | 0 | 0 | 0 | -592.3808 | 0 | 0 | 0 | 0 | 0 | 0 | 0 | 0 | 0 | 0 | 0 | 0 | 0 | 0 | 0 | 0 | 0 | 0 | 0 | 0 | 0
1725 | SCE | SCE-13-TP-023 | Air compressor retrofit | Air compressor retrofit | 1.756 | 2.6864 | 51106.6095 | 0 | 29104.2012 | 19024.1644 | 2.7808 | 6.1586 | 18378.4603 | 8298.4235 | 22002.4083 | 32082.4451 | 84119.3596 | 0 | 103143.524 | 0.49549 | 100706.6288 | 0 | 0 | 65459.3111 | 0 | 0 | 111896.2542 | 0 | 0 | 100706.6288 | 0 | 0 | 65459.3111 | 0 | 0 | 1309186.1741 | 0 | 850971.0444 | 0 | 7.2947 | 0 | 11.2227 | 0 | 94.8315 | 0 | 145.8946 | 0 | 7.7145 | 0 | 11.8684 | 0 | 100.2879 | 0 | 154.289 | 0 | 6.6259 | 4.3069 | 86.1373 | 55.9893 | 0.011293 | 10725.7409 | 8951.7003 | 19677.4412 | 830.2644 | 500.8642 | 579.8828 | 7392.7784 | 0 | 0 | 1421.951 | 0 | 0 | 0 | 0 | 0 | 8951.7003 | 0 | 24991.6728 | 0 | 9623.9839 | 809843.9209 | 526398.5679 | 0 | 0 | 0.097087 | 0 | 0.055289 | 0.034914 | 0.03614 | 0.015765 | 0.19594 | 0.041798 | 0.062174 | 0.060947 | 0.081323 | 0 | 0 | 0 | 0 | -0.098855 | 0
1726 | SCE | SCE-13-TP-023 | Exterior LED fixture replacements (utilizing approved luminaries) | Exterior LED fixture replacements (utilizing approved luminaries) | 0 | 0 | 0 | 0 | 0 | 0 | 0 | 0 | 0 | 0 | 0 | 0 | 0 | 0 | 0 | 0 | 0 | 0 | 0 | 0 | 0 | 0 | 0 | 0 | 0 | 0 | 0 | 0 | 0 | 0 | 0 | 0 | 0 | 0 | 0 | 0 | 0 | 0 | 0 | 0 | 0 | 0 | 0 | 0 | 0 | 0 | 0 | 0 | 0 | 0 | 0 | 0 | 0 | 0 | 0 | 0 | 0 | 0 | 0 | 0 | 0 | 0 | 0 | 0 | 0 | 0 | 0 | 0 | 0 | 0 | 0 | 0 | 0 | 0 | 0 | 0 | 0 | 0 | 0 | 0 | 0 | 0 | 0 | 0 | 0 | 0 | 0 | 0 | 0 | 0 | 0 | 0 | 0 | 0 | 0 | 0 | 0
1727 | SCE | SCE-13-TP-023 | Exterior LED fixture replacements (utilizing approved luminaries) | Exterior LED fixture replacements (utilizing approved luminaries) | 0 | 0 | 0 | 0 | 0 | 0 | 0 | 0 | 0 | 0 | 0 | 0 | 0 | 0 | 0 | 0 | 0 | 0 | 0 | 0 | 0 | 0 | 0 | 0 | 0 | 0 | 0 | 0 | 0 | 0 | 0 | 0 | 0 | 0 | 0 | 0 | 0 | 0 | 0 | 0 | 0 | 0 | 0 | 0 | 0 | 0 | 0 | 0 | 0 | 0 | 0 | 0 | 0 | 0 | 0 | 0 | 0 | 0 | 0 | 0 | 0 | 0 | 0 | 0 | 0 | 0 | 0 | 0 | 0 | 0 | 0 | 0 | 0 | 0 | 0 | 0 | 0 | 0 | 0 | 0 | 0 | 0 | 0 | 0 | 0 | 0 | 0 | 0 | 0 | 0 | 0 | 0 | 0 | 0 | 0 | 0 | 0
1728 | SCE | SCE-13-TP-023 | Reduced load on refrigeration system (using cooling tower to partially offset load) | Reduced load on refrigeration system (using cooling tower to partially offset load) | 3.9425 | 3.1317 | 0.0061536 | 0 | 0.0015608 | 0.0019649 | 22.8433 | 9.1373 | 0.00026938 | 0.00067346 | 0.0045928 | 0.0041887 | 0 | 0 | 0.0019649 | 3.1317 | 0 | 0.0081729 | 0 | 0 | 0.0053124 | 0 | 0 | 0.009081 | 0 | 0 | 0.0081729 | 0 | 0 | 0.0053124 | 0 | 0 | 0 | 0 | 0 | 0 | 0 | 0 | 0 | 0 | 0 | 0 | 0 | 0 | 0 | 0 | 0 | 0 | 0 | 0 | 0 | 0 | 0 | 0 | 0 | 1.3597e-09 | 0.0012915 | 0.00072648 | 0.0020179 | 9.997e-05 | 6.0308e-05 | 6.9822e-05 | 0.00089015 | 0 | 0 | 0.00017121 | 0 | 0 | 0 | 0 | 0 | 0.00072648 | 0 | 0 | 0 | -0.00043589 | 0 | 0 | 0 | 0 | 0 | 0 | 0 | 0 | 0 | 0 | 0 | 0 | 0 | 0 | 0 | 0 | 0 | 0 | 0 | 0 | 0
1729 | SCE | SCE-13-TP-023 | Reduced load on refrigeration system (using cooling tower to partially offset load) | Reduced load on refrigeration system (using cooling tower to partially offset load) | 0.91257 | 2.6973 | 54105.0743 | 0 | 59288.8334 | 20059.23 | 1.1287 | 6.216 | 47933.8049 | 8704.2015 | -5183.7591 | 34045.8443 | 88232.6444 | 0 | 108291.8744 | 0.49962 | 105631.0011 | 0 | 0 | 68660.1532 | 0 | 0 | 117367.779 | 0 | 0 | 105631.0011 | 0 | 0 | 68660.1532 | 0 | 0 | 1373203.0143 | 0 | 892581.992 | 0 | 7.5897 | 0 | 11.6765 | 0 | 98.6665 | 0 | 151.7947 | 0 | 8.3782 | 0 | 12.8895 | 0 | 108.9162 | 0 | 167.5633 | 0 | 7.047 | 4.5806 | 91.6112 | 59.5473 | 0.011955 | 11355.0285 | 9389.4223 | 20744.4508 | 878.9767 | 530.2503 | 613.905 | 7826.5185 | 0 | 0 | 1505.378 | 0 | 0 | 0 | 0 | 0 | 9389.4223 | 0 | 73771.5805 | 0 | 38629.2964 | 849443.8265 | 552138.5075 | 0 | 0 | 0.097992 | 0 | 0.10738 | 0.086815 | 0.03633 | 0.015765 | 0.19613 | -0.0093885 | 0.011177 | 0.061662 | 0.082227 | 0 | 0 | 0 | 0 | -0.09814 | 0
1730 | SCE | SCE-13-TP-023 | Extruders | Extruders | 0.00044275 | 3.4725 | 62.8567 | 0 | 141968.1846 | 18.1015 | 0.00044279 | 12.8024 | 141954.9929 | 4.9098 | -141905.3279 | 44.7552 | 0 | 0 | 18.1015 | 3.4725 | 0 | 59.5832 | 0 | 0 | 53.6249 | 0 | 0 | 66.2036 | 0 | 0 | 59.5832 | 0 | 0 | 53.6249 | 0 | 0 | 0 | 0 | 0 | 0 | 0 | 0 | 0 | 0 | 0 | 0 | 0 | 0 | 0 | 0 | 0 | 0 | 0 | 0 | 0 | 0 | 0 | 0 | 0 | 1.3889e-05 | 13.1917 | 5.2963 | 18.488 | 1.0212 | 0.61602 | 0.71321 | 9.0925 | 0 | 0 | 1.7489 | 0 | 0 | 0 | 0 | 0 | 5.2963 | 0 | 170143.6859 | 0 | 144617.6352 | 0 | 0 | 0 | 0 | 0 | 0 | 0 | 0 | 0 | 0 | 0 | 0 | 0 | 0 | 0 | 0 | 0 | 0 | 0 | 0 | 0
1731 | SCE | SCE-13-TP-023 | Extruders | Extruders | 1.309 | 2.9865 | 1749624.9218 | 0 | 1336574.4982 | 585847.0107 | 1.8049 | 8.0018 | 969380.8274 | 218653.34 | 413050.4236 | 1163777.9111 | 2902193.9863 | 0 | 3488040.997 | 0.50161 | 2653496.8522 | 0 | 0 | 2388147.2302 | 0 | 0 | 2948329.8357 | 0 | 0 | 2653496.8522 | 0 | 0 | 2388147.2302 | 0 | 0 | 31841962.2259 | 0 | 28657766.7625 | 0 | 266.1331 | 0 | 295.7034 | 0 | 3193.5968 | 0 | 3548.4408 | 0 | 281.4457 | 0 | 312.7175 | 0 | 3377.349 | 0 | 3752.6098 | 0 | 174.5857 | 157.1271 | 2095.0282 | 1885.5254 | 0.3866 | 367193.6707 | 235866.3869 | 603060.0576 | 28423.9426 | 17146.9887 | 19852.1774 | 253090.3429 | 0 | 0 | 48680.2191 | 0 | 0 | 0 | 0 | 0 | 235866.3869 | 0 | 1122570.4613 | 0 | 753698.4844 | 20322757.6484 | 18290482.3681 | 0 | 0 | 0.095658 | 0 | 0.073075 | 0.052999 | 0.03203 | 0.011954 | 0.1907 | 0.022583 | 0.042658 | 0.063628 | 0.083703 | 0 | 0 | 0 | 0 | -0.095045 | 0
1732 | SCE | SCE-13-TP-023 | Data center HVAC flow management retrofit | Data center HVAC flow management retrofit | 0.00030794 | 2.6157 | 3.9763 | 0 | 12912.5638 | 1.5202 | 0.00030796 | 5.7994 | 12911.7293 | 0.68565 | -12908.5875 | 2.4562 | 0 | 0 | 1.5202 | 2.6157 | 0 | 8.3208 | 0 | 0 | 5.4085 | 0 | 0 | 9.2453 | 0 | 0 | 8.3208 | 0 | 0 | 5.4085 | 0 | 0 | 0 | 0 | 0 | 0 | 0 | 0 | 0 | 0 | 0 | 0 | 0 | 0 | 0 | 0 | 0 | 0 | 0 | 0 | 0 | 0 | 0 | 0 | 0 | 8.7861e-07 | 0.83451 | 0.73962 | 1.5741 | 0.064598 | 0.03897 | 0.045118 | 0.57519 | 0 | 0 | 0.11063 | 0 | 0 | 0 | 0 | 0 | 0.73962 | 0 | 21427.5123 | 0 | 12856.0641 | 0 | 0 | 0 | 0 | 0 | 0 | 0 | 0 | 0 | 0 | 0 | 0 | 0 | 0 | 0 | 0 | 0 | 0 | 0 | 0 | 0
1733 | SCE | SCE-13-TP-023 | Data center HVAC flow management retrofit | Data center HVAC flow management retrofit | 0.9884 | 1.9207 | 38111.7626 | 0 | 38558.8959 | 19842.1954 | 1.2471 | 3.2179 | 30560.3827 | 11843.6822 | -447.1332 | 18269.5672 | 66072.6408 | 0 | 85914.8362 | 0.4436 | 143730.5899 | 0 | 0 | 93424.8868 | 0 | 0 | 159700.6554 | 0 | 0 | 143730.5899 | 0 | 0 | 93424.8868 | 0 | 0 | 862383.5392 | 0 | 560549.321 | 0 | 9.6988 | 0 | 14.9212 | 0 | 58.1927 | 0 | 89.5272 | 0 | 12.1605 | 0 | 18.7084 | 0 | 72.9628 | 0 | 112.2505 | 0 | 9.8258 | 6.3868 | 58.955 | 38.3208 | 0.0084212 | 7998.5132 | 12776.0524 | 20774.5656 | 619.1536 | 373.5097 | 432.4364 | 5513.0211 | 0 | 0 | 1060.3924 | 0 | 0 | 0 | 0 | 0 | 12776.0524 | 0 | 42855.0246 | 0 | 18047.384 | 670179.3602 | 435616.6001 | 0 | 0 | 0.087489 | 0 | 0.088516 | 0.070154 | 0.04555 | 0.027188 | 0.19723 | -0.0010264 | 0.017335 | 0.04194 | 0.060301 | 0 | 0 | 0 | 0 | -0.10974 | 0
1734 | SCE | SCE-13-TP-023 | High efficiency pressure washing systems | High efficiency pressure washing systems | 3.9505 | 3.1444 | 445.7539 | 0 | 112.8342 | 141.76 | 23.1154 | 9.2462 | 19.2839 | 48.2097 | 332.9197 | 303.9939 | 0 | 0 | 141.76 | 3.1444 | 0 | 585.0549 | 0 | 0 | 380.2857 | 0 | 0 | 650.061 | 0 | 0 | 585.0549 | 0 | 0 | 380.2857 | 0 | 0 | 0 | 0 | 0 | 0 | 0 | 0 | 0 | 0 | 0 | 0 | 0 | 0 | 0 | 0 | 0 | 0 | 0 | 0 | 0 | 0 | 0 | 0 | 0 | 9.8494e-05 | 93.5503 | 52.0049 | 145.5552 | 7.2416 | 4.3686 | 5.0578 | 64.4801 | 0 | 0 | 12.4023 | 0 | 0 | 0 | 0 | 0 | 52.0049 | 0 | 0 | 0 | -31.2029 | 0 | 0 | 0 | 0 | 0 | 0 | 0 | 0 | 0 | 0 | 0 | 0 | 0 | 0 | 0 | 0 | 0 | 0 | 0 | 0 | 0
1735 | SCE | SCE-13-TP-023 | High efficiency pressure washing systems | High efficiency pressure washing systems | 1.4551 | 2.6116 | 263636.9397 | 0 | 181185.5287 | 100948.5526 | 2.0947 | 5.7791 | 125856.061 | 45619.0849 | 82451.4109 | 162688.387 | 437308.3232 | 0 | 538256.8759 | 0.4898 | 553616.5066 | 0 | 0 | 359850.7425 | 0 | 0 | 615129.4518 | 0 | 0 | 553616.5066 | 0 | 0 | 359850.7425 | 0 | 0 | 6643398.0794 | 0 | 4318208.91 | 0 | 40.1015 | 0 | 61.6945 | 0 | 481.2175 | 0 | 740.3346 | 0 | 42.4088 | 0 | 65.2443 | 0 | 508.9056 | 0 | 782.9317 | 0 | 36.425 | 23.6762 | 437.0995 | 284.1147 | 0.058253 | 55329.4677 | 49210.3561 | 104539.8239 | 4282.9758 | 2583.7421 | 2991.3653 | 38136.1529 | 0 | 0 | 7335.2316 | 0 | 0 | 0 | 0 | 0 | 49210.3561 | 0 | 178584.1264 | 0 | 77624.2653 | 4240070.6392 | 2756046.0166 | 0 | 0 | 0.095658 | 0 | 0.065741 | 0.045665 | 0.036628 | 0.016552 | 0.1953 | 0.029917 | 0.049992 | 0.05903 | 0.079105 | 0 | 0 | 0 | 0 | -0.099643 | 0
1736 | SCE | SCE-13-TP-023 | Air compressor consolidation | Air compressor consolidation | 0.00028687 | 3.4134 | 69.1301 | 0 | 240981.1817 | 20.2526 | 0.00028689 | 12.0347 | 240966.6733 | 5.7442 | -240912.0515 | 48.8776 | 0 | 0 | 20.2526 | 3.4134 | 0 | 69.7099 | 0 | 0 | 62.7389 | 0 | 0 | 77.4555 | 0 | 0 | 69.7099 | 0 | 0 | 62.7389 | 0 | 0 | 0 | 0 | 0 | 0 | 0 | 0 | 0 | 0 | 0 | 0 | 0 | 0 | 0 | 0 | 0 | 0 | 0 | 0 | 0 | 0 | 0 | 0 | 0 | 1.5275e-05 | 14.5083 | 6.1964 | 20.7048 | 1.1231 | 0.6775 | 0.78439 | 10 | 0 | 0 | 1.9234 | 0 | 0 | 0 | 0 | 0 | 6.1964 | 0 | 288817.0627 | 0 | 245489.2432 | 0 | 0 | 0 | 0 | 0 | 0 | 0 | 0 | 0 | 0 | 0 | 0 | 0 | 0 | 0 | 0 | 0 | 0 | 0 | 0 | 0
1737 | SCE | SCE-13-TP-023 | Air compressor consolidation | Air compressor consolidation | 0.98588 | 2.9065 | 614659.2535 | 0 | 623465.5143 | 211478.3162 | 1.2431 | 7.4522 | 494467.016 | 82479.8179 | -8806.2608 | 403180.9373 | 1028381.8984 | 0 | 1239860.2146 | 0.49575 | 1000944.8618 | 0 | 0 | 900850.3995 | 0 | 0 | 1112160.9576 | 0 | 0 | 1000944.8618 | 0 | 0 | 900850.3995 | 0 | 0 | 11010393.4802 | 0 | 9909354.3947 | 0 | 100.39 | 0 | 111.5444 | 0 | 1104.2899 | 0 | 1226.9888 | 0 | 106.1662 | 0 | 117.9624 | 0 | 1167.8282 | 0 | 1297.5868 | 0 | 65.8567 | 59.2711 | 724.4241 | 651.9817 | 0.13581 | 128998.4983 | 88972.8766 | 217971.3749 | 9985.5913 | 6023.8941 | 6974.2517 | 88912.9546 | 0 | 0 | 17101.8066 | 0 | 0 | 0 | 0 | 0 | 88972.8766 | 0 | 577829.9997 | 0 | 415528.5663 | 7253668.9225 | 6528302.2032 | 0 | 0 | 0.094153 | 0 | 0.095502 | 0.075742 | 0.032394 | 0.012634 | 0.18992 | -0.0013489 | 0.018411 | 0.061759 | 0.081519 | 0 | 0 | 0 | 0 | -0.095768 | 0
1738 | SCE | SCE-13-TP-023 | Interior LED fixture replacement (utilizing approved luminaries) | Interior LED fixture replacement (utilizing approved luminaries) | 0 | 0 | 0 | 0 | 7780.5448 | 51870.3069 | 0 | 0 | 7780.5448 | 51870.3069 | -7780.5448 | -51870.3069 | 0 | 0 | 51870.3069 | 0 | 0 | 335.7222 | 0 | 0 | 302.15 | 0 | 0 | 373.0246 | 0 | 0 | 335.7222 | 0 | 0 | 302.15 | 0 | 0 | 0 | 0 | 0 | 0 | 0 | 0 | 0 | 0 | 0 | 0 | 0 | 0 | 0 | 0 | 0 | 0 | 0 | 0 | 0 | 0 | 0 | 0 | 0 | 0 | 0 | 55953.6931 | 55953.6931 | 0 | 0 | 0 | 0 | 0 | 0 | 0 | 0 | 0 | 0 | 0 | 0 | 55953.6931 | 0 | 0 | 0 | -47560.6404 | 0 | 0 | 0 | 0 | 0 | 0 | 0 | 0 | 0 | 0 | 0 | 0 | 0 | 0 | 0 | 0 | 0 | 0 | 0 | 0 | 0
1739 | SCE | SCE-13-TP-023 | Interior LED fixture replacement (utilizing approved luminaries) | Interior LED fixture replacement (utilizing approved luminaries) | 3.3559 | 3.6998 | 621952.1768 | 0 | 185333.4775 | 168102.3623 | 11.3486 | 16.553 | 54804.4138 | 37573.2987 | 436618.6993 | 453849.8145 | 797938.8848 | 0 | 966041.2471 | 0.64382 | 729561.2661 | 0 | 0 | 656605.1569 | 0 | 0 | 810623.629 | 0 | 0 | 729561.2661 | 0 | 0 | 656605.1569 | 0 | 0 | 8754735.1928 | 0 | 7879261.8822 | 0 | 82.2793 | 0 | 91.4214 | 0 | 987.3512 | 0 | 1097.0569 | 0 | 85.2671 | 0 | 94.7413 | 0 | 1023.2057 | 0 | 1136.8952 | 0 | 49.8289 | 44.846 | 597.9472 | 538.1525 | 0.13743 | 130529.0637 | 40531.1814 | 171060.2451 | 10104.0702 | 6095.3675 | 7057.0011 | 89967.9056 | 0 | 0 | 17304.7193 | 0 | 0 | 0 | 0 | 0 | 40531.1814 | 0 | 58932.3378 | 0 | 15640.9834 | 5587606.7039 | 5028846.1667 | 0 | 0 | 0.12368 | 0 | 0.036854 | 0.010898 | 0.033428 | 0.0074716 | 0.1921 | 0.086823 | 0.11278 | 0.090249 | 0.11621 | 0 | 0 | 0 | 0 | -0.068423 | 0
1740 | SCE | SCE-13-TP-023 | Dust collector VFD | Dust collector VFD | 0.006155 | 0.0024639 | 6.8155 | 0 | 1107.308 | 2766.1245 | 0.006163 | 0.0024652 | 1105.8776 | 2764.6942 | -1100.4925 | -2759.309 | 0 | 0 | 2766.1245 | 0.0024639 | 0 | 17.894 | 0 | 0 | 11.6311 | 0 | 0 | 19.8823 | 0 | 0 | 17.894 | 0 | 0 | 11.6311 | 0 | 0 | 0 | 0 | 0 | 0 | 0 | 0 | 0 | 0 | 0 | 0 | 0 | 0 | 0 | 0 | 0 | 0 | 0 | 0 | 0 | 0 | 0 | 0 | 0 | 1.5059e-06 | 1.4304 | 2982.3392 | 2983.7695 | 0.11072 | 0.066794 | 0.077332 | 0.98589 | 0 | 0 | 0.18963 | 0 | 0 | 0 | 0 | 0 | 2982.3392 | 0 | 0 | 0 | -1789.4036 | 0 | 0 | 0 | 0 | 0 | 0 | 0 | 0 | 0 | 0 | 0 | 0 | 0 | 0 | 0 | 0 | 0 | 0 | 0 | 0 | 0
1741 | SCE | SCE-13-TP-023 | Dust collector VFD | Dust collector VFD | 0.36261 | 1.6698 | 16106.0032 | 0 | 44416.6578 | 9645.5835 | 0.39248 | 2.5706 | 41036.4919 | 6265.4176 | -28310.6546 | 6460.4197 | 29920.7415 | 0 | 39566.325 | 0.40706 | 76034.8136 | 0 | 0 | 49422.6307 | 0 | 0 | 84483.1263 | 0 | 0 | 76034.8136 | 0 | 0 | 49422.6307 | 0 | 0 | 380174.0682 | 0 | 247113.1534 | 0 | 5.5076 | 0 | 8.4733 | 0 | 27.5381 | 0 | 42.3663 | 0 | 5.8245 | 0 | 8.9608 | 0 | 29.1226 | 0 | 44.8039 | 0 | 5.0027 | 3.2517 | 25.0134 | 16.2587 | 0.0035588 | 3380.1659 | 6758.6501 | 10138.816 | 261.6539 | 157.8449 | 182.7473 | 2329.7987 | 0 | 0 | 448.1211 | 0 | 0 | 0 | 0 | 0 | 6758.6501 | 0 | 63943.9173 | 0 | 34311.1617 | 305774.9911 | 198753.7515 | 0 | 0 | 0.081035 | 0 | 0.22348 | 0.20647 | 0.04853 | 0.031524 | 0.19907 | -0.14244 | -0.12543 | 0.032505 | 0.049511 | 0 | 0 | 0 | 0 | -0.11804 | 0
1742 | SCE | SCE-13-TP-023 | Air compressor sequencing controls (for use in comprehensive compressed air projects only) | Air compressor sequencing controls (for use in comprehensive compressed air projects only) | 0.0010862 | 0.0020478 | 28.2877 | 0 | 26043.8799 | 13813.4843 | 0.0010864 | 0.0020487 | 26037.9431 | 13807.5475 | -26015.5922 | -13785.1966 | 0 | 0 | 13813.4843 | 0.0020478 | 0 | 89.3671 | 0 | 0 | 58.0886 | 0 | 0 | 99.2968 | 0 | 0 | 89.3671 | 0 | 0 | 58.0886 | 0 | 0 | 0 | 0 | 0 | 0 | 0 | 0 | 0 | 0 | 0 | 0 | 0 | 0 | 0 | 0 | 0 | 0 | 0 | 0 | 0 | 0 | 0 | 0 | 0 | 6.2504e-06 | 5.9367 | 14894.5191 | 14900.4558 | 0.45955 | 0.27723 | 0.32097 | 4.0919 | 0 | 0 | 0.78705 | 0 | 0 | 0 | 0 | 0 | 14894.5191 | 0 | 34046.0308 | 0 | 11490.9075 | 0 | 0 | 0 | 0 | 0 | 0 | 0 | 0 | 0 | 0 | 0 | 0 | 0 | 0 | 0 | 0 | 0 | 0 | 0 | 0 | 0
1743 | SCE | SCE-13-TP-023 | Air compressor sequencing controls (for use in comprehensive compressed air projects only) | Air compressor sequencing controls (for use in comprehensive compressed air projects only) | 1.3791 | 1.4971 | 98942.8519 | 0 | 71742.1392 | 66088.0987 | 1.9409 | 2.1831 | 50977.0092 | 45322.9687 | 27200.7127 | 32854.7532 | 189548.1419 | 0 | 255636.2406 | 0.38705 | 550022.9488 | 0 | 0 | 357514.9298 | 0 | 0 | 611136.6098 | 0 | 0 | 550022.9488 | 0 | 0 | 357514.9298 | 0 | 0 | 2365098.7848 | 0 | 1537314.2665 | 0 | 39.8412 | 0 | 61.2941 | 0 | 171.317 | 0 | 263.5646 | 0 | 42.1335 | 0 | 64.8208 | 0 | 181.1742 | 0 | 278.7295 | 0 | 36.1885 | 23.5225 | 155.6107 | 101.1469 | 0.021862 | 20765.13 | 48890.9288 | 69656.0588 | 1607.3993 | 969.6775 | 1122.6584 | 14312.4849 | 0 | 0 | 2752.9099 | 0 | 0 | 0 | 0 | 0 | 48890.9288 | 0 | 54513.3856 | 0 | 3373.4742 | 1949102.6493 | 1266916.7685 | 0 | 0 | 0.078097 | 0 | 0.056627 | 0.040237 | 0.052165 | 0.035774 | 0.20178 | 0.02147 | 0.03786 | 0.025933 | 0.042323 | 0 | 0 | 0 | 0 | -0.12368 | 0
1985 | SCE | SCE-18-XXX | Representative Measure | Representative Measure | 1.6121 | 2.2935 | 74117687.7021 | 0 | 45975124.4962 | 32316749.6641 | 1.8088 | 2.7133 | 40975124.4962 | 27316749.6641 | 28142563.206 | 41800938.038 | 90437347.3879 | 0 | 122754097.052 | 0.60379 | 94458964.9565 | 40623.2797 | 0 | 85013068.4608 | 36560.9517 | 0 | 94458964.9565 | 40623.2797 | 0 | 94458964.9565 | 40623.2797 | 0 | 85013068.4608 | 36560.9517 | 0 | 944589649.5648 | 0 | 850130684.6083 | 0 | 11342.4463 | 0 | 12602.7181 | 0 | 113424.463 | 0 | 126027.1812 | 0 | 10791.9415 | 0 | 11991.0462 | 0 | 107919.4155 | 0 | 119910.4617 | 0 | 6393.9771 | 5754.5794 | 63939.7715 | 57545.7943 | 1 | 5000000 | 29467206.1479 | 34467206.1479 | 1000000 | 1000000 | 0 | 3000000 | 0 | 0 | 0 | 0 | 0 | 0 | 0 | 0 | 29467206.1479 | 0 | 44200809.2219 | 0 | 12523562.6129 | 642629283.4747 | 578366355.1273 | 0 | 0 | 0.12815 | 0 | 0.079491 | 0.070846 | 0.055876 | 0.047231 | 0.21224 | 0.048659 | 0.057304 | 0.072274 | 0.080919 | 0 | 0 | 0 | 0 | -0.084093 | 0
1986 | SCE | SCE-19-XXX | Representative Measure | Representative Measure | 1.2869 | 1.687 | 22298931.4638 | 0 | 17327711.7944 | 13218474.5296 | 1.8088 | 2.7133 | 12327711.7944 | 8218474.5296 | 4971219.6694 | 9080456.9342 | 27208838.7225 | 0 | 40427313.2521 | 0.55158 | 28418776.2868 | 12221.8563 | 0 | 25576898.6582 | 10999.6707 | 0 | 28418776.2868 | 12221.8563 | 0 | 28418776.2868 | 12221.8563 | 0 | 25576898.6582 | 10999.6707 | 0 | 284187762.8684 | 0 | 255768986.5815 | 0 | 3412.4706 | 0 | 3791.634 | 0 | 34124.7063 | 0 | 37916.3404 | 0 | 3246.8466 | 0 | 3607.6074 | 0 | 32468.4664 | 0 | 36076.0737 | 0 | 1923.682 | 1731.3138 | 19236.8195 | 17313.1376 | 1 | 5000000 | 8865457.5 | 13865457.5 | 1000000 | 1000000 | 0 | 3000000 | 0 | 0 | 0 | 0 | 0 | 0 | 0 | 0 | 8865457.5 | 0 | 13298186.25 | 0 | 3767819.4375 | 193340439.9556 | 174006395.9601 | 0 | 0 | 0.12815 | 0 | 0.099581 | 0.070846 | 0.075965 | 0.047231 | 0.23233 | 0.028569 | 0.057304 | 0.052185 | 0.080919 | 0 | 0 | 0 | 0 | -0.10418 | 0
1987 | SCE | SCE-20-XXX | Representative Measure | Representative Measure | 1.2869 | 1.687 | 22298931.4638 | 0 | 17327711.7944 | 13218474.5296 | 1.8088 | 2.7133 | 12327711.7944 | 8218474.5296 | 4971219.6694 | 9080456.9342 | 27208838.7225 | 0 | 40427313.2521 | 0.55158 | 28418776.2868 | 12221.8563 | 0 | 25576898.6582 | 10999.6707 | 0 | 28418776.2868 | 12221.8563 | 0 | 28418776.2868 | 12221.8563 | 0 | 25576898.6582 | 10999.6707 | 0 | 284187762.8684 | 0 | 255768986.5815 | 0 | 3412.4706 | 0 | 3791.634 | 0 | 34124.7063 | 0 | 37916.3404 | 0 | 3246.8466 | 0 | 3607.6074 | 0 | 32468.4664 | 0 | 36076.0737 | 0 | 1923.682 | 1731.3138 | 19236.8195 | 17313.1376 | 1 | 5000000 | 8865457.5 | 13865457.5 | 1000000 | 1000000 | 0 | 3000000 | 0 | 0 | 0 | 0 | 0 | 0 | 0 | 0 | 8865457.5 | 0 | 13298186.25 | 0 | 3767819.4375 | 193340439.9556 | 174006395.9601 | 0 | 0 | 0.12815 | 0 | 0.099581 | 0.070846 | 0.075965 | 0.047231 | 0.23233 | 0.028569 | 0.057304 | 0.052185 | 0.080919 | 0 | 0 | 0 | 0 | -0.10418 | 0
1 | SCE | SCE-3OV0100 | Non-Resource | Non-Resource | 0 | 0 | 0 | 0 | 4625819.2904 | 4625819.2904 | 0 | 0 | 0 | 0 | -4625819.2904 | -4625819.2904 | 0 | 0 | 4625819.2904 | 0 | 0 | 0 | 0 | 0 | 0 | 0 | 0 | 0 | 0 | 0 | 0 | 0 | 0 | 0 | 0 | 0 | 0 | 0 | 0 | 0 | 0 | 0 | 0 | 0 | 0 | 0 | 0 | 0 | 0 | 0 | 0 | 0 | 0 | 0 | 0 | 0 | 0 | 0 | 0 | 1 | 4625819.2904 | 0 | 4625819.2904 | 0 | 0 | 0 | 0 | 0 | 0 | 0 | 4625819.2904 | 0 | 0 | 0 | 0 | 0 | 0 | 0 | 0 | 0 | 0 | 0 | 0 | 0 | 0 | 0 | 0 | 0 | 0 | 0 | 0 | 0 | 0 | 0 | 0 | 0 | 0 | 0 | 0 | 0 | 0
1984 | SCE | SCE-3OV0200 | Non-Resource | Non-Resource | 0 | 0 | 0 | 0 | 6938728.9356 | 6938728.9356 | 0 | 0 | 0 | 0 | -6938728.9356 | -6938728.9356 | 0 | 0 | 6938728.9356 | 0 | 0 | 0 | 0 | 0 | 0 | 0 | 0 | 0 | 0 | 0 | 0 | 0 | 0 | 0 | 0 | 0 | 0 | 0 | 0 | 0 | 0 | 0 | 0 | 0 | 0 | 0 | 0 | 0 | 0 | 0 | 0 | 0 | 0 | 0 | 0 | 0 | 0 | 0 | 0 | 1 | 6938728.9356 | 0 | 6938728.9356 | 0 | 0 | 0 | 0 | 0 | 0 | 0 | 6938728.9356 | 0 | 0 | 0 | 0 | 0 | 0 | 0 | 0 | 0 | 0 | 0 | 0 | 0 | 0 | 0 | 0 | 0 | 0 | 0 | 0 | 0 | 0 | 0 | 0 | 0 | 0 | 0 | 0 | 0 | 0

## ValidationSummary
Table | Error Type | Message Count | Message
Measure | Warning High | 159 | No Match with Electric Avoided Cost table
Measure | Warning High | 23 | EUL > years in avoided cost table
Measure | Warning High | 21 | RUL > EUL/3. RUL should not be > one third of EUL
Output | Warning Low | 821 | Claim TRC less than 0.1
Output | Warning Low | 110 | Negative Net Participant Cost
Output | Warning Low | 48 | Claim TRC greater than three standard deviations above the mean

## ValidationMessages
PA | Program ID | CET ID | Elec Target Sector | Elec End Use Shape | Climate Zone | Gas Sector | Gas Savings Profile | Claim Year Quarter | Message
SCE | SCE-13-ESPI | 2 | Non-Resource | Non-Resource | 8 | Residential | Annual | 2020Q4 | Claim TRC less than 0.1
SCE | SCE-13-L-002B | 4 | NON_RES | DEER:HVAC_Split-Package_AC | 6 | Commercial | Annual | 2020Q4 | Negative Net Participant Cost
SCE | SCE-13-L-002D | 21 | Misc._Commercial | Outdoor Lt | 8 | Commercial | Annual | 2020Q4 | Claim TRC less than 0.1
SCE | SCE-13-L-002F | 24 | Misc._Commercial | Outdoor Lt | 8 | Commercial | Annual | 2020Q4 | Claim TRC less than 0.1
SCE | SCE-13-L-002F | 28 | Misc._Commercial | Commercial Whole Building | 8 | Commercial | Annual | 2020Q4 | Negative Net Participant Cost
SCE | SCE-13-L-002G | 36 | NON_RES | DEER:HVAC_Split-Package_AC | 6 | Commercial | Annual | 2020Q4 | Negative Net Participant Cost
SCE | SCE-13-L-002G | 38 | NON_RES | DEER:HVAC_Split-Package_AC | 10 | Commercial | Annual | 2020Q4 | Claim TRC less than 0.1
SCE | SCE-13-L-002G | 39 | Small_Office | Occupancy Sensor | 10 | Commercial | Annual | 2020Q4 | Claim TRC less than 0.1
SCE | SCE-13-L-002G | 40 | Small_Office | Var_Spd_AC_Mtr-NC | 10 | Commercial | Annual | 2020Q4 | Claim TRC less than 0.1
SCE | SCE-13-L-002G | 41 | Small_Office | Refrigeration | 6 | Commercial | Annual | 2020Q4 | Claim TRC less than 0.1
SCE | SCE-13-L-002G | 42 | Small_Office | Var_Spd_AC_Mtr-NC | 10 | Commercial | Annual | 2020Q4 | Claim TRC less than 0.1
SCE | SCE-13-L-002G | 45 | NON_RES | DEER:HVAC_Split-Package_AC | 10 | Commercial | Annual | 2020Q4 | Negative Net Participant Cost
SCE | SCE-13-L-002G | 47 | NON_RES | DEER:HVAC_Split-Package_AC | 6 | Commercial | Annual | 2020Q4 | Negative Net Participant Cost
SCE | SCE-13-L-002G | 48 | Misc._Commercial | Outdoor Lt | 6 | Commercial | Annual | 2020Q4 | Claim TRC less than 0.1
SCE | SCE-13-L-002G | 49 | Misc._Commercial | Outdoor Lt | 10 | Commercial | Annual | 2020Q4 | Claim TRC less than 0.1
SCE | SCE-13-L-002G | 50 | Small_Office | DayLt & Controls | 10 | Commercial | Annual | 2020Q4 | Claim TRC less than 0.1
SCE | SCE-13-L-002G | 51 | Misc._Commercial | Outdoor Lt | 6 | Commercial | Annual | 2020Q4 | Claim TRC less than 0.1
SCE | SCE-13-L-002G | 52 | Misc._Commercial | Outdoor Lt | 6 | Commercial | Annual | 2020Q4 | Claim TRC less than 0.1
SCE | SCE-13-L-002G | 53 | Misc._Commercial | Outdoor Lt | 6 | Commercial | Annual | 2020Q4 | Claim TRC less than 0.1
SCE | SCE-13-L-002G | 54 | Misc._Commercial | Commercial Whole Building | 8 | Commercial | Annual | 2020Q4 | Negative Net Participant Cost
SCE | SCE-13-L-002H | 55 | Misc._Commercial | Outdoor Lt | 16 | Commercial | Annual | 2020Q4 | Claim TRC less than 0.1
SCE | SCE-13-L-002H | 56 | Misc._Commercial | Outdoor Lt | 16 | Commercial | Annual | 2020Q4 | Claim TRC less than 0.1
SCE | SCE-13-L-002I | 57 | Non-Resource | Non-Resource | 8 | Residential | Annual | 2020Q4 | Claim TRC less than 0.1
SCE | SCE-13-L-002J | 58 | Misc._Commercial | Outdoor Lt | 15 | Commercial | Annual | 2020Q4 | Claim TRC less than 0.1
SCE | SCE-13-L-002K | 59 | Misc._Commercial | Outdoor Lt | 13 | Commercial | Annual | 2020Q4 | Claim TRC less than 0.1
SCE | SCE-13-L-002K | 60 | Misc._Commercial | Outdoor Lt | 13 | Commercial | Annual | 2020Q4 | Claim TRC less than 0.1
SCE | SCE-13-L-002K | 61 | Misc._Commercial | Outdoor Lt | 13 | Commercial | Annual | 2020Q4 | Claim TRC less than 0.1
SCE | SCE-13-L-002L | 62 | Misc._Commercial | Outdoor Lt | 6 | Commercial | Annual | 2020Q4 | Claim TRC less than 0.1
SCE | SCE-13-L-002L | 63 | Misc._Commercial | Outdoor Lt | 6 | Commercial | Annual | 2020Q4 | Claim TRC less than 0.1
SCE | SCE-13-L-002L | 65 | Misc._Commercial | Outdoor Lt | 8 | Commercial | Annual | 2020Q4 | Claim TRC less than 0.1
SCE | SCE-13-L-002M | 68 | Misc._Commercial | Outdoor Lt | 9 | Commercial | Annual | 2020Q4 | Claim TRC less than 0.1
SCE | SCE-13-L-002M | 70 | Misc._Commercial | Outdoor Lt | 9 | Commercial | Annual | 2020Q4 | Claim TRC less than 0.1
SCE | SCE-13-L-002M | 72 | Misc._Commercial | Outdoor Lt | 9 | Commercial | Annual | 2020Q4 | Claim TRC less than 0.1
SCE | SCE-13-L-002M | 73 | Misc._Commercial | Outdoor Lt | 9 | Commercial | Annual | 2020Q4 | Claim TRC less than 0.1
SCE | SCE-13-L-002M | 75 | Misc._Commercial | Outdoor Lt | 9 | Commercial | Annual | 2020Q4 | Claim TRC less than 0.1
SCE | SCE-13-L-002M | 79 | Misc._Commercial | Outdoor Lt | 9 | Commercial | Annual | 2020Q4 | Claim TRC less than 0.1
SCE | SCE-13-L-002N | 86 | Misc._Commercial | Commercial Whole Building | 13 | Commercial | Annual | 2020Q4 | Claim TRC less than 0.1
SCE | SCE-13-L-002N | 86 | Misc._Commercial | Commercial Whole Building | 13 | Commercial | Annual | 2020Q4 | Negative Net Participant Cost
SCE | SCE-13-L-002N | 87 | Misc._Commercial | Outdoor Lt | 13 | Commercial | Annual | 2020Q4 | Claim TRC less than 0.1
SCE | SCE-13-L-002N | 88 | Misc._Commercial | Outdoor Lt | 13 | Commercial | Annual | 2020Q4 | Claim TRC less than 0.1
SCE | SCE-13-L-002N | 89 | Misc._Commercial | Outdoor Lt | 13 | Commercial | Annual | 2020Q4 | Claim TRC less than 0.1
SCE | SCE-13-L-002N | 90 | Misc._Commercial | Outdoor Lt | 13 | Commercial | Annual | 2020Q4 | Claim TRC less than 0.1
SCE | SCE-13-L-002N | 91 | Misc._Commercial | Outdoor Lt | 13 | Commercial | Annual | 2020Q4 | Claim TRC less than 0.1
SCE | SCE-13-L-002O | 92 | Misc._Commercial | Outdoor Lt | 6 | Commercial | Annual | 2020Q4 | Claim TRC less than 0.1
SCE | SCE-13-L-002O | 93 | Misc._Commercial | Outdoor Lt | 6 | Commercial | Annual | 2020Q4 | Claim TRC less than 0.1
SCE | SCE-13-L-002O | 94 | Agricultural | Ag & Water Pumping | 6 | Commercial | Annual | 2020Q4 | Claim TRC less than 0.1
SCE | SCE-13-L-002O | 95 | Misc._Commercial | Commercial Whole Building | 6 | Commercial | Annual | 2020Q4 | Claim TRC less than 0.1
SCE | SCE-13-L-002O | 95 | Misc._Commercial | Commercial Whole Building | 6 | Commercial | Annual | 2020Q4 | Negative Net Participant Cost
SCE | SCE-13-L-002O | 96 | Misc._Commercial | Outdoor Lt | 6 | Commercial | Annual | 2020Q4 | Claim TRC less than 0.1
SCE | SCE-13-L-002P | 97 | Misc._Commercial | Outdoor Lt | 6 | Commercial | Annual | 2020Q4 | Claim TRC less than 0.1
SCE | SCE-13-L-002Q | 100 | Misc._Commercial | Outdoor Lt | 6 | Commercial | Annual | 2020Q4 | Claim TRC less than 0.1
SCE | SCE-13-L-002R | 102 | NON_RES | DEER:HVAC_Split-Package_AC | 10 | Commercial | Annual | 2020Q4 | Negative Net Participant Cost
SCE | SCE-13-L-002R | 104 | Agricultural | Ag & Water Pumping | 10 | Commercial | Annual | 2020Q4 | Claim TRC less than 0.1
SCE | SCE-13-L-002R | 105 | Agricultural | Ag & Water Pumping | 10 | Commercial | Annual | 2020Q4 | Claim TRC less than 0.1
SCE | SCE-13-L-002Rollup | 106 | Misc._Commercial | Commercial Whole Building | 8 | Commercial | Annual | 2020Q4 | Negative Net Participant Cost
SCE | SCE-13-L-002S | 107 | Misc._Commercial | Outdoor Lt | 14 | Commercial | Annual | 2020Q4 | Claim TRC less than 0.1
SCE | SCE-13-L-002S | 108 | Misc._Commercial | Outdoor Lt | 14 | Commercial | Annual | 2020Q4 | Claim TRC less than 0.1
SCE | SCE-13-L-002T | 111 | NON_RES | DEER:HVAC_Split-Package_AC | 8 | Commercial | Annual | 2020Q4 | Negative Net Participant Cost
SCE | SCE-13-L-002T | 111 | NON_RES | DEER:HVAC_Split-Package_AC | 8 | Commercial | Annual | 2020Q4 | RUL > EUL/3. RUL should not be > one third of EUL
SCE | SCE-13-L-002T | 114 | Misc._Commercial | Outdoor Lt | 8 | Commercial | Annual | 2020Q4 | Claim TRC less than 0.1
SCE | SCE-13-L-002U | 115 | Non-Resource | Non-Resource | 8 | Residential | Annual | 2020Q4 | Claim TRC less than 0.1
SCE | SCE-13-L-002V | 118 | Small_Office | Var_Spd_AC_Mtr-NC | 9 | Commercial | Annual | 2020Q4 | Negative Net Participant Cost
SCE | SCE-13-L-002V | 119 | NON_RES | DEER:HVAC_Split-Package_AC | 9 | Commercial | Annual | 2020Q4 | Negative Net Participant Cost
SCE | SCE-13-L-002V | 119 | NON_RES | DEER:HVAC_Split-Package_AC | 9 | Commercial | Annual | 2020Q4 | RUL > EUL/3. RUL should not be > one third of EUL
SCE | SCE-13-L-002V | 121 | Small_Office | Var_Spd_AC_Mtr-NC | 9 | Commercial | Annual | 2020Q4 | Negative Net Participant Cost
SCE | SCE-13-L-002V | 126 | Misc._Commercial | Outdoor Lt | 9 | Commercial | Annual | 2020Q4 | Claim TRC less than 0.1
SCE | SCE-13-L-002W | 132 | Misc._Commercial | Outdoor Lt | 9 | Commercial | Annual | 2020Q4 | Claim TRC less than 0.1
SCE | SCE-13-L-003A | 134 | NON_RES | DEER:HVAC_Split-Package_AC | 6 | Commercial | Annual | 2020Q4 | Negative Net Participant Cost
SCE | SCE-13-L-003A | 135 | Small_Office | Var_Spd_AC_Mtr-NC | 9 | Commercial | Annual | 2020Q4 | Negative Net Participant Cost
SCE | SCE-13-L-003A | 140 | Misc._Commercial | Outdoor Lt | 9 | Commercial | Annual | 2020Q4 | Claim TRC less than 0.1
SCE | SCE-13-L-003A | 141 | Misc._Commercial | Outdoor Lt | 13 | Commercial | Annual | 2020Q4 | Claim TRC less than 0.1
SCE | SCE-13-L-003A | 142 | NON_RES | DEER:Indoor_Non-CFL_Ltg | 14 | Commercial | Annual | 2020Q4 | Negative Net Participant Cost
SCE | SCE-13-L-003A | 144 | Misc._Commercial | Outdoor Lt | 10 | Commercial | Annual | 2020Q4 | Claim TRC less than 0.1
SCE | SCE-13-L-003A | 145 | Misc._Commercial | Outdoor Lt | 10 | Commercial | Annual | 2020Q4 | Claim TRC less than 0.1
SCE | SCE-13-L-003A | 146 | Misc._Commercial | Commercial Whole Building | 6 | Commercial | Annual | 2020Q4 | Negative Net Participant Cost
SCE | SCE-13-L-003A | 148 | Agricultural | Ag & Water Pumping | 8 | Commercial | Annual | 2020Q4 | Negative Net Participant Cost
SCE | SCE-13-L-003A | 149 | NON_RES | DEER:HVAC_Chillers | 6 | Commercial | Annual | 2020Q4 | Negative Net Participant Cost
SCE | SCE-13-L-003A | 150 | Misc._Commercial | Outdoor Lt | 16 | Commercial | Annual | 2020Q4 | Claim TRC less than 0.1
SCE | SCE-13-L-003B | 151 | Misc._Commercial | Outdoor Lt | 15 | Commercial | Annual | 2020Q4 | Claim TRC less than 0.1
SCE | SCE-13-L-003B | 152 | Misc._Commercial | Outdoor Lt | 15 | Commercial | Annual | 2020Q4 | Claim TRC less than 0.1
SCE | SCE-13-L-003C | 158 | Misc._Commercial | Outdoor Lt | 9 | Commercial | Annual | 2020Q4 | Claim TRC less than 0.1
SCE | SCE-13-L-003C | 160 | Agricultural | Ag & Water Pumping | 9 | Commercial | Annual | 2020Q4 | Negative Net Participant Cost
SCE | SCE-13-L-003D | 163 | Misc._Commercial | Outdoor Lt | 10 | Commercial | Annual | 2020Q4 | Claim TRC less than 0.1
SCE | SCE-13-L-003D | 164 | Misc._Commercial | Outdoor Lt | 10 | Commercial | Annual | 2020Q4 | Claim TRC less than 0.1
SCE | SCE-13-L-003D | 165 | Misc._Commercial | Outdoor Lt | 10 | Commercial | Annual | 2020Q4 | Claim TRC less than 0.1
SCE | SCE-13-L-003E | 167 | Misc._Commercial | Outdoor Lt | 10 | Commercial | Annual | 2020Q4 | Claim TRC less than 0.1
SCE | SCE-13-L-003E | 168 | NON_RES | DEER:HVAC_Split-Package_AC | 10 | Commercial | Annual | 2020Q4 | Negative Net Participant Cost
SCE | SCE-13-L-003E | 170 | Misc._Commercial | Commercial Whole Building | 10 | Commercial | Annual | 2020Q4 | Negative Net Participant Cost
SCE | SCE-13-L-003F | 174 | NON_RES | DEER:HVAC_Chillers | 9 | Commercial | Annual | 2020Q4 | Negative Net Participant Cost
SCE | SCE-13-L-003F | 175 | Misc._Commercial | Outdoor Lt | 9 | Commercial | Annual | 2020Q4 | Claim TRC less than 0.1
SCE | SCE-13-L-003F | 179 | Small_Office | DayLt & Controls | 9 | Commercial | Annual | 2020Q4 | Negative Net Participant Cost
SCE | SCE-13-L-003F | 180 | Small_Office | Occupancy Sensor | 9 | Commercial | Annual | 2020Q4 | Claim TRC less than 0.1
SCE | SCE-13-L-003F | 181 | Misc._Commercial | Outdoor Lt | 9 | Commercial | Annual | 2020Q4 | Claim TRC less than 0.1
SCE | SCE-13-L-003G | 184 | Misc._Commercial | Outdoor Lt | 6 | Commercial | Annual | 2020Q4 | Claim TRC less than 0.1
SCE | SCE-13-L-003G | 185 | Misc._Commercial | Outdoor Lt | 6 | Commercial | Annual | 2020Q4 | Claim TRC less than 0.1
SCE | SCE-13-L-003G | 186 | Misc._Commercial | Commercial Whole Building | 9 | Commercial | Annual | 2020Q4 | Negative Net Participant Cost
SCE | SCE-13-L-003G | 187 | Small_Office | DayLt & Controls | 8 | Commercial | Annual | 2020Q4 | Negative Net Participant Cost
SCE | SCE-13-L-003G | 189 | Small_Office | DayLt & Controls | 8 | Commercial | Annual | 2020Q4 | Negative Net Participant Cost
SCE | SCE-13-L-003G | 191 | Misc._Commercial | Outdoor Lt | 8 | Commercial | Annual | 2020Q4 | Claim TRC less than 0.1
SCE | SCE-13-PB | 3 | Non-Resource | Non-Resource | 8 | Residential | Annual | 2020Q4 | Claim TRC less than 0.1
SCE | SCE-13-SW-001C | 251 | RES | DEER:HVAC_Eff_AC | 16 | Residential | Annual | 2020Q4 | Claim TRC less than 0.1
SCE | SCE-13-SW-001C | 254 | RES | DEER:Res_ClothesDishWasher | 8 | Residential | Annual | 2020Q4 | Negative Net Participant Cost
SCE | SCE-13-SW-001C | 256 | Residential | Residential Pool Pumps | 10 | Residential | Annual | 2020Q4 | Negative Net Participant Cost
SCE | SCE-13-SW-001C | 257 | Residential | Residential Pool Pumps | 10 | Residential | Annual | 2020Q4 | Negative Net Participant Cost
SCE | SCE-13-SW-001C | 262 | RES | DEER:Indoor_CFL_Ltg | 10 | Residential | Annual | 2020Q4 | Claim TRC less than 0.1
SCE | SCE-13-SW-001C | 263 | RES | DEER:Indoor_CFL_Ltg | 10 | Residential | Annual | 2020Q4 | Claim TRC less than 0.1
SCE | SCE-13-SW-001C | 264 | RES | DEER:Indoor_CFL_Ltg | 10 | Residential | Annual | 2020Q4 | Claim TRC less than 0.1
SCE | SCE-13-SW-001C | 265 | RES | DEER:Indoor_CFL_Ltg | 10 | Residential | Annual | 2020Q4 | Claim TRC less than 0.1
SCE | SCE-13-SW-001C | 266 | RES | DEER:Indoor_CFL_Ltg | 10 | Residential | Annual | 2020Q4 | Claim TRC less than 0.1
SCE | SCE-13-SW-001C | 267 | RES | DEER:Indoor_CFL_Ltg | 10 | Residential | Annual | 2020Q4 | Claim TRC less than 0.1
SCE | SCE-13-SW-001C | 268 | RES | DEER:Indoor_CFL_Ltg | 10 | Residential | Annual | 2020Q4 | Claim TRC less than 0.1
SCE | SCE-13-SW-001C | 269 | RES | DEER:Indoor_CFL_Ltg | 10 | Residential | Annual | 2020Q4 | Claim TRC less than 0.1
SCE | SCE-13-SW-001C | 270 | RES | DEER:Indoor_CFL_Ltg | 10 | Residential | Annual | 2020Q4 | Claim TRC less than 0.1
SCE | SCE-13-SW-001C | 271 | RES | DEER:Indoor_CFL_Ltg | 10 | Residential | Annual | 2020Q4 | Claim TRC less than 0.1
SCE | SCE-13-SW-001C | 272 | RES | DEER:Indoor_CFL_Ltg | 10 | Residential | Annual | 2020Q4 | Claim TRC less than 0.1
SCE | SCE-13-SW-001C | 273 | RES | DEER:Indoor_CFL_Ltg | 10 | Residential | Annual | 2020Q4 | Claim TRC less than 0.1
SCE | SCE-13-SW-001C | 274 | RES | DEER:Indoor_CFL_Ltg | 10 | Residential | Annual | 2020Q4 | Claim TRC less than 0.1
SCE | SCE-13-SW-001C | 275 | Misc._Commercial | Outdoor Lt | 10 | Residential | Annual | 2020Q4 | Claim TRC less than 0.1
SCE | SCE-13-SW-001C | 276 | Misc._Commercial | Outdoor Lt | 10 | Residential | Annual | 2020Q4 | Claim TRC less than 0.1
SCE | SCE-13-SW-001C | 277 | Misc._Commercial | Outdoor Lt | 10 | Residential | Annual | 2020Q4 | Claim TRC less than 0.1
SCE | SCE-13-SW-001C | 278 | Misc._Commercial | Outdoor Lt | 10 | Residential | Annual | 2020Q4 | Claim TRC less than 0.1
SCE | SCE-13-SW-001C | 279 | Misc._Commercial | Outdoor Lt | 10 | Residential | Annual | 2020Q4 | Claim TRC less than 0.1
SCE | SCE-13-SW-001C | 280 | Misc._Commercial | Outdoor Lt | 10 | Residential | Annual | 2020Q4 | Claim TRC less than 0.1
SCE | SCE-13-SW-001C | 281 | Misc._Commercial | Outdoor Lt | 10 | Residential | Annual | 2020Q4 | Claim TRC less than 0.1
SCE | SCE-13-SW-001C | 282 | Misc._Commercial | Outdoor Lt | 10 | Residential | Annual | 2020Q4 | Claim TRC less than 0.1
SCE | SCE-13-SW-001C | 335 | Misc._Commercial | Outdoor Lt | 10 | Residential | Annual | 2020Q4 | Claim TRC less than 0.1
SCE | SCE-13-SW-001C | 336 | Misc._Commercial | Outdoor Lt | 10 | Residential | Annual | 2020Q4 | Claim TRC less than 0.1
SCE | SCE-13-SW-001C | 337 | Misc._Commercial | Outdoor Lt | 10 | Residential | Annual | 2020Q4 | Claim TRC less than 0.1
SCE | SCE-13-SW-001C | 338 | Misc._Commercial | Outdoor Lt | 10 | Residential | Annual | 2020Q4 | Claim TRC less than 0.1
SCE | SCE-13-SW-001C | 339 | Misc._Commercial | Outdoor Lt | 10 | Residential | Annual | 2020Q4 | Claim TRC less than 0.1
SCE | SCE-13-SW-001C | 340 | Misc._Commercial | Outdoor Lt | 10 | Residential | Annual | 2020Q4 | Claim TRC less than 0.1
SCE | SCE-13-SW-001C | 341 | Misc._Commercial | Outdoor Lt | 10 | Residential | Annual | 2020Q4 | Claim TRC less than 0.1
SCE | SCE-13-SW-001C | 342 | Misc._Commercial | Outdoor Lt | 10 | Residential | Annual | 2020Q4 | Claim TRC less than 0.1
SCE | SCE-13-SW-001C | 343 | Misc._Commercial | Outdoor Lt | 10 | Residential | Annual | 2020Q4 | Claim TRC less than 0.1
SCE | SCE-13-SW-001C | 344 | Misc._Commercial | Outdoor Lt | 10 | Residential | Annual | 2020Q4 | Claim TRC less than 0.1
SCE | SCE-13-SW-001C | 345 | Misc._Commercial | Outdoor Lt | 10 | Residential | Annual | 2020Q4 | Claim TRC less than 0.1
SCE | SCE-13-SW-001C | 346 | Misc._Commercial | Outdoor Lt | 10 | Residential | Annual | 2020Q4 | Claim TRC less than 0.1
SCE | SCE-13-SW-001C | 347 | Misc._Commercial | Outdoor Lt | 10 | Residential | Annual | 2020Q4 | Claim TRC less than 0.1
SCE | SCE-13-SW-001C | 348 | Misc._Commercial | Outdoor Lt | 10 | Residential | Annual | 2020Q4 | Claim TRC less than 0.1
SCE | SCE-13-SW-001C | 349 | Misc._Commercial | Outdoor Lt | 10 | Residential | Annual | 2020Q4 | Claim TRC less than 0.1
SCE | SCE-13-SW-001C | 350 | Misc._Commercial | Outdoor Lt | 10 | Residential | Annual | 2020Q4 | Claim TRC less than 0.1
SCE | SCE-13-SW-001C | 351 | Misc._Commercial | Outdoor Lt | 10 | Residential | Annual | 2020Q4 | Claim TRC less than 0.1
SCE | SCE-13-SW-001C | 352 | Misc._Commercial | Outdoor Lt | 10 | Residential | Annual | 2020Q4 | Claim TRC less than 0.1
SCE | SCE-13-SW-001C | 353 | Misc._Commercial | Outdoor Lt | 10 | Residential | Annual | 2020Q4 | Claim TRC less than 0.1
SCE | SCE-13-SW-001C | 354 | Misc._Commercial | Outdoor Lt | 10 | Residential | Annual | 2020Q4 | Claim TRC less than 0.1
SCE | SCE-13-SW-001C | 355 | Misc._Commercial | Outdoor Lt | 10 | Residential | Annual | 2020Q4 | Claim TRC less than 0.1
SCE | SCE-13-SW-001C | 356 | Misc._Commercial | Outdoor Lt | 10 | Residential | Annual | 2020Q4 | Claim TRC less than 0.1
SCE | SCE-13-SW-001C | 357 | Misc._Commercial | Outdoor Lt | 10 | Residential | Annual | 2020Q4 | Claim TRC less than 0.1
SCE | SCE-13-SW-001C | 358 | Misc._Commercial | Outdoor Lt | 10 | Residential | Annual | 2020Q4 | Claim TRC less than 0.1
SCE | SCE-13-SW-001C | 359 | Misc._Commercial | Outdoor Lt | 10 | Residential | Annual | 2020Q4 | Claim TRC less than 0.1
SCE | SCE-13-SW-001C | 360 | Misc._Commercial | Outdoor Lt | 10 | Residential | Annual | 2020Q4 | Claim TRC less than 0.1
SCE | SCE-13-SW-001C | 361 | Misc._Commercial | Outdoor Lt | 10 | Residential | Annual | 2020Q4 | Claim TRC less than 0.1
SCE | SCE-13-SW-001C | 362 | Misc._Commercial | Outdoor Lt | 10 | Residential | Annual | 2020Q4 | Claim TRC less than 0.1
SCE | SCE-13-SW-001C | 363 | Misc._Commercial | Outdoor Lt | 10 | Residential | Annual | 2020Q4 | Claim TRC less than 0.1
SCE | SCE-13-SW-001C | 364 | Misc._Commercial | Outdoor Lt | 10 | Residential | Annual | 2020Q4 | Claim TRC less than 0.1
SCE | SCE-13-SW-001C | 365 | Misc._Commercial | Outdoor Lt | 10 | Residential | Annual | 2020Q4 | Claim TRC less than 0.1
SCE | SCE-13-SW-001C | 366 | Misc._Commercial | Outdoor Lt | 10 | Residential | Annual | 2020Q4 | Claim TRC less than 0.1
SCE | SCE-13-SW-001C | 367 | Misc._Commercial | Outdoor Lt | 10 | Residential | Annual | 2020Q4 | Claim TRC less than 0.1
SCE | SCE-13-SW-001C | 368 | Misc._Commercial | Outdoor Lt | 10 | Residential | Annual | 2020Q4 | Claim TRC less than 0.1
SCE | SCE-13-SW-001C | 369 | Misc._Commercial | Outdoor Lt | 10 | Residential | Annual | 2020Q4 | Claim TRC less than 0.1
SCE | SCE-13-SW-001C | 370 | Misc._Commercial | Outdoor Lt | 10 | Residential | Annual | 2020Q4 | Claim TRC less than 0.1
SCE | SCE-13-SW-001C | 371 | Misc._Commercial | Outdoor Lt | 10 | Residential | Annual | 2020Q4 | Claim TRC less than 0.1
SCE | SCE-13-SW-001C | 372 | Misc._Commercial | Outdoor Lt | 10 | Residential | Annual | 2020Q4 | Claim TRC less than 0.1
SCE | SCE-13-SW-001C | 373 | Misc._Commercial | Outdoor Lt | 10 | Residential | Annual | 2020Q4 | Claim TRC less than 0.1
SCE | SCE-13-SW-001C | 374 | Misc._Commercial | Outdoor Lt | 10 | Residential | Annual | 2020Q4 | Claim TRC less than 0.1
SCE | SCE-13-SW-001C | 375 | Misc._Commercial | Outdoor Lt | 10 | Residential | Annual | 2020Q4 | Claim TRC less than 0.1
SCE | SCE-13-SW-001C | 376 | Misc._Commercial | Outdoor Lt | 10 | Residential | Annual | 2020Q4 | Claim TRC less than 0.1
SCE | SCE-13-SW-001C | 377 | Misc._Commercial | Outdoor Lt | 10 | Residential | Annual | 2020Q4 | Claim TRC less than 0.1
SCE | SCE-13-SW-001C | 378 | Misc._Commercial | Outdoor Lt | 10 | Residential | Annual | 2020Q4 | Claim TRC less than 0.1
SCE | SCE-13-SW-001C | 379 | Misc._Commercial | Outdoor Lt | 10 | Residential | Annual | 2020Q4 | Claim TRC less than 0.1
SCE | SCE-13-SW-001C | 380 | Misc._Commercial | Outdoor Lt | 10 | Residential | Annual | 2020Q4 | Claim TRC less than 0.1
SCE | SCE-13-SW-001C | 381 | Misc._Commercial | Outdoor Lt | 10 | Residential | Annual | 2020Q4 | Claim TRC less than 0.1
SCE | SCE-13-SW-001C | 382 | Misc._Commercial | Outdoor Lt | 10 | Residential | Annual | 2020Q4 | Claim TRC less than 0.1
SCE | SCE-13-SW-001C | 383 | Misc._Commercial | Outdoor Lt | 10 | Residential | Annual | 2020Q4 | Claim TRC less than 0.1
SCE | SCE-13-SW-001C | 384 | Misc._Commercial | Outdoor Lt | 10 | Residential | Annual | 2020Q4 | Claim TRC less than 0.1
SCE | SCE-13-SW-001C | 385 | Misc._Commercial | Outdoor Lt | 10 | Residential | Annual | 2020Q4 | Claim TRC less than 0.1
SCE | SCE-13-SW-001C | 386 | Misc._Commercial | Outdoor Lt | 10 | Residential | Annual | 2020Q4 | Claim TRC less than 0.1
SCE | SCE-13-SW-001C | 387 | Misc._Commercial | Outdoor Lt | 10 | Residential | Annual | 2020Q4 | Claim TRC less than 0.1
SCE | SCE-13-SW-001C | 388 | Misc._Commercial | Outdoor Lt | 10 | Residential | Annual | 2020Q4 | Claim TRC less than 0.1
SCE | SCE-13-SW-001C | 389 | Misc._Commercial | Outdoor Lt | 10 | Residential | Annual | 2020Q4 | Claim TRC less than 0.1
SCE | SCE-13-SW-001C | 390 | Misc._Commercial | Outdoor Lt | 10 | Residential | Annual | 2020Q4 | Claim TRC less than 0.1
SCE | SCE-13-SW-001C | 391 | Misc._Commercial | Outdoor Lt | 10 | Residential | Annual | 2020Q4 | Claim TRC less than 0.1
SCE | SCE-13-SW-001C | 392 | Misc._Commercial | Outdoor Lt | 10 | Residential | Annual | 2020Q4 | Claim TRC less than 0.1
SCE | SCE-13-SW-001C | 393 | Misc._Commercial | Outdoor Lt | 10 | Residential | Annual | 2020Q4 | Claim TRC less than 0.1
SCE | SCE-13-SW-001C | 394 | Misc._Commercial | Outdoor Lt | 10 | Residential | Annual | 2020Q4 | Claim TRC less than 0.1
SCE | SCE-13-SW-001C | 395 | Misc._Commercial | Outdoor Lt | 10 | Residential | Annual | 2020Q4 | Claim TRC less than 0.1
SCE | SCE-13-SW-001C | 396 | Misc._Commercial | Outdoor Lt | 10 | Residential | Annual | 2020Q4 | Claim TRC less than 0.1
SCE | SCE-13-SW-001C | 397 | Misc._Commercial | Outdoor Lt | 10 | Residential | Annual | 2020Q4 | Claim TRC less than 0.1
SCE | SCE-13-SW-001C | 398 | Misc._Commercial | Outdoor Lt | 10 | Residential | Annual | 2020Q4 | Claim TRC less than 0.1
SCE | SCE-13-SW-001C | 399 | Misc._Commercial | Outdoor Lt | 10 | Residential | Annual | 2020Q4 | Claim TRC less than 0.1
SCE | SCE-13-SW-001C | 400 | Misc._Commercial | Outdoor Lt | 10 | Residential | Annual | 2020Q4 | Claim TRC less than 0.1
SCE | SCE-13-SW-001C | 401 | RES | DEER:Indoor_CFL_Ltg | 10 | Residential | Annual | 2020Q4 | Claim TRC less than 0.1
SCE | SCE-13-SW-001C | 402 | RES | DEER:Indoor_CFL_Ltg | 10 | Residential | Annual | 2020Q4 | Claim TRC less than 0.1
SCE | SCE-13-SW-001C | 403 | RES | DEER:Indoor_CFL_Ltg | 10 | Residential | Annual | 2020Q4 | Claim TRC less than 0.1
SCE | SCE-13-SW-001C | 404 | RES | DEER:Indoor_CFL_Ltg | 10 | Residential | Annual | 2020Q4 | Claim TRC less than 0.1
SCE | SCE-13-SW-001C | 405 | RES | DEER:Indoor_CFL_Ltg | 10 | Residential | Annual | 2020Q4 | Claim TRC less than 0.1
SCE | SCE-13-SW-001C | 406 | RES | DEER:Indoor_CFL_Ltg | 10 | Residential | Annual | 2020Q4 | Claim TRC less than 0.1
SCE | SCE-13-SW-001C | 407 | RES | DEER:Indoor_CFL_Ltg | 10 | Residential | Annual | 2020Q4 | Claim TRC less than 0.1
SCE | SCE-13-SW-001C | 408 | RES | DEER:Indoor_CFL_Ltg | 10 | Residential | Annual | 2020Q4 | Claim TRC less than 0.1
SCE | SCE-13-SW-001C | 409 | RES | DEER:Indoor_CFL_Ltg | 8 | Residential | Annual | 2020Q4 | Claim TRC less than 0.1
SCE | SCE-13-SW-001C | 410 | RES | DEER:Indoor_CFL_Ltg | 8 | Residential | Annual | 2020Q4 | Claim TRC less than 0.1
SCE | SCE-13-SW-001C | 411 | RES | DEER:Indoor_CFL_Ltg | 10 | Residential | Annual | 2020Q4 | Claim TRC less than 0.1
SCE | SCE-13-SW-001C | 412 | RES | DEER:Indoor_CFL_Ltg | 8 | Residential | Annual | 2020Q4 | Claim TRC less than 0.1
SCE | SCE-13-SW-001C | 413 | RES | DEER:Indoor_CFL_Ltg | 9 | Residential | Annual | 2020Q4 | Claim TRC less than 0.1
SCE | SCE-13-SW-001C | 414 | RES | DEER:Indoor_CFL_Ltg | 10 | Residential | Annual | 2020Q4 | Claim TRC less than 0.1
SCE | SCE-13-SW-001C | 415 | RES | DEER:Indoor_CFL_Ltg | 8 | Residential | Annual | 2020Q4 | Claim TRC less than 0.1
SCE | SCE-13-SW-001C | 416 | RES | DEER:Indoor_CFL_Ltg | 10 | Residential | Annual | 2020Q4 | Claim TRC less than 0.1
SCE | SCE-13-SW-001C | 417 | Misc._Commercial | Outdoor Lt | 10 | Residential | Annual | 2020Q4 | Claim TRC less than 0.1
SCE | SCE-13-SW-001C | 418 | Misc._Commercial | Outdoor Lt | 10 | Residential | Annual | 2020Q4 | Claim TRC less than 0.1
SCE | SCE-13-SW-001C | 431 | RES | DEER:Indoor_CFL_Ltg | 10 | Residential | Annual | 2020Q4 | Negative Net Participant Cost
SCE | SCE-13-SW-001C | 432 | RES | DEER:Indoor_CFL_Ltg | 10 | Residential | Annual | 2020Q4 | Negative Net Participant Cost
SCE | SCE-13-SW-001C | 434 | RES | DEER:Indoor_CFL_Ltg | 9 | Residential | Annual | 2020Q4 | Claim TRC less than 0.1
SCE | SCE-13-SW-001C | 435 | RES | DEER:Indoor_CFL_Ltg | 8 | Residential | Annual | 2020Q4 | Claim TRC less than 0.1
SCE | SCE-13-SW-001C | 436 | RES | DEER:Indoor_CFL_Ltg | 8 | Residential | Annual | 2020Q4 | Claim TRC less than 0.1
SCE | SCE-13-SW-001C | 437 | RES | DEER:Indoor_CFL_Ltg | 8 | Residential | Annual | 2020Q4 | Claim TRC less than 0.1
SCE | SCE-13-SW-001C | 438 | Misc._Commercial | Outdoor Lt | 8 | Residential | Annual | 2020Q4 | Claim TRC less than 0.1
SCE | SCE-13-SW-001C | 439 | Misc._Commercial | Outdoor Lt | 8 | Residential | Annual | 2020Q4 | Claim TRC less than 0.1
SCE | SCE-13-SW-001C | 450 | Misc._Commercial | Outdoor Lt | 10 | Residential | Annual | 2020Q4 | Claim TRC less than 0.1
SCE | SCE-13-SW-001C | 451 | Misc._Commercial | Outdoor Lt | 10 | Residential | Annual | 2020Q4 | Claim TRC less than 0.1
SCE | SCE-13-SW-001F | 453 | Resource Program Ending | Resource Program Ending | 8 | Residential | Annual | 2020Q4 | Claim TRC less than 0.1
SCE | SCE-13-SW-001G | 480 | RES | DEER:HVAC_Eff_AC | 15 | Residential | Annual | 2020Q4 | Claim TRC greater than three standard deviations above the mean
SCE | SCE-13-SW-001G | 495 | RES | DEER:HVAC_Eff_AC | 13 | Residential | Annual | 2020Q4 | Claim TRC less than 0.1
SCE | SCE-13-SW-001G | 496 | RES | DEER:HVAC_Eff_AC | 13 | Residential | Annual | 2020Q4 | Claim TRC less than 0.1
SCE | SCE-13-SW-002A | 500 | Non-Resource | Non-Resource | 8 | Residential | Annual | 2020Q4 | Claim TRC less than 0.1
SCE | SCE-13-SW-002B | 502 | NON_RES | DEER:HVAC_Split-Package_AC | 8 | Commercial | Annual | 2020Q4 | Claim TRC less than 0.1
SCE | SCE-13-SW-002B | 509 | Small_Office | Var_Spd_AC_Mtr-NC | 8 | Commercial | Annual | 2020Q4 | Claim TRC less than 0.1
SCE | SCE-13-SW-002B | 511 | Small_Office | Occupancy Sensor | 8 | Commercial | Annual | 2020Q4 | Claim TRC less than 0.1
SCE | SCE-13-SW-002B | 515 | Small_Office | Var_Spd_AC_Mtr-NC | 8 | Commercial | Annual | 2020Q4 | Claim TRC less than 0.1
SCE | SCE-13-SW-002B | 516 | NON_RES | DEER:HVAC_Split-Package_AC | 8 | Commercial | Annual | 2020Q4 | RUL > EUL/3. RUL should not be > one third of EUL
SCE | SCE-13-SW-002B | 517 | Small_Office | Var_Spd_AC_Mtr-NC | 8 | Commercial | Annual | 2020Q4 | Claim TRC less than 0.1
SCE | SCE-13-SW-002B | 521 | Small_Office | Refrigeration | 8 | Commercial | Annual | 2020Q4 | Claim TRC less than 0.1
SCE | SCE-13-SW-002B | 524 | Small_Office | Lo_Gain_Wndw-NC | 8 | Commercial | Annual | 2020Q4 | Claim TRC less than 0.1
SCE | SCE-13-SW-002B | 525 | Residential | HorizAxisClothesWasher-RC | 8 | Commercial | Annual | 2020Q4 | Claim TRC less than 0.1
SCE | SCE-13-SW-002B | 526 | NON_RES | DEER:Indoor_Non-CFL_Ltg | 8 | Commercial | Annual | 2020Q4 | Claim TRC greater than three standard deviations above the mean
SCE | SCE-13-SW-002B | 527 | NON_RES | DEER:Indoor_Non-CFL_Ltg | 8 | Commercial | Annual | 2020Q4 | Claim TRC greater than three standard deviations above the mean
SCE | SCE-13-SW-002B | 528 | Small_Office | DayLt & Controls | 8 | Commercial | Annual | 2020Q4 | Claim TRC greater than three standard deviations above the mean
SCE | SCE-13-SW-002B | 529 | Misc._Commercial | Outdoor Lt | 8 | Commercial | Annual | 2020Q4 | Claim TRC less than 0.1
SCE | SCE-13-SW-002B | 530 | Misc._Commercial | Outdoor Lt | 8 | Commercial | Annual | 2020Q4 | Claim TRC less than 0.1
SCE | SCE-13-SW-002B | 532 | Misc._Commercial | Outdoor Lt | 8 | Commercial | Annual | 2020Q4 | Claim TRC less than 0.1
SCE | SCE-13-SW-002B | 533 | NON_RES | DEER:Indoor_Non-CFL_Ltg | 8 | Commercial | Annual | 2020Q4 | Claim TRC greater than three standard deviations above the mean
SCE | SCE-13-SW-002B | 534 | Misc._Commercial | Outdoor Lt | 8 | Commercial | Annual | 2020Q4 | Claim TRC less than 0.1
SCE | SCE-13-SW-002B | 535 | Misc._Commercial | Outdoor Lt | 8 | Commercial | Annual | 2020Q4 | Claim TRC less than 0.1
SCE | SCE-13-SW-002B | 536 | Misc._Commercial | Outdoor Lt | 8 | Commercial | Annual | 2020Q4 | Claim TRC less than 0.1
SCE | SCE-13-SW-002B | 537 | Small_Office | DayLt & Controls | 8 | Commercial | Annual | 2020Q4 | Claim TRC greater than three standard deviations above the mean
SCE | SCE-13-SW-002B | 539 | Misc._Commercial | Outdoor Lt | 8 | Commercial | Annual | 2020Q4 | Claim TRC less than 0.1
SCE | SCE-13-SW-002B | 540 | Small_Office | DayLt & Controls | 8 | Commercial | Annual | 2020Q4 | Claim TRC greater than three standard deviations above the mean
SCE | SCE-13-SW-002B | 542 | Misc._Commercial | Outdoor Lt | 8 | Commercial | Annual | 2020Q4 | Claim TRC less than 0.1
SCE | SCE-13-SW-002B | 543 | Industrial | Industrial | 8 | Commercial | Annual | 2020Q4 | Claim TRC less than 0.1
SCE | SCE-13-SW-002B | 546 | Agricultural | Ag & Water Pumping | 8 | Commercial | Annual | 2020Q4 | Claim TRC less than 0.1
SCE | SCE-13-SW-002B | 547 | Agricultural | Ag & Water Pumping | 8 | Commercial | Annual | 2020Q4 | Claim TRC less than 0.1
SCE | SCE-13-SW-002B | 556 | Industrial | Industrial | 8 | Commercial | Annual | 2020Q4 | Claim TRC less than 0.1
SCE | SCE-13-SW-002B | 557 | Industrial | Industrial | 8 | Commercial | Annual | 2020Q4 | Claim TRC greater than three standard deviations above the mean
SCE | SCE-13-SW-002B | 558 | Industrial | Industrial | 8 | Commercial | Annual | 2020Q4 | Claim TRC less than 0.1
SCE | SCE-13-SW-002B | 559 | Industrial | Industrial | 8 | Commercial | Annual | 2020Q4 | Claim TRC less than 0.1
SCE | SCE-13-SW-002B | 562 | Small_Office | Refrigeration | 8 | Commercial | Annual | 2020Q4 | Claim TRC less than 0.1
SCE | SCE-13-SW-002B | 564 | Small_Office | Refrigeration | 8 | Commercial | Annual | 2020Q4 | Claim TRC less than 0.1
SCE | SCE-13-SW-002B | 576 | Small_Office | Occupancy Sensor | 9 | Commercial | Annual | 2020Q4 | Claim TRC less than 0.1
SCE | SCE-13-SW-002B | 581 | NON_RES | DEER:HVAC_Split-Package_AC | 9 | Commercial | Annual | 2020Q4 | Negative Net Participant Cost
SCE | SCE-13-SW-002B | 581 | NON_RES | DEER:HVAC_Split-Package_AC | 9 | Commercial | Annual | 2020Q4 | RUL > EUL/3. RUL should not be > one third of EUL
SCE | SCE-13-SW-002B | 582 | Small_Office | Var_Spd_AC_Mtr-NC | 9 | Commercial | Annual | 2020Q4 | Claim TRC less than 0.1
SCE | SCE-13-SW-002B | 591 | NON_RES | DEER:Indoor_Non-CFL_Ltg | 9 | Commercial | Annual | 2020Q4 | Claim TRC greater than three standard deviations above the mean
SCE | SCE-13-SW-002B | 592 | NON_RES | DEER:Indoor_Non-CFL_Ltg | 9 | Commercial | Annual | 2020Q4 | Claim TRC greater than three standard deviations above the mean
SCE | SCE-13-SW-002B | 593 | Small_Office | DayLt & Controls | 9 | Commercial | Annual | 2020Q4 | Claim TRC greater than three standard deviations above the mean
SCE | SCE-13-SW-002B | 594 | Misc._Commercial | Outdoor Lt | 9 | Commercial | Annual | 2020Q4 | Claim TRC less than 0.1
SCE | SCE-13-SW-002B | 595 | Misc._Commercial | Outdoor Lt | 9 | Commercial | Annual | 2020Q4 | Claim TRC less than 0.1
SCE | SCE-13-SW-002B | 596 | NON_RES | DEER:Indoor_Non-CFL_Ltg | 9 | Commercial | Annual | 2020Q4 | Claim TRC greater than three standard deviations above the mean
SCE | SCE-13-SW-002B | 597 | Misc._Commercial | Outdoor Lt | 9 | Commercial | Annual | 2020Q4 | Claim TRC less than 0.1
SCE | SCE-13-SW-002B | 598 | NON_RES | DEER:Indoor_Non-CFL_Ltg | 9 | Commercial | Annual | 2020Q4 | Claim TRC greater than three standard deviations above the mean
SCE | SCE-13-SW-002B | 599 | Misc._Commercial | Outdoor Lt | 9 | Commercial | Annual | 2020Q4 | Claim TRC less than 0.1
SCE | SCE-13-SW-002B | 600 | Misc._Commercial | Outdoor Lt | 9 | Commercial | Annual | 2020Q4 | Claim TRC less than 0.1
SCE | SCE-13-SW-002B | 601 | Misc._Commercial | Outdoor Lt | 9 | Commercial | Annual | 2020Q4 | Claim TRC less than 0.1
SCE | SCE-13-SW-002B | 602 | Small_Office | DayLt & Controls | 9 | Commercial | Annual | 2020Q4 | Claim TRC greater than three standard deviations above the mean
SCE | SCE-13-SW-002B | 603 | NON_RES | DEER:Indoor_Non-CFL_Ltg | 9 | Commercial | Annual | 2020Q4 | Claim TRC greater than three standard deviations above the mean
SCE | SCE-13-SW-002B | 604 | Misc._Commercial | Outdoor Lt | 9 | Commercial | Annual | 2020Q4 | Claim TRC less than 0.1
SCE | SCE-13-SW-002B | 605 | Small_Office | DayLt & Controls | 9 | Commercial | Annual | 2020Q4 | Claim TRC greater than three standard deviations above the mean
SCE | SCE-13-SW-002B | 607 | Misc._Commercial | Outdoor Lt | 9 | Commercial | Annual | 2020Q4 | Claim TRC less than 0.1
SCE | SCE-13-SW-002B | 609 | Agricultural | Ag & Water Pumping | 9 | Commercial | Annual | 2020Q4 | Claim TRC greater than three standard deviations above the mean
SCE | SCE-13-SW-002B | 622 | Industrial | Industrial | 9 | Commercial | Annual | 2020Q4 | Claim TRC greater than three standard deviations above the mean
SCE | SCE-13-SW-002C | 633 | NON_RES | DEER:HVAC_Chillers | 9 | Commercial | Annual | 2020Q4 | Claim TRC greater than three standard deviations above the mean
SCE | SCE-13-SW-002C | 641 | NON_RES | DEER:Indoor_Non-CFL_Ltg | 9 | Commercial | Annual | 2020Q4 | Claim TRC greater than three standard deviations above the mean
SCE | SCE-13-SW-002C | 642 | Small_Office | Refrigeration | 9 | Commercial | Annual | 2020Q4 | Negative Net Participant Cost
SCE | SCE-13-SW-002C | 651 | NON_RES | DEER:Indoor_Non-CFL_Ltg | 9 | Commercial | Annual | 2020Q4 | Negative Net Participant Cost
SCE | SCE-13-SW-002C | 652 | NON_RES | DEER:Indoor_Non-CFL_Ltg | 9 | Commercial | Annual | 2020Q4 | Claim TRC less than 0.1
SCE | SCE-13-SW-002C | 655 | NON_RES | DEER:Indoor_Non-CFL_Ltg | 9 | Commercial | Annual | 2020Q4 | Claim TRC greater than three standard deviations above the mean
SCE | SCE-13-SW-002C | 655 | NON_RES | DEER:Indoor_Non-CFL_Ltg | 9 | Commercial | Annual | 2020Q4 | Negative Net Participant Cost
SCE | SCE-13-SW-002C | 656 | NON_RES | DEER:Indoor_Non-CFL_Ltg | 9 | Commercial | Annual | 2020Q4 | Negative Net Participant Cost
SCE | SCE-13-SW-002C | 657 | Small_Office | Occupancy Sensor | 9 | Commercial | Annual | 2020Q4 | Claim TRC less than 0.1
SCE | SCE-13-SW-002C | 657 | Small_Office | Occupancy Sensor | 9 | Commercial | Annual | 2020Q4 | RUL > EUL/3. RUL should not be > one third of EUL
SCE | SCE-13-SW-002C | 658 | NON_RES | DEER:Indoor_Non-CFL_Ltg | 9 | Commercial | Annual | 2020Q4 | Negative Net Participant Cost
SCE | SCE-13-SW-002C | 661 | Small_Office | Refrigeration | 9 | Commercial | Annual | 2020Q4 | Claim TRC greater than three standard deviations above the mean
SCE | SCE-13-SW-002C | 664 | Small_Office | Refrigeration | 9 | Commercial | Annual | 2020Q4 | Negative Net Participant Cost
SCE | SCE-13-SW-002C | 669 | NON_RES | DEER:HVAC_Chillers | 8 | Commercial | Annual | 2020Q4 | Claim TRC greater than three standard deviations above the mean
SCE | SCE-13-SW-002C | 672 | NON_RES | DEER:Indoor_Non-CFL_Ltg | 8 | Commercial | Annual | 2020Q4 | Claim TRC greater than three standard deviations above the mean
SCE | SCE-13-SW-002C | 672 | NON_RES | DEER:Indoor_Non-CFL_Ltg | 8 | Commercial | Annual | 2020Q4 | Negative Net Participant Cost
SCE | SCE-13-SW-002C | 674 | NON_RES | DEER:Indoor_Non-CFL_Ltg | 8 | Commercial | Annual | 2020Q4 | Claim TRC greater than three standard deviations above the mean
SCE | SCE-13-SW-002C | 674 | NON_RES | DEER:Indoor_Non-CFL_Ltg | 8 | Commercial | Annual | 2020Q4 | Negative Net Participant Cost
SCE | SCE-13-SW-002C | 675 | NON_RES | DEER:Indoor_Non-CFL_Ltg | 8 | Commercial | Annual | 2020Q4 | Negative Net Participant Cost
SCE | SCE-13-SW-002C | 676 | Small_Office | Occupancy Sensor | 8 | Commercial | Annual | 2020Q4 | Claim TRC less than 0.1
SCE | SCE-13-SW-002C | 676 | Small_Office | Occupancy Sensor | 8 | Commercial | Annual | 2020Q4 | RUL > EUL/3. RUL should not be > one third of EUL
SCE | SCE-13-SW-002C | 677 | NON_RES | DEER:Indoor_Non-CFL_Ltg | 8 | Commercial | Annual | 2020Q4 | Claim TRC greater than three standard deviations above the mean
SCE | SCE-13-SW-002C | 677 | NON_RES | DEER:Indoor_Non-CFL_Ltg | 8 | Commercial | Annual | 2020Q4 | Negative Net Participant Cost
SCE | SCE-13-SW-002C | 679 | Small_Office | Refrigeration | 8 | Commercial | Annual | 2020Q4 | Claim TRC greater than three standard deviations above the mean
SCE | SCE-13-SW-002C | 681 | Small_Office | Refrigeration | 8 | Commercial | Annual | 2020Q4 | Negative Net Participant Cost
SCE | SCE-13-SW-002C | 683 | NON_RES | DEER:Indoor_Non-CFL_Ltg | 9 | Commercial | Annual | 2020Q4 | Claim TRC greater than three standard deviations above the mean
SCE | SCE-13-SW-002C | 683 | NON_RES | DEER:Indoor_Non-CFL_Ltg | 9 | Commercial | Annual | 2020Q4 | Negative Net Participant Cost
SCE | SCE-13-SW-002C | 684 | NON_RES | DEER:Indoor_Non-CFL_Ltg | 9 | Commercial | Annual | 2020Q4 | Negative Net Participant Cost
SCE | SCE-13-SW-002C | 685 | Misc._Commercial | Outdoor Lt | 9 | Commercial | Annual | 2020Q4 | Claim TRC less than 0.1
SCE | SCE-13-SW-002C | 686 | Misc._Commercial | Outdoor Lt | 9 | Commercial | Annual | 2020Q4 | Claim TRC less than 0.1
SCE | SCE-13-SW-002C | 687 | Misc._Commercial | Outdoor Lt | 9 | Commercial | Annual | 2020Q4 | Claim TRC less than 0.1
SCE | SCE-13-SW-002C | 688 | Misc._Commercial | Outdoor Lt | 9 | Commercial | Annual | 2020Q4 | Claim TRC less than 0.1
SCE | SCE-13-SW-002C | 689 | Misc._Commercial | Outdoor Lt | 9 | Commercial | Annual | 2020Q4 | Claim TRC less than 0.1
SCE | SCE-13-SW-002C | 690 | Misc._Commercial | Outdoor Lt | 9 | Commercial | Annual | 2020Q4 | Claim TRC less than 0.1
SCE | SCE-13-SW-002C | 691 | Misc._Commercial | Outdoor Lt | 9 | Commercial | Annual | 2020Q4 | Claim TRC less than 0.1
SCE | SCE-13-SW-002C | 692 | Misc._Commercial | Outdoor Lt | 9 | Commercial | Annual | 2020Q4 | Claim TRC less than 0.1
SCE | SCE-13-SW-002C | 693 | Misc._Commercial | Outdoor Lt | 9 | Commercial | Annual | 2020Q4 | Claim TRC less than 0.1
SCE | SCE-13-SW-002C | 694 | Misc._Commercial | Outdoor Lt | 9 | Commercial | Annual | 2020Q4 | Claim TRC less than 0.1
SCE | SCE-13-SW-002C | 696 | Misc._Commercial | Outdoor Lt | 9 | Commercial | Annual | 2020Q4 | Claim TRC less than 0.1
SCE | SCE-13-SW-002C | 697 | Misc._Commercial | Outdoor Lt | 9 | Commercial | Annual | 2020Q4 | Claim TRC less than 0.1
SCE | SCE-13-SW-002D | 703 | NON_RES | DEER:Indoor_CFL_Ltg | 9 | Commercial | Annual | 2020Q4 | Claim TRC less than 0.1
SCE | SCE-13-SW-002D | 711 | NON_RES | DEER:Indoor_CFL_Ltg | 9 | Commercial | Annual | 2020Q4 | Claim TRC less than 0.1
SCE | SCE-13-SW-002D | 720 | NON_RES | DEER:Indoor_CFL_Ltg | 9 | Commercial | Annual | 2020Q4 | Claim TRC less than 0.1
SCE | SCE-13-SW-002D | 727 | NON_RES | DEER:Indoor_CFL_Ltg | 9 | Commercial | Annual | 2020Q4 | Claim TRC less than 0.1
SCE | SCE-13-SW-002D | 748 | Small_Office | Refrigeration | 9 | Commercial | Annual | 2020Q4 | Claim TRC greater than three standard deviations above the mean
SCE | SCE-13-SW-002D | 755 | NON_RES | DEER:Indoor_CFL_Ltg | 8 | Commercial | Annual | 2020Q4 | Claim TRC less than 0.1
SCE | SCE-13-SW-002D | 763 | NON_RES | DEER:Indoor_CFL_Ltg | 8 | Commercial | Annual | 2020Q4 | Claim TRC less than 0.1
SCE | SCE-13-SW-002D | 772 | NON_RES | DEER:Indoor_CFL_Ltg | 8 | Commercial | Annual | 2020Q4 | Claim TRC less than 0.1
SCE | SCE-13-SW-002D | 779 | NON_RES | DEER:Indoor_CFL_Ltg | 8 | Commercial | Annual | 2020Q4 | Claim TRC less than 0.1
SCE | SCE-13-SW-002D | 800 | Small_Office | Refrigeration | 8 | Commercial | Annual | 2020Q4 | Claim TRC greater than three standard deviations above the mean
SCE | SCE-13-SW-002E | 819 | Non-Resource | Non-Resource | 8 | Residential | Annual | 2020Q4 | Claim TRC less than 0.1
SCE | SCE-13-SW-002F | 835 | NON_RES | DEER:HVAC_Split-Package_AC | 8 | Commercial | Annual | 2020Q4 | Claim TRC less than 0.1
SCE | SCE-13-SW-002F | 836 | NON_RES | DEER:HVAC_Split-Package_AC | 8 | Commercial | Annual | 2020Q4 | Claim TRC less than 0.1
SCE | SCE-13-SW-002F | 837 | NON_RES | DEER:HVAC_Split-Package_AC | 8 | Commercial | Annual | 2020Q4 | Claim TRC less than 0.1
SCE | SCE-13-SW-002F | 838 | NON_RES | DEER:HVAC_Split-Package_HP | 8 | Commercial | Annual | 2020Q4 | Claim TRC less than 0.1
SCE | SCE-13-SW-002F | 839 | NON_RES | DEER:HVAC_Split-Package_AC | 8 | Commercial | Annual | 2020Q4 | Claim TRC less than 0.1
SCE | SCE-13-SW-002F | 840 | NON_RES | DEER:HVAC_Split-Package_AC | 8 | Commercial | Annual | 2020Q4 | Claim TRC less than 0.1
SCE | SCE-13-SW-002F | 841 | NON_RES | DEER:HVAC_Split-Package_AC | 8 | Commercial | Annual | 2020Q4 | Claim TRC less than 0.1
SCE | SCE-13-SW-002F | 842 | NON_RES | DEER:HVAC_Split-Package_AC | 8 | Commercial | Annual | 2020Q4 | Claim TRC less than 0.1
SCE | SCE-13-SW-002F | 843 | NON_RES | DEER:HVAC_Split-Package_AC | 8 | Commercial | Annual | 2020Q4 | Claim TRC less than 0.1
SCE | SCE-13-SW-002F | 850 | NON_RES | DEER:HVAC_Split-Package_AC | 8 | Commercial | Annual | 2020Q4 | Claim TRC less than 0.1
SCE | SCE-13-SW-002F | 857 | NON_RES | DEER:HVAC_Split-Package_AC | 8 | Commercial | Annual | 2020Q4 | Claim TRC less than 0.1
SCE | SCE-13-SW-002F | 858 | NON_RES | DEER:HVAC_Split-Package_AC | 8 | Commercial | Annual | 2020Q4 | Claim TRC less than 0.1
SCE | SCE-13-SW-002F | 859 | NON_RES | DEER:HVAC_Split-Package_HP | 8 | Commercial | Annual | 2020Q4 | Claim TRC less than 0.1
SCE | SCE-13-SW-002F | 861 | NON_RES | DEER:HVAC_Split-Package_HP | 8 | Commercial | Annual | 2020Q4 | Claim TRC less than 0.1
SCE | SCE-13-SW-002F | 874 | NON_RES | DEER:HVAC_Split-Package_AC | 8 | Commercial | Annual | 2020Q4 | Claim TRC less than 0.1
SCE | SCE-13-SW-002F | 875 | NON_RES | DEER:HVAC_Split-Package_AC | 8 | Commercial | Annual | 2020Q4 | Negative Net Participant Cost
SCE | SCE-13-SW-002F | 876 | NON_RES | DEER:HVAC_Split-Package_HP | 8 | Commercial | Annual | 2020Q4 | Negative Net Participant Cost
SCE | SCE-13-SW-002F | 895 | NON_RES | DEER:HVAC_Split-Package_AC | 8 | Commercial | Annual | 2020Q4 | Claim TRC less than 0.1
SCE | SCE-13-SW-002F | 896 | NON_RES | DEER:HVAC_Split-Package_AC | 8 | Commercial | Annual | 2020Q4 | Claim TRC less than 0.1
SCE | SCE-13-SW-002F | 897 | NON_RES | DEER:HVAC_Split-Package_AC | 8 | Commercial | Annual | 2020Q4 | Claim TRC less than 0.1
SCE | SCE-13-SW-002F | 898 | NON_RES | DEER:HVAC_Split-Package_HP | 8 | Commercial | Annual | 2020Q4 | Claim TRC less than 0.1
SCE | SCE-13-SW-002F | 899 | NON_RES | DEER:HVAC_Split-Package_AC | 8 | Commercial | Annual | 2020Q4 | Claim TRC less than 0.1
SCE | SCE-13-SW-002F | 900 | NON_RES | DEER:HVAC_Split-Package_AC | 8 | Commercial | Annual | 2020Q4 | Claim TRC less than 0.1
SCE | SCE-13-SW-002F | 901 | NON_RES | DEER:HVAC_Split-Package_AC | 8 | Commercial | Annual | 2020Q4 | Claim TRC less than 0.1
SCE | SCE-13-SW-002F | 902 | NON_RES | DEER:HVAC_Split-Package_AC | 8 | Commercial | Annual | 2020Q4 | Claim TRC less than 0.1
SCE | SCE-13-SW-002F | 903 | NON_RES | DEER:HVAC_Split-Package_AC | 8 | Commercial | Annual | 2020Q4 | Claim TRC less than 0.1
SCE | SCE-13-SW-002F | 910 | NON_RES | DEER:HVAC_Split-Package_AC | 8 | Commercial | Annual | 2020Q4 | Claim TRC less than 0.1
SCE | SCE-13-SW-002F | 917 | NON_RES | DEER:HVAC_Split-Package_AC | 8 | Commercial | Annual | 2020Q4 | Claim TRC less than 0.1
SCE | SCE-13-SW-002F | 918 | NON_RES | DEER:HVAC_Split-Package_AC | 8 | Commercial | Annual | 2020Q4 | Claim TRC less than 0.1
SCE | SCE-13-SW-002F | 919 | NON_RES | DEER:HVAC_Split-Package_HP | 8 | Commercial | Annual | 2020Q4 | Claim TRC less than 0.1
SCE | SCE-13-SW-002F | 921 | NON_RES | DEER:HVAC_Split-Package_HP | 8 | Commercial | Annual | 2020Q4 | Claim TRC less than 0.1
SCE | SCE-13-SW-002F | 934 | NON_RES | DEER:HVAC_Split-Package_AC | 8 | Commercial | Annual | 2020Q4 | Claim TRC less than 0.1
SCE | SCE-13-SW-002F | 935 | NON_RES | DEER:HVAC_Split-Package_AC | 8 | Commercial | Annual | 2020Q4 | Negative Net Participant Cost
SCE | SCE-13-SW-002F | 936 | NON_RES | DEER:HVAC_Split-Package_HP | 8 | Commercial | Annual | 2020Q4 | Negative Net Participant Cost
SCE | SCE-13-SW-002G | 1076 | NON_RES | DEER:HVAC_Split-Package_AC | 9 | Commercial | Annual | 2020Q4 | Claim TRC greater than three standard deviations above the mean
SCE | SCE-13-SW-002G | 1077 | NON_RES | DEER:HVAC_Chillers | 9 | Commercial | Annual | 2020Q4 | Claim TRC greater than three standard deviations above the mean
SCE | SCE-13-SW-002G | 1079 | NON_RES | DEER:HVAC_Split-Package_AC | 9 | Commercial | Annual | 2020Q4 | Claim TRC greater than three standard deviations above the mean
SCE | SCE-13-SW-002G | 1080 | NON_RES | DEER:HVAC_Split-Package_AC | 9 | Commercial | Annual | 2020Q4 | Claim TRC greater than three standard deviations above the mean
SCE | SCE-13-SW-002G | 1081 | NON_RES | DEER:HVAC_Split-Package_AC | 9 | Commercial | Annual | 2020Q4 | Claim TRC greater than three standard deviations above the mean
SCE | SCE-13-SW-002G | 1104 | Small_Office | Var_Spd_AC_Mtr-NC | 9 | Commercial | Annual | 2020Q4 | Claim TRC less than 0.1
SCE | SCE-13-SW-002G | 1105 | NON_RES | DEER:HVAC_Split-Package_AC | 9 | Commercial | Annual | 2020Q4 | Claim TRC less than 0.1
SCE | SCE-13-SW-002G | 1106 | NON_RES | DEER:HVAC_Chillers | 9 | Commercial | Annual | 2020Q4 | Claim TRC less than 0.1
SCE | SCE-13-SW-002G | 1107 | Misc._Commercial | Commercial Whole Building | 9 | Commercial | Annual | 2020Q4 | Claim TRC less than 0.1
SCE | SCE-13-SW-002G | 1108 | NON_RES | DEER:HVAC_Split-Package_AC | 9 | Commercial | Annual | 2020Q4 | Claim TRC less than 0.1
SCE | SCE-13-SW-002G | 1109 | NON_RES | DEER:HVAC_Split-Package_AC | 9 | Commercial | Annual | 2020Q4 | Claim TRC less than 0.1
SCE | SCE-13-SW-002G | 1110 | NON_RES | DEER:HVAC_Split-Package_AC | 9 | Commercial | Annual | 2020Q4 | Claim TRC less than 0.1
SCE | SCE-13-SW-002G | 1111 | Small_Office | Window_Tint-Ret | 9 | Commercial | Annual | 2020Q4 | Claim TRC less than 0.1
SCE | SCE-13-SW-002G | 1112 | Small_Office | Wall_insul-Ret | 9 | Commercial | Annual | 2020Q4 | Claim TRC less than 0.1
SCE | SCE-13-SW-002G | 1113 | Small_Office | IndoorLt | 9 | Commercial | Annual | 2020Q4 | Claim TRC less than 0.1
SCE | SCE-13-SW-002G | 1114 | Small_Office | DayLt & Controls | 9 | Commercial | Annual | 2020Q4 | Claim TRC less than 0.1
SCE | SCE-13-SW-002G | 1115 | NON_RES | DEER:Indoor_Non-CFL_Ltg | 9 | Commercial | Annual | 2020Q4 | Claim TRC less than 0.1
SCE | SCE-13-SW-002G | 1116 | NON_RES | DEER:Indoor_Non-CFL_Ltg | 9 | Commercial | Annual | 2020Q4 | Claim TRC less than 0.1
SCE | SCE-13-SW-002G | 1117 | Small_Office | Refrigeration | 9 | Commercial | Annual | 2020Q4 | Claim TRC less than 0.1
SCE | SCE-13-SW-002G | 1118 | Small_Office | DayLt & Controls | 9 | Commercial | Annual | 2020Q4 | Claim TRC less than 0.1
SCE | SCE-13-SW-002G | 1119 | Agricultural | Ag & Water Pumping | 9 | Commercial | Annual | 2020Q4 | Claim TRC less than 0.1
SCE | SCE-13-SW-002G | 1120 | Agricultural | Ag & Water Pumping | 9 | Commercial | Annual | 2020Q4 | Claim TRC less than 0.1
SCE | SCE-13-SW-002G | 1121 | Industrial | Industrial | 9 | Commercial | Annual | 2020Q4 | Claim TRC less than 0.1
SCE | SCE-13-SW-002G | 1122 | Small_Office | Refrigeration | 9 | Commercial | Annual | 2020Q4 | Claim TRC less than 0.1
SCE | SCE-13-SW-002G | 1123 | Small_Office | Refrigeration | 9 | Commercial | Annual | 2020Q4 | Claim TRC less than 0.1
SCE | SCE-13-SW-002G | 1124 | Industrial | Industrial | 9 | Commercial | Annual | 2020Q4 | Claim TRC less than 0.1
SCE | SCE-13-SW-002G | 1125 | Small_Office | Refrigeration | 9 | Commercial | Annual | 2020Q4 | Claim TRC less than 0.1
SCE | SCE-13-SW-002G | 1126 | Industrial | Industrial | 9 | Commercial | Annual | 2020Q4 | Claim TRC less than 0.1
SCE | SCE-13-SW-002G | 1127 | Industrial | Industrial | 9 | Commercial | Annual | 2020Q4 | Claim TRC less than 0.1
SCE | SCE-13-SW-002G | 1128 | Small_Office | Refrigeration | 9 | Commercial | Annual | 2020Q4 | Claim TRC less than 0.1
SCE | SCE-13-SW-002G | 1129 | Small_Office | Refrigeration | 9 | Commercial | Annual | 2020Q4 | Claim TRC less than 0.1
SCE | SCE-13-SW-002G | 1130 | Misc._Commercial | Commercial Whole Building | 9 | Commercial | Annual | 2020Q4 | Claim TRC less than 0.1
SCE | SCE-13-SW-002G | 1131 | Misc._Commercial | Commercial Whole Building | 9 | Commercial | Annual | 2020Q4 | Claim TRC less than 0.1
SCE | SCE-13-SW-002G | 1132 | Misc._Commercial | Commercial Whole Building | 9 | Commercial | Annual | 2020Q4 | Claim TRC less than 0.1
SCE | SCE-13-SW-002H | 1147 | NON_RES | DEER:Indoor_CFL_Ltg | 9 | Commercial | Annual | 2020Q4 | Claim TRC less than 0.1
SCE | SCE-13-SW-002H | 1148 | NON_RES | DEER:Indoor_CFL_Ltg | 9 | Commercial | Annual | 2020Q4 | Claim TRC less than 0.1
SCE | SCE-13-SW-002H | 1149 | NON_RES | DEER:Indoor_CFL_Ltg | 9 | Commercial | Annual | 2020Q4 | Claim TRC less than 0.1
SCE | SCE-13-SW-002H | 1150 | NON_RES | DEER:Indoor_CFL_Ltg | 9 | Commercial | Annual | 2020Q4 | Claim TRC less than 0.1
SCE | SCE-13-SW-002H | 1151 | NON_RES | DEER:Indoor_CFL_Ltg | 9 | Commercial | Annual | 2020Q4 | Claim TRC less than 0.1
SCE | SCE-13-SW-002H | 1152 | NON_RES | DEER:Indoor_CFL_Ltg | 9 | Commercial | Annual | 2020Q4 | Claim TRC less than 0.1
SCE | SCE-13-SW-002H | 1153 | NON_RES | DEER:Indoor_CFL_Ltg | 9 | Commercial | Annual | 2020Q4 | Claim TRC less than 0.1
SCE | SCE-13-SW-002H | 1154 | NON_RES | DEER:Indoor_Non-CFL_Ltg | 9 | Commercial | Annual | 2020Q4 | Claim TRC less than 0.1
SCE | SCE-13-SW-002H | 1158 | NON_RES | DEER:Indoor_Non-CFL_Ltg | 9 | Commercial | Annual | 2020Q4 | Claim TRC less than 0.1
SCE | SCE-13-SW-002H | 1159 | NON_RES | DEER:Indoor_Non-CFL_Ltg | 9 | Commercial | Annual | 2020Q4 | Claim TRC less than 0.1
SCE | SCE-13-SW-002H | 1160 | NON_RES | DEER:Indoor_Non-CFL_Ltg | 9 | Commercial | Annual | 2020Q4 | Claim TRC less than 0.1
SCE | SCE-13-SW-002H | 1162 | NON_RES | DEER:Indoor_CFL_Ltg | 9 | Commercial | Annual | 2020Q4 | Claim TRC less than 0.1
SCE | SCE-13-SW-002H | 1163 | NON_RES | DEER:Indoor_Non-CFL_Ltg | 9 | Commercial | Annual | 2020Q4 | Claim TRC less than 0.1
SCE | SCE-13-SW-002H | 1164 | NON_RES | DEER:Indoor_Non-CFL_Ltg | 9 | Commercial | Annual | 2020Q4 | Claim TRC less than 0.1
SCE | SCE-13-SW-002H | 1165 | NON_RES | DEER:Indoor_Non-CFL_Ltg | 9 | Commercial | Annual | 2020Q4 | Claim TRC less than 0.1
SCE | SCE-13-SW-002H | 1166 | NON_RES | DEER:Indoor_Non-CFL_Ltg | 9 | Commercial | Annual | 2020Q4 | Claim TRC less than 0.1
SCE | SCE-13-SW-003A | 1176 | Non-Resource | Non-Resource | 8 | Residential | Annual | 2020Q4 | Claim TRC less than 0.1
SCE | SCE-13-SW-003B | 1178 | Small_Office | Var_Spd_AC_Mtr-NC | 8 | Commercial | Annual | 2020Q4 | Claim TRC less than 0.1
SCE | SCE-13-SW-003B | 1180 | Small_Office | Var_Spd_AC_Mtr-NC | 8 | Commercial | Annual | 2020Q4 | Claim TRC less than 0.1
SCE | SCE-13-SW-003B | 1181 | NON_RES | DEER:HVAC_Split-Package_AC | 8 | Commercial | Annual | 2020Q4 | Claim TRC less than 0.1
SCE | SCE-13-SW-003B | 1183 | Misc._Commercial | Outdoor Lt | 8 | Commercial | Annual | 2020Q4 | Claim TRC less than 0.1
SCE | SCE-13-SW-003B | 1186 | Misc._Commercial | Outdoor Lt | 8 | Commercial | Annual | 2020Q4 | Claim TRC less than 0.1
SCE | SCE-13-SW-003B | 1188 | Misc._Commercial | Outdoor Lt | 8 | Commercial | Annual | 2020Q4 | Claim TRC less than 0.1
SCE | SCE-13-SW-003B | 1189 | Misc._Commercial | Outdoor Lt | 8 | Commercial | Annual | 2020Q4 | Claim TRC less than 0.1
SCE | SCE-13-SW-003B | 1191 | Misc._Commercial | Outdoor Lt | 8 | Commercial | Annual | 2020Q4 | Claim TRC less than 0.1
SCE | SCE-13-SW-003B | 1192 | Misc._Commercial | Outdoor Lt | 8 | Commercial | Annual | 2020Q4 | Claim TRC less than 0.1
SCE | SCE-13-SW-003B | 1196 | Industrial | Industrial | 8 | Commercial | Annual | 2020Q4 | Claim TRC less than 0.1
SCE | SCE-13-SW-003B | 1201 | Small_Office | Refrigeration | 8 | Commercial | Annual | 2020Q4 | RUL > EUL/3. RUL should not be > one third of EUL
SCE | SCE-13-SW-003B | 1206 | NON_RES | DEER:HVAC_Split-Package_AC | 9 | Commercial | Annual | 2020Q4 | Claim TRC less than 0.1
SCE | SCE-13-SW-003B | 1208 | Misc._Commercial | Outdoor Lt | 9 | Commercial | Annual | 2020Q4 | Claim TRC less than 0.1
SCE | SCE-13-SW-003B | 1211 | Misc._Commercial | Outdoor Lt | 9 | Commercial | Annual | 2020Q4 | Claim TRC less than 0.1
SCE | SCE-13-SW-003B | 1212 | NON_RES | DEER:Indoor_Non-CFL_Ltg | 9 | Commercial | Annual | 2020Q4 | Claim TRC greater than three standard deviations above the mean
SCE | SCE-13-SW-003B | 1213 | Misc._Commercial | Outdoor Lt | 9 | Commercial | Annual | 2020Q4 | Claim TRC less than 0.1
SCE | SCE-13-SW-003B | 1214 | Misc._Commercial | Outdoor Lt | 9 | Commercial | Annual | 2020Q4 | Claim TRC less than 0.1
SCE | SCE-13-SW-003B | 1216 | Misc._Commercial | Outdoor Lt | 9 | Commercial | Annual | 2020Q4 | Claim TRC less than 0.1
SCE | SCE-13-SW-003B | 1217 | Misc._Commercial | Outdoor Lt | 9 | Commercial | Annual | 2020Q4 | Claim TRC less than 0.1
SCE | SCE-13-SW-003B | 1226 | Small_Office | Refrigeration | 9 | Commercial | Annual | 2020Q4 | Negative Net Participant Cost
SCE | SCE-13-SW-003B | 1226 | Small_Office | Refrigeration | 9 | Commercial | Annual | 2020Q4 | RUL > EUL/3. RUL should not be > one third of EUL
SCE | SCE-13-SW-003C | 1252 | NON_RES | DEER:Indoor_CFL_Ltg | 9 | Commercial | Annual | 2020Q4 | Claim TRC less than 0.1
SCE | SCE-13-SW-003C | 1253 | NON_RES | DEER:Indoor_Non-CFL_Ltg | 9 | Commercial | Annual | 2020Q4 | Claim TRC less than 0.1
SCE | SCE-13-SW-003C | 1261 | NON_RES | DEER:Indoor_CFL_Ltg | 8 | Commercial | Annual | 2020Q4 | Claim TRC less than 0.1
SCE | SCE-13-SW-003C | 1263 | NON_RES | DEER:Indoor_Non-CFL_Ltg | 8 | Commercial | Annual | 2020Q4 | Claim TRC less than 0.1
SCE | SCE-13-SW-003C | 1264 | NON_RES | DEER:Indoor_Non-CFL_Ltg | 8 | Commercial | Annual | 2020Q4 | Claim TRC less than 0.1
SCE | SCE-13-SW-003C | 1267 | Misc._Commercial | Outdoor Lt | 9 | Commercial | Annual | 2020Q4 | Claim TRC less than 0.1
SCE | SCE-13-SW-003D | 1268 | Non-Resource | Non-Resource | 8 | Residential | Annual | 2020Q4 | Claim TRC less than 0.1
SCE | SCE-13-SW-004A | 1269 | Non-Resource | Non-Resource | 8 | Residential | Annual | 2020Q4 | Claim TRC less than 0.1
SCE | SCE-13-SW-004B | 1271 | Misc._Commercial | Outdoor Lt | 8 | Commercial | Annual | 2020Q4 | Claim TRC less than 0.1
SCE | SCE-13-SW-004B | 1272 | Misc._Commercial | Outdoor Lt | 8 | Commercial | Annual | 2020Q4 | Claim TRC less than 0.1
SCE | SCE-13-SW-004B | 1273 | Agricultural | Ag & Water Pumping | 8 | Commercial | Annual | 2020Q4 | Claim TRC less than 0.1
SCE | SCE-13-SW-004B | 1274 | Agricultural | Ag & Water Pumping | 8 | Commercial | Annual | 2020Q4 | Claim TRC less than 0.1
SCE | SCE-13-SW-004B | 1277 | Small_Office | Refrigeration | 8 | Commercial | Annual | 2020Q4 | Claim TRC less than 0.1
SCE | SCE-13-SW-004B | 1279 | Misc._Commercial | Outdoor Lt | 9 | Commercial | Annual | 2020Q4 | Claim TRC less than 0.1
SCE | SCE-13-SW-004B | 1280 | Misc._Commercial | Outdoor Lt | 9 | Commercial | Annual | 2020Q4 | Claim TRC less than 0.1
SCE | SCE-13-SW-004C | 1286 | NON_RES | DEER:Indoor_Non-CFL_Ltg | 9 | Commercial | Annual | 2020Q4 | Claim TRC less than 0.1
SCE | SCE-13-SW-004C | 1287 | NON_RES | DEER:Indoor_Non-CFL_Ltg | 9 | Commercial | Annual | 2020Q4 | Claim TRC less than 0.1
SCE | SCE-13-SW-004C | 1288 | NON_RES | DEER:Indoor_Non-CFL_Ltg | 9 | Commercial | Annual | 2020Q4 | Claim TRC less than 0.1
SCE | SCE-13-SW-004C | 1289 | NON_RES | DEER:Indoor_CFL_Ltg | 9 | Commercial | Annual | 2020Q4 | Claim TRC less than 0.1
SCE | SCE-13-SW-004D | 1290 | Non-Resource | Non-Resource | 8 | Residential | Annual | 2020Q4 | Claim TRC less than 0.1
SCE | SCE-13-SW-005A | 1291 | Non-Resource | Non-Resource | 8 | Residential | Annual | 2020Q4 | Claim TRC less than 0.1
SCE | SCE-13-SW-005C | 1292 | RES | DEER:Indoor_CFL_Ltg | 9 | Residential | Annual | 2020Q4 | Claim TRC less than 0.1
SCE | SCE-13-SW-005C | 1293 | NON_RES | DEER:Indoor_CFL_Ltg | 9 | Residential | Annual | 2020Q4 | Claim TRC less than 0.1
SCE | SCE-13-SW-005C | 1294 | RES | DEER:Indoor_CFL_Ltg | 9 | Residential | Annual | 2020Q4 | Claim TRC less than 0.1
SCE | SCE-13-SW-005C | 1295 | NON_RES | DEER:Indoor_CFL_Ltg | 9 | Commercial | Annual | 2020Q4 | Claim TRC less than 0.1
SCE | SCE-13-SW-005C | 1296 | RES | DEER:Indoor_CFL_Ltg | 9 | Residential | Annual | 2020Q4 | Claim TRC less than 0.1
SCE | SCE-13-SW-005C | 1297 | NON_RES | DEER:Indoor_CFL_Ltg | 9 | Commercial | Annual | 2020Q4 | Claim TRC less than 0.1
SCE | SCE-13-SW-005C | 1298 | RES | DEER:Indoor_CFL_Ltg | 9 | Residential | Annual | 2020Q4 | Claim TRC less than 0.1
SCE | SCE-13-SW-005C | 1299 | NON_RES | DEER:Indoor_CFL_Ltg | 9 | Commercial | Annual | 2020Q4 | Claim TRC less than 0.1
SCE | SCE-13-SW-005C | 1300 | RES | DEER:Indoor_CFL_Ltg | 9 | Residential | Annual | 2020Q4 | Claim TRC less than 0.1
SCE | SCE-13-SW-005C | 1301 | NON_RES | DEER:Indoor_CFL_Ltg | 9 | Commercial | Annual | 2020Q4 | Claim TRC less than 0.1
SCE | SCE-13-SW-005C | 1302 | RES | DEER:Indoor_CFL_Ltg | 9 | Residential | Annual | 2020Q4 | Claim TRC less than 0.1
SCE | SCE-13-SW-005C | 1303 | NON_RES | DEER:Indoor_CFL_Ltg | 9 | Commercial | Annual | 2020Q4 | Claim TRC less than 0.1
SCE | SCE-13-SW-005C | 1304 | RES | DEER:Indoor_CFL_Ltg | 9 | Residential | Annual | 2020Q4 | Claim TRC less than 0.1
SCE | SCE-13-SW-005C | 1305 | NON_RES | DEER:Indoor_CFL_Ltg | 9 | Commercial | Annual | 2020Q4 | Claim TRC less than 0.1
SCE | SCE-13-SW-005C | 1306 | RES | DEER:Indoor_CFL_Ltg | 9 | Residential | Annual | 2020Q4 | Claim TRC less than 0.1
SCE | SCE-13-SW-005C | 1307 | NON_RES | DEER:Indoor_CFL_Ltg | 9 | Commercial | Annual | 2020Q4 | Claim TRC less than 0.1
SCE | SCE-13-SW-005C | 1308 | RES | DEER:Indoor_CFL_Ltg | 9 | Residential | Annual | 2020Q4 | Claim TRC less than 0.1
SCE | SCE-13-SW-005C | 1309 | NON_RES | DEER:Indoor_CFL_Ltg | 9 | Commercial | Annual | 2020Q4 | Claim TRC less than 0.1
SCE | SCE-13-SW-005C | 1310 | RES | DEER:Indoor_CFL_Ltg | 9 | Residential | Annual | 2020Q4 | Claim TRC less than 0.1
SCE | SCE-13-SW-005C | 1311 | NON_RES | DEER:Indoor_CFL_Ltg | 9 | Commercial | Annual | 2020Q4 | Claim TRC less than 0.1
SCE | SCE-13-SW-005C | 1312 | RES | DEER:Indoor_CFL_Ltg | 9 | Residential | Annual | 2020Q4 | Claim TRC less than 0.1
SCE | SCE-13-SW-005C | 1313 | NON_RES | DEER:Indoor_CFL_Ltg | 9 | Commercial | Annual | 2020Q4 | Claim TRC less than 0.1
SCE | SCE-13-SW-005C | 1314 | RES | DEER:Indoor_CFL_Ltg | 9 | Residential | Annual | 2020Q4 | Claim TRC less than 0.1
SCE | SCE-13-SW-005C | 1315 | NON_RES | DEER:Indoor_CFL_Ltg | 9 | Commercial | Annual | 2020Q4 | Claim TRC less than 0.1
SCE | SCE-13-SW-005C | 1316 | RES | DEER:Indoor_CFL_Ltg | 9 | Residential | Annual | 2020Q4 | Claim TRC less than 0.1
SCE | SCE-13-SW-005C | 1317 | NON_RES | DEER:Indoor_CFL_Ltg | 9 | Commercial | Annual | 2020Q4 | Claim TRC less than 0.1
SCE | SCE-13-SW-005C | 1318 | RES | DEER:Indoor_CFL_Ltg | 9 | Residential | Annual | 2020Q4 | Claim TRC less than 0.1
SCE | SCE-13-SW-005C | 1319 | NON_RES | DEER:Indoor_CFL_Ltg | 9 | Commercial | Annual | 2020Q4 | Claim TRC less than 0.1
SCE | SCE-13-SW-005C | 1320 | RES | DEER:Indoor_CFL_Ltg | 9 | Residential | Annual | 2020Q4 | Claim TRC less than 0.1
SCE | SCE-13-SW-005C | 1321 | NON_RES | DEER:Indoor_CFL_Ltg | 9 | Commercial | Annual | 2020Q4 | Claim TRC less than 0.1
SCE | SCE-13-SW-005C | 1322 | RES | DEER:Indoor_CFL_Ltg | 9 | Residential | Annual | 2020Q4 | Claim TRC less than 0.1
SCE | SCE-13-SW-005C | 1323 | NON_RES | DEER:Indoor_CFL_Ltg | 9 | Commercial | Annual | 2020Q4 | Claim TRC less than 0.1
SCE | SCE-13-SW-005C | 1324 | RES | DEER:Indoor_CFL_Ltg | 9 | Residential | Annual | 2020Q4 | Claim TRC less than 0.1
SCE | SCE-13-SW-005C | 1325 | NON_RES | DEER:Indoor_CFL_Ltg | 9 | Commercial | Annual | 2020Q4 | Claim TRC less than 0.1
SCE | SCE-13-SW-005C | 1326 | RES | DEER:Indoor_CFL_Ltg | 9 | Residential | Annual | 2020Q4 | Claim TRC less than 0.1
SCE | SCE-13-SW-005C | 1327 | NON_RES | DEER:Indoor_CFL_Ltg | 9 | Commercial | Annual | 2020Q4 | Claim TRC less than 0.1
SCE | SCE-13-SW-005C | 1328 | RES | DEER:Indoor_CFL_Ltg | 9 | Residential | Annual | 2020Q4 | Claim TRC less than 0.1
SCE | SCE-13-SW-005C | 1329 | NON_RES | DEER:Indoor_CFL_Ltg | 9 | Commercial | Annual | 2020Q4 | Claim TRC less than 0.1
SCE | SCE-13-SW-005C | 1330 | NON_RES | DEER:Indoor_CFL_Ltg | 8 | Commercial | Annual | 2020Q4 | Claim TRC less than 0.1
SCE | SCE-13-SW-005C | 1331 | RES | DEER:Indoor_CFL_Ltg | 8 | Residential | Annual | 2020Q4 | Claim TRC less than 0.1
SCE | SCE-13-SW-005C | 1332 | RES | DEER:Indoor_CFL_Ltg | 8 | Residential | Annual | 2020Q4 | Claim TRC less than 0.1
SCE | SCE-13-SW-005C | 1333 | NON_RES | DEER:Indoor_CFL_Ltg | 8 | Commercial | Annual | 2020Q4 | Claim TRC less than 0.1
SCE | SCE-13-SW-005C | 1334 | RES | DEER:Indoor_CFL_Ltg | 8 | Residential | Annual | 2020Q4 | Claim TRC less than 0.1
SCE | SCE-13-SW-005C | 1335 | NON_RES | DEER:Indoor_CFL_Ltg | 8 | Residential | Annual | 2020Q4 | Claim TRC less than 0.1
SCE | SCE-13-SW-005C | 1336 | RES | DEER:Indoor_CFL_Ltg | 8 | Residential | Annual | 2020Q4 | Claim TRC less than 0.1
SCE | SCE-13-SW-005C | 1337 | NON_RES | DEER:Indoor_CFL_Ltg | 8 | Commercial | Annual | 2020Q4 | Claim TRC less than 0.1
SCE | SCE-13-SW-005C | 1338 | RES | DEER:Indoor_CFL_Ltg | 8 | Residential | Annual | 2020Q4 | Claim TRC less than 0.1
SCE | SCE-13-SW-005C | 1339 | NON_RES | DEER:Indoor_CFL_Ltg | 8 | Commercial | Annual | 2020Q4 | Claim TRC less than 0.1
SCE | SCE-13-SW-005C | 1340 | RES | DEER:Indoor_CFL_Ltg | 8 | Residential | Annual | 2020Q4 | Claim TRC less than 0.1
SCE | SCE-13-SW-005C | 1341 | NON_RES | DEER:Indoor_CFL_Ltg | 8 | Commercial | Annual | 2020Q4 | Claim TRC less than 0.1
SCE | SCE-13-SW-005C | 1342 | RES | DEER:Indoor_CFL_Ltg | 8 | Residential | Annual | 2020Q4 | Claim TRC less than 0.1
SCE | SCE-13-SW-005C | 1343 | NON_RES | DEER:Indoor_CFL_Ltg | 8 | Commercial | Annual | 2020Q4 | Claim TRC less than 0.1
SCE | SCE-13-SW-005C | 1344 | RES | DEER:Indoor_CFL_Ltg | 8 | Residential | Annual | 2020Q4 | Claim TRC less than 0.1
SCE | SCE-13-SW-005C | 1345 | NON_RES | DEER:Indoor_CFL_Ltg | 8 | Commercial | Annual | 2020Q4 | Claim TRC less than 0.1
SCE | SCE-13-SW-005C | 1346 | NON_RES | DEER:Indoor_CFL_Ltg | 8 | Commercial | Annual | 2020Q4 | Claim TRC less than 0.1
SCE | SCE-13-SW-005C | 1347 | RES | DEER:Indoor_CFL_Ltg | 8 | Residential | Annual | 2020Q4 | Claim TRC less than 0.1
SCE | SCE-13-SW-005C | 1348 | RES | DEER:Indoor_CFL_Ltg | 8 | Residential | Annual | 2020Q4 | Claim TRC less than 0.1
SCE | SCE-13-SW-005C | 1349 | RES | DEER:Indoor_CFL_Ltg | 8 | Residential | Annual | 2020Q4 | Claim TRC less than 0.1
SCE | SCE-13-SW-005C | 1350 | NON_RES | DEER:Indoor_CFL_Ltg | 8 | Commercial | Annual | 2020Q4 | Claim TRC less than 0.1
SCE | SCE-13-SW-005C | 1351 | RES | DEER:Indoor_CFL_Ltg | 8 | Residential | Annual | 2020Q4 | Claim TRC less than 0.1
SCE | SCE-13-SW-005C | 1352 | NON_RES | DEER:Indoor_CFL_Ltg | 8 | Commercial | Annual | 2020Q4 | Claim TRC less than 0.1
SCE | SCE-13-SW-005C | 1353 | RES | DEER:Indoor_CFL_Ltg | 8 | Residential | Annual | 2020Q4 | Claim TRC less than 0.1
SCE | SCE-13-SW-005C | 1354 | NON_RES | DEER:Indoor_CFL_Ltg | 8 | Commercial | Annual | 2020Q4 | Claim TRC less than 0.1
SCE | SCE-13-SW-005C | 1355 | RES | DEER:Indoor_CFL_Ltg | 8 | Residential | Annual | 2020Q4 | Claim TRC less than 0.1
SCE | SCE-13-SW-005C | 1356 | NON_RES | DEER:Indoor_CFL_Ltg | 8 | Commercial | Annual | 2020Q4 | Claim TRC less than 0.1
SCE | SCE-13-SW-005C | 1357 | RES | DEER:Indoor_CFL_Ltg | 8 | Residential | Annual | 2020Q4 | Claim TRC less than 0.1
SCE | SCE-13-SW-005C | 1358 | NON_RES | DEER:Indoor_CFL_Ltg | 8 | Commercial | Annual | 2020Q4 | Claim TRC less than 0.1
SCE | SCE-13-SW-005C | 1359 | RES | DEER:Indoor_CFL_Ltg | 8 | Residential | Annual | 2020Q4 | Claim TRC less than 0.1
SCE | SCE-13-SW-005C | 1360 | NON_RES | DEER:Indoor_CFL_Ltg | 8 | Commercial | Annual | 2020Q4 | Claim TRC less than 0.1
SCE | SCE-13-SW-005C | 1361 | RES | DEER:Indoor_CFL_Ltg | 8 | Residential | Annual | 2020Q4 | Claim TRC less than 0.1
SCE | SCE-13-SW-005C | 1362 | NON_RES | DEER:Indoor_CFL_Ltg | 8 | Commercial | Annual | 2020Q4 | Claim TRC less than 0.1
SCE | SCE-13-SW-005C | 1363 | RES | DEER:Indoor_CFL_Ltg | 8 | Residential | Annual | 2020Q4 | Claim TRC less than 0.1
SCE | SCE-13-SW-005C | 1364 | NON_RES | DEER:Indoor_CFL_Ltg | 8 | Commercial | Annual | 2020Q4 | Claim TRC less than 0.1
SCE | SCE-13-SW-006 | 1365 | Non-Resource | Non-Resource | 8 | Residential | Annual | 2020Q4 | Claim TRC less than 0.1
SCE | SCE-13-SW-007A | 1366 | Non-Resource | Non-Resource | 8 | Residential | Annual | 2020Q4 | Claim TRC less than 0.1
SCE | SCE-13-SW-008A | 1795 | Grocery_Store |  |  | Commercial |  | 2020Q4 | Claim TRC less than 0.1
SCE | SCE-13-SW-008A | 1795 | Grocery_Store |  |  | Commercial |  | 2020Q4 | No Match with Electric Avoided Cost table
SCE | SCE-13-SW-008A | 1796 | Grocery_Store |  |  | Commercial |  | 2020Q4 | Claim TRC less than 0.1
SCE | SCE-13-SW-008A | 1796 | Grocery_Store |  |  | Commercial |  | 2020Q4 | No Match with Electric Avoided Cost table
SCE | SCE-13-SW-008A | 1797 | Misc._Commercial |  |  | Commercial |  | 2020Q4 | Claim TRC less than 0.1
SCE | SCE-13-SW-008A | 1797 | Misc._Commercial |  |  | Commercial |  | 2020Q4 | No Match with Electric Avoided Cost table
SCE | SCE-13-SW-008A | 1798 | Misc._Commercial |  |  | Commercial |  | 2020Q4 | Claim TRC less than 0.1
SCE | SCE-13-SW-008A | 1798 | Misc._Commercial |  |  | Commercial |  | 2020Q4 | No Match with Electric Avoided Cost table
SCE | SCE-13-SW-008A | 1799 | Misc._Commercial |  |  | Commercial |  | 2020Q4 | Claim TRC less than 0.1
SCE | SCE-13-SW-008A | 1799 | Misc._Commercial |  |  | Commercial |  | 2020Q4 | No Match with Electric Avoided Cost table
SCE | SCE-13-SW-008A | 1800 | NON_RES |  |  | Commercial |  | 2020Q4 | Claim TRC less than 0.1
SCE | SCE-13-SW-008A | 1800 | NON_RES |  |  | Commercial |  | 2020Q4 | No Match with Electric Avoided Cost table
SCE | SCE-13-SW-008A | 1801 | NON_RES |  |  | Commercial |  | 2020Q4 | Claim TRC less than 0.1
SCE | SCE-13-SW-008A | 1801 | NON_RES |  |  | Commercial |  | 2020Q4 | No Match with Electric Avoided Cost table
SCE | SCE-13-SW-008A | 1802 | Residential |  |  | Residential |  | 2020Q4 | Claim TRC less than 0.1
SCE | SCE-13-SW-008A | 1802 | Residential |  |  | Residential |  | 2020Q4 | No Match with Electric Avoided Cost table
SCE | SCE-13-SW-008A | 1803 | Residential | Residential Pool Pumps |  | Residential | Winter Only | 2020Q4 | Claim TRC less than 0.1
SCE | SCE-13-SW-008A | 1803 | Residential | Residential Pool Pumps |  | Residential | Winter Only | 2020Q4 | No Match with Electric Avoided Cost table
SCE | SCE-13-SW-008A | 1804 | Residential |  |  | Residential |  | 2020Q4 | Claim TRC less than 0.1
SCE | SCE-13-SW-008A | 1804 | Residential |  |  | Residential |  | 2020Q4 | No Match with Electric Avoided Cost table
SCE | SCE-13-SW-008A | 1805 | RES |  |  | Residential |  | 2020Q4 | Claim TRC less than 0.1
SCE | SCE-13-SW-008A | 1806 | RES | DEER:Indoor_CFL_Ltg |  | Residential | Winter Only | 2020Q4 | Claim TRC less than 0.1
SCE | SCE-13-SW-008A | 1806 | RES | DEER:Indoor_CFL_Ltg |  | Residential | Winter Only | 2020Q4 | No Match with Electric Avoided Cost table
SCE | SCE-13-SW-008A | 1807 | RES | DEER:Indoor_CFL_Ltg |  | Residential | Winter Only | 2020Q4 | Claim TRC less than 0.1
SCE | SCE-13-SW-008A | 1807 | RES | DEER:Indoor_CFL_Ltg |  | Residential | Winter Only | 2020Q4 | No Match with Electric Avoided Cost table
SCE | SCE-13-SW-008A | 1808 | RES | DEER:Indoor_CFL_Ltg |  | Residential | Winter Only | 2020Q4 | Claim TRC less than 0.1
SCE | SCE-13-SW-008A | 1808 | RES | DEER:Indoor_CFL_Ltg |  | Residential | Winter Only | 2020Q4 | No Match with Electric Avoided Cost table
SCE | SCE-13-SW-008A | 1809 | NON_RES |  |  | Commercial |  | 2020Q4 | Claim TRC less than 0.1
SCE | SCE-13-SW-008A | 1809 | NON_RES |  |  | Commercial |  | 2020Q4 | No Match with Electric Avoided Cost table
SCE | SCE-13-SW-008A | 1810 | NON_RES |  |  | Commercial |  | 2020Q4 | Claim TRC less than 0.1
SCE | SCE-13-SW-008A | 1810 | NON_RES |  |  | Commercial |  | 2020Q4 | No Match with Electric Avoided Cost table
SCE | SCE-13-SW-008A | 1811 | NON_RES |  |  | Commercial |  | 2020Q4 | Claim TRC less than 0.1
SCE | SCE-13-SW-008A | 1811 | NON_RES |  |  | Commercial |  | 2020Q4 | No Match with Electric Avoided Cost table
SCE | SCE-13-SW-008A | 1812 | Restaurant |  |  | Commercial |  | 2020Q4 | Claim TRC less than 0.1
SCE | SCE-13-SW-008A | 1812 | Restaurant |  |  | Commercial |  | 2020Q4 | No Match with Electric Avoided Cost table
SCE | SCE-13-SW-008A | 1813 | Residential |  |  | Residential |  | 2020Q4 | Claim TRC less than 0.1
SCE | SCE-13-SW-008A | 1813 | Residential |  |  | Residential |  | 2020Q4 | No Match with Electric Avoided Cost table
SCE | SCE-13-SW-008A | 1814 | Residential |  |  | Residential |  | 2020Q4 | Claim TRC less than 0.1
SCE | SCE-13-SW-008A | 1814 | Residential |  |  | Residential |  | 2020Q4 | No Match with Electric Avoided Cost table
SCE | SCE-13-SW-008A | 1815 | RES |  |  | Residential |  | 2020Q4 | Claim TRC less than 0.1
SCE | SCE-13-SW-008A | 1815 | RES |  |  | Residential |  | 2020Q4 | No Match with Electric Avoided Cost table
SCE | SCE-13-SW-008A | 1816 | RES |  |  | Residential |  | 2020Q4 | Claim TRC less than 0.1
SCE | SCE-13-SW-008A | 1816 | RES |  |  | Residential |  | 2020Q4 | No Match with Electric Avoided Cost table
SCE | SCE-13-SW-008A | 1817 | RES |  |  | Residential |  | 2020Q4 | Claim TRC less than 0.1
SCE | SCE-13-SW-008A | 1817 | RES |  |  | Residential |  | 2020Q4 | No Match with Electric Avoided Cost table
SCE | SCE-13-SW-008A | 1818 | Misc._Commercial |  |  | Commercial |  | 2020Q4 | Claim TRC less than 0.1
SCE | SCE-13-SW-008A | 1818 | Misc._Commercial |  |  | Commercial |  | 2020Q4 | No Match with Electric Avoided Cost table
SCE | SCE-13-SW-008A | 1819 | NON_RES |  |  | Commercial |  | 2020Q4 | Claim TRC less than 0.1
SCE | SCE-13-SW-008A | 1820 | Restaurant |  |  | Commercial |  | 2020Q4 | Claim TRC less than 0.1
SCE | SCE-13-SW-008A | 1821 | RES | DEER:Indoor_CFL_Ltg |  | Residential | Winter Only | 2020Q4 | Claim TRC less than 0.1
SCE | SCE-13-SW-008A | 1821 | RES | DEER:Indoor_CFL_Ltg |  | Residential | Winter Only | 2020Q4 | No Match with Electric Avoided Cost table
SCE | SCE-13-SW-008A | 1822 | NON_RES | DEER:Indoor_CFL_Ltg |  | Commercial | Winter Only | 2020Q4 | Claim TRC less than 0.1
SCE | SCE-13-SW-008A | 1822 | NON_RES | DEER:Indoor_CFL_Ltg |  | Commercial | Winter Only | 2020Q4 | No Match with Electric Avoided Cost table
SCE | SCE-13-SW-008A | 1823 | NON_RES | DEER:Indoor_Non-CFL_Ltg |  | Commercial | Winter Only | 2020Q4 | Claim TRC less than 0.1
SCE | SCE-13-SW-008A | 1823 | NON_RES | DEER:Indoor_Non-CFL_Ltg |  | Commercial | Winter Only | 2020Q4 | No Match with Electric Avoided Cost table
SCE | SCE-13-SW-008A | 1824 | RES | DEER:Indoor_CFL_Ltg |  | Residential | Winter Only | 2020Q4 | Claim TRC less than 0.1
SCE | SCE-13-SW-008A | 1824 | RES | DEER:Indoor_CFL_Ltg |  | Residential | Winter Only | 2020Q4 | No Match with Electric Avoided Cost table
SCE | SCE-13-SW-008A | 1825 | RES | DEER:Indoor_CFL_Ltg |  | Residential | Winter Only | 2020Q4 | Claim TRC less than 0.1
SCE | SCE-13-SW-008A | 1825 | RES | DEER:Indoor_CFL_Ltg |  | Residential | Winter Only | 2020Q4 | No Match with Electric Avoided Cost table
SCE | SCE-13-SW-008A | 1826 | RES | DEER:Indoor_CFL_Ltg |  | Residential | Winter Only | 2020Q4 | Claim TRC less than 0.1
SCE | SCE-13-SW-008A | 1826 | RES | DEER:Indoor_CFL_Ltg |  | Residential | Winter Only | 2020Q4 | No Match with Electric Avoided Cost table
SCE | SCE-13-SW-008A | 1827 | RES | DEER:Indoor_CFL_Ltg |  | Residential | Winter Only | 2020Q4 | Claim TRC less than 0.1
SCE | SCE-13-SW-008A | 1827 | RES | DEER:Indoor_CFL_Ltg |  | Residential | Winter Only | 2020Q4 | No Match with Electric Avoided Cost table
SCE | SCE-13-SW-008A | 1828 | RES | DEER:Indoor_CFL_Ltg |  | Residential | Winter Only | 2020Q4 | Claim TRC less than 0.1
SCE | SCE-13-SW-008A | 1828 | RES | DEER:Indoor_CFL_Ltg |  | Residential | Winter Only | 2020Q4 | No Match with Electric Avoided Cost table
SCE | SCE-13-SW-008A | 1829 | RES | DEER:Indoor_CFL_Ltg |  | Residential | Winter Only | 2020Q4 | Claim TRC less than 0.1
SCE | SCE-13-SW-008A | 1829 | RES | DEER:Indoor_CFL_Ltg |  | Residential | Winter Only | 2020Q4 | No Match with Electric Avoided Cost table
SCE | SCE-13-SW-008A | 1830 | RES | DEER:Indoor_CFL_Ltg |  | Residential | Winter Only | 2020Q4 | Claim TRC less than 0.1
SCE | SCE-13-SW-008A | 1830 | RES | DEER:Indoor_CFL_Ltg |  | Residential | Winter Only | 2020Q4 | No Match with Electric Avoided Cost table
SCE | SCE-13-SW-008A | 1831 | RES | DEER:Indoor_CFL_Ltg |  | Residential | Winter Only | 2020Q4 | Claim TRC less than 0.1
SCE | SCE-13-SW-008A | 1831 | RES | DEER:Indoor_CFL_Ltg |  | Residential | Winter Only | 2020Q4 | No Match with Electric Avoided Cost table
SCE | SCE-13-SW-008A | 1832 | Misc._Commercial | Refrigeration |  | Commercial | Winter Only | 2020Q4 | Claim TRC less than 0.1
SCE | SCE-13-SW-008A | 1832 | Misc._Commercial | Refrigeration |  | Commercial | Winter Only | 2020Q4 | No Match with Electric Avoided Cost table
SCE | SCE-13-SW-008A | 1833 | Misc._Commercial | Refrigeration |  | Commercial | Winter Only | 2020Q4 | Claim TRC less than 0.1
SCE | SCE-13-SW-008A | 1833 | Misc._Commercial | Refrigeration |  | Commercial | Winter Only | 2020Q4 | No Match with Electric Avoided Cost table
SCE | SCE-13-SW-008A | 1834 | Industrial | Industrial |  | Commercial | Winter Only | 2020Q4 | Claim TRC less than 0.1
SCE | SCE-13-SW-008A | 1834 | Industrial | Industrial |  | Commercial | Winter Only | 2020Q4 | No Match with Electric Avoided Cost table
SCE | SCE-13-SW-008A | 1835 | Misc._Commercial | Refrigeration |  | Commercial | Winter Only | 2020Q4 | Claim TRC less than 0.1
SCE | SCE-13-SW-008A | 1835 | Misc._Commercial | Refrigeration |  | Commercial | Winter Only | 2020Q4 | No Match with Electric Avoided Cost table
SCE | SCE-13-SW-008A | 1836 | Misc._Commercial | Refrigeration |  | Commercial | Winter Only | 2020Q4 | Claim TRC less than 0.1
SCE | SCE-13-SW-008A | 1836 | Misc._Commercial | Refrigeration |  | Commercial | Winter Only | 2020Q4 | No Match with Electric Avoided Cost table
SCE | SCE-13-SW-008A | 1837 | Residential | HorizAxisClothesWasher-RC |  | Residential | Annual | 2020Q4 | Claim TRC less than 0.1
SCE | SCE-13-SW-008A | 1838 | RES | DEER:Indoor_CFL_Ltg |  | Residential | Winter Only | 2020Q4 | Claim TRC less than 0.1
SCE | SCE-13-SW-008A | 1838 | RES | DEER:Indoor_CFL_Ltg |  | Residential | Winter Only | 2020Q4 | No Match with Electric Avoided Cost table
SCE | SCE-13-SW-008A | 1839 | NON_RES | DEER:Indoor_Non-CFL_Ltg |  | Commercial | Winter Only | 2020Q4 | Claim TRC less than 0.1
SCE | SCE-13-SW-008A | 1839 | NON_RES | DEER:Indoor_Non-CFL_Ltg |  | Commercial | Winter Only | 2020Q4 | No Match with Electric Avoided Cost table
SCE | SCE-13-SW-008A | 1840 | NON_RES | DEER:Indoor_Non-CFL_Ltg |  | Commercial | Annual | 2020Q4 | Claim TRC less than 0.1
SCE | SCE-13-SW-008A | 1840 | NON_RES | DEER:Indoor_Non-CFL_Ltg |  | Commercial | Annual | 2020Q4 | No Match with Electric Avoided Cost table
SCE | SCE-13-SW-008A | 1841 | RES | DEER:HVAC_Eff_HP |  | Residential | Winter Only | 2020Q4 | Claim TRC less than 0.1
SCE | SCE-13-SW-008A | 1842 | RES | DEER:HVAC_Eff_HP |  | Residential | Winter Only | 2020Q4 | Claim TRC less than 0.1
SCE | SCE-13-SW-008A | 1843 | RES | DEER:RefgFrzr_HighEff |  | Residential | Winter Only | 2020Q4 | Claim TRC less than 0.1
SCE | SCE-13-SW-008A | 1843 | RES | DEER:RefgFrzr_HighEff |  | Residential | Winter Only | 2020Q4 | No Match with Electric Avoided Cost table
SCE | SCE-13-SW-008A | 1844 | RES | DEER:HVAC_Eff_AC |  | Residential | Winter Only | 2020Q4 | Claim TRC less than 0.1
SCE | SCE-13-SW-008A | 1844 | RES | DEER:HVAC_Eff_AC |  | Residential | Winter Only | 2020Q4 | No Match with Electric Avoided Cost table
SCE | SCE-13-SW-008A | 1845 | NON_RES | DEER:Indoor_Non-CFL_Ltg |  | Commercial | Winter Only | 2020Q4 | Claim TRC less than 0.1
SCE | SCE-13-SW-008A | 1845 | NON_RES | DEER:Indoor_Non-CFL_Ltg |  | Commercial | Winter Only | 2020Q4 | No Match with Electric Avoided Cost table
SCE | SCE-13-SW-008A | 1846 | NON_RES | DEER:HVAC_Split-Package_AC |  | Commercial | Winter Only | 2020Q4 | Claim TRC less than 0.1
SCE | SCE-13-SW-008A | 1846 | NON_RES | DEER:HVAC_Split-Package_AC |  | Commercial | Winter Only | 2020Q4 | No Match with Electric Avoided Cost table
SCE | SCE-13-SW-008A | 1847 | NON_RES | DEER:HVAC_Split-Package_AC |  | Commercial | Winter Only | 2020Q4 | Claim TRC less than 0.1
SCE | SCE-13-SW-008A | 1847 | NON_RES | DEER:HVAC_Split-Package_AC |  | Commercial | Winter Only | 2020Q4 | No Match with Electric Avoided Cost table
SCE | SCE-13-SW-008A | 1848 | NON_RES | DEER:HVAC_Split-Package_AC |  | Commercial | Winter Only | 2020Q4 | Claim TRC less than 0.1
SCE | SCE-13-SW-008A | 1848 | NON_RES | DEER:HVAC_Split-Package_AC |  | Commercial | Winter Only | 2020Q4 | No Match with Electric Avoided Cost table
SCE | SCE-13-SW-008A | 1849 | RES | DEER:Res_ClothesDishWasher |  | Residential | Annual | 2020Q4 | Claim TRC less than 0.1
SCE | SCE-13-SW-008A | 1850 | RES | DEER:Res_ClothesDishWasher |  | Residential | Annual | 2020Q4 | Claim TRC less than 0.1
SCE | SCE-13-SW-008A | 1850 | RES | DEER:Res_ClothesDishWasher |  | Residential | Annual | 2020Q4 | No Match with Electric Avoided Cost table
SCE | SCE-13-SW-008A | 1851 | RES | DEER:Res_ClothesDishWasher |  | Residential | Annual | 2020Q4 | Claim TRC less than 0.1
SCE | SCE-13-SW-008A | 1852 | RES | DEER:Res_ClothesDishWasher |  | Residential | Annual | 2020Q4 | Claim TRC less than 0.1
SCE | SCE-13-SW-008A | 1852 | RES | DEER:Res_ClothesDishWasher |  | Residential | Annual | 2020Q4 | No Match with Electric Avoided Cost table
SCE | SCE-13-SW-008A | 1853 | RES | DEER:Res_ClothesDishWasher |  | Residential | Annual | 2020Q4 | Claim TRC less than 0.1
SCE | SCE-13-SW-008A | 1854 | RES | DEER:Res_ClothesDishWasher |  | Residential | Annual | 2020Q4 | Claim TRC less than 0.1
SCE | SCE-13-SW-008A | 1854 | RES | DEER:Res_ClothesDishWasher |  | Residential | Annual | 2020Q4 | No Match with Electric Avoided Cost table
SCE | SCE-13-SW-008A | 1855 | NON_RES | DEER:HVAC_Split-Package_AC |  | Commercial | Winter Only | 2020Q4 | Claim TRC less than 0.1
SCE | SCE-13-SW-008A | 1855 | NON_RES | DEER:HVAC_Split-Package_AC |  | Commercial | Winter Only | 2020Q4 | No Match with Electric Avoided Cost table
SCE | SCE-13-SW-008A | 1856 | RES | DEER:Res_ClothesDishWasher |  | Residential | Annual | 2020Q4 | Claim TRC less than 0.1
SCE | SCE-13-SW-008A | 1857 | RES | DEER:Res_ClothesDishWasher |  | Residential | Annual | 2020Q4 | Claim TRC less than 0.1
SCE | SCE-13-SW-008A | 1857 | RES | DEER:Res_ClothesDishWasher |  | Residential | Annual | 2020Q4 | No Match with Electric Avoided Cost table
SCE | SCE-13-SW-008A | 1858 | RES | DEER:HVAC_Eff_AC |  | Residential | Winter Only | 2020Q4 | Claim TRC less than 0.1
SCE | SCE-13-SW-008A | 1858 | RES | DEER:HVAC_Eff_AC |  | Residential | Winter Only | 2020Q4 | No Match with Electric Avoided Cost table
SCE | SCE-13-SW-008A | 1859 | RES | DEER:HVAC_Eff_AC |  | Residential | Winter Only | 2020Q4 | Claim TRC less than 0.1
SCE | SCE-13-SW-008A | 1859 | RES | DEER:HVAC_Eff_AC |  | Residential | Winter Only | 2020Q4 | No Match with Electric Avoided Cost table
SCE | SCE-13-SW-008A | 1860 | NON_RES | DEER:Indoor_Non-CFL_Ltg |  | Commercial | Winter Only | 2020Q4 | Claim TRC less than 0.1
SCE | SCE-13-SW-008A | 1860 | NON_RES | DEER:Indoor_Non-CFL_Ltg |  | Commercial | Winter Only | 2020Q4 | No Match with Electric Avoided Cost table
SCE | SCE-13-SW-008A | 1861 | NON_RES | DEER:Indoor_Non-CFL_Ltg |  | Commercial | Winter Only | 2020Q4 | Claim TRC less than 0.1
SCE | SCE-13-SW-008A | 1861 | NON_RES | DEER:Indoor_Non-CFL_Ltg |  | Commercial | Winter Only | 2020Q4 | No Match with Electric Avoided Cost table
SCE | SCE-13-SW-008A | 1862 | Residential | HeatPump_WtrHt-RC |  | Residential | Annual | 2020Q4 | Claim TRC less than 0.1
SCE | SCE-13-SW-008A | 1862 | Residential | HeatPump_WtrHt-RC |  | Residential | Annual | 2020Q4 | No Match with Electric Avoided Cost table
SCE | SCE-13-SW-008A | 1863 | Residential | HeatPump_WtrHt-RC |  | Residential | Annual | 2020Q4 | Claim TRC less than 0.1
SCE | SCE-13-SW-008A | 1863 | Residential | HeatPump_WtrHt-RC |  | Residential | Annual | 2020Q4 | No Match with Electric Avoided Cost table
SCE | SCE-13-SW-008A | 1864 | Residential | HeatPump_WtrHt-RC |  | Residential | Annual | 2020Q4 | Claim TRC less than 0.1
SCE | SCE-13-SW-008A | 1864 | Residential | HeatPump_WtrHt-RC |  | Residential | Annual | 2020Q4 | No Match with Electric Avoided Cost table
SCE | SCE-13-SW-008A | 1865 | Residential | HeatPump_WtrHt-RC |  | Residential | Annual | 2020Q4 | Claim TRC less than 0.1
SCE | SCE-13-SW-008A | 1865 | Residential | HeatPump_WtrHt-RC |  | Residential | Annual | 2020Q4 | No Match with Electric Avoided Cost table
SCE | SCE-13-SW-008A | 1866 | Residential | HeatPump_WtrHt-RC |  | Residential | Annual | 2020Q4 | Claim TRC less than 0.1
SCE | SCE-13-SW-008A | 1866 | Residential | HeatPump_WtrHt-RC |  | Residential | Annual | 2020Q4 | No Match with Electric Avoided Cost table
SCE | SCE-13-SW-008A | 1867 | Residential | HeatPump_WtrHt-RC |  | Residential | Annual | 2020Q4 | Claim TRC less than 0.1
SCE | SCE-13-SW-008A | 1867 | Residential | HeatPump_WtrHt-RC |  | Residential | Annual | 2020Q4 | No Match with Electric Avoided Cost table
SCE | SCE-13-SW-008A | 1868 | Misc._Commercial | Refrigeration |  | Commercial | Winter Only | 2020Q4 | Claim TRC less than 0.1
SCE | SCE-13-SW-008A | 1868 | Misc._Commercial | Refrigeration |  | Commercial | Winter Only | 2020Q4 | No Match with Electric Avoided Cost table
SCE | SCE-13-SW-008A | 1869 | Residential | HeatPump_WtrHt-RC |  | Residential | Annual | 2020Q4 | Claim TRC less than 0.1
SCE | SCE-13-SW-008A | 1869 | Residential | HeatPump_WtrHt-RC |  | Residential | Annual | 2020Q4 | No Match with Electric Avoided Cost table
SCE | SCE-13-SW-008A | 1870 | Residential | HeatPump_WtrHt-RC |  | Residential | Annual | 2020Q4 | Claim TRC less than 0.1
SCE | SCE-13-SW-008A | 1870 | Residential | HeatPump_WtrHt-RC |  | Residential | Annual | 2020Q4 | No Match with Electric Avoided Cost table
SCE | SCE-13-SW-008A | 1871 | Residential | HeatPump_WtrHt-RC |  | Residential | Annual | 2020Q4 | Claim TRC less than 0.1
SCE | SCE-13-SW-008A | 1871 | Residential | HeatPump_WtrHt-RC |  | Residential | Annual | 2020Q4 | No Match with Electric Avoided Cost table
SCE | SCE-13-SW-008A | 1872 | Residential | HeatPump_WtrHt-RC |  | Residential | Annual | 2020Q4 | Claim TRC less than 0.1
SCE | SCE-13-SW-008A | 1872 | Residential | HeatPump_WtrHt-RC |  | Residential | Annual | 2020Q4 | No Match with Electric Avoided Cost table
SCE | SCE-13-SW-008A | 1873 | Misc._Commercial | DHW HtPmp |  | Commercial |  | 2020Q4 | Claim TRC less than 0.1
SCE | SCE-13-SW-008A | 1873 | Misc._Commercial | DHW HtPmp |  | Commercial |  | 2020Q4 | No Match with Electric Avoided Cost table
SCE | SCE-13-SW-008A | 1874 | RES | DEER:Res_ClothesDishWasher |  | Residential |  | 2020Q4 | Claim TRC less than 0.1
SCE | SCE-13-SW-008A | 1874 | RES | DEER:Res_ClothesDishWasher |  | Residential |  | 2020Q4 | No Match with Electric Avoided Cost table
SCE | SCE-13-SW-008A | 1875 | Misc._Commercial | Refrigeration |  | Commercial |  | 2020Q4 | Claim TRC less than 0.1
SCE | SCE-13-SW-008A | 1875 | Misc._Commercial | Refrigeration |  | Commercial |  | 2020Q4 | No Match with Electric Avoided Cost table
SCE | SCE-13-SW-008A | 1876 | NON_RES | DEER:Indoor_Non-CFL_Ltg |  | Commercial | Winter Only | 2020Q4 | Claim TRC less than 0.1
SCE | SCE-13-SW-008A | 1876 | NON_RES | DEER:Indoor_Non-CFL_Ltg |  | Commercial | Winter Only | 2020Q4 | No Match with Electric Avoided Cost table
SCE | SCE-13-SW-008A | 1877 | NON_RES | DEER:Indoor_Non-CFL_Ltg |  | Commercial | Winter Only | 2020Q4 | Claim TRC less than 0.1
SCE | SCE-13-SW-008A | 1877 | NON_RES | DEER:Indoor_Non-CFL_Ltg |  | Commercial | Winter Only | 2020Q4 | No Match with Electric Avoided Cost table
SCE | SCE-13-SW-008A | 1878 | NON_RES | DEER:Indoor_Non-CFL_Ltg |  | Commercial | Winter Only | 2020Q4 | Claim TRC less than 0.1
SCE | SCE-13-SW-008A | 1878 | NON_RES | DEER:Indoor_Non-CFL_Ltg |  | Commercial | Winter Only | 2020Q4 | No Match with Electric Avoided Cost table
SCE | SCE-13-SW-008A | 1879 | RES |  |  | Residential |  | 2020Q4 | Claim TRC less than 0.1
SCE | SCE-13-SW-008A | 1880 | NON_RES |  |  | Commercial |  | 2020Q4 | Claim TRC less than 0.1
SCE | SCE-13-SW-008A | 1881 | RES |  |  | Residential |  | 2020Q4 | Claim TRC less than 0.1
SCE | SCE-13-SW-008A | 1881 | RES |  |  | Residential |  | 2020Q4 | No Match with Electric Avoided Cost table
SCE | SCE-13-SW-008A | 1882 | NON_RES |  |  | Commercial |  | 2020Q4 | Claim TRC less than 0.1
SCE | SCE-13-SW-008A | 1882 | NON_RES |  |  | Commercial |  | 2020Q4 | No Match with Electric Avoided Cost table
SCE | SCE-13-SW-008A | 1883 | NON_RES |  |  | Commercial |  | 2020Q4 | Claim TRC less than 0.1
SCE | SCE-13-SW-008A | 1883 | NON_RES |  |  | Commercial |  | 2020Q4 | No Match with Electric Avoided Cost table
SCE | SCE-13-SW-008A | 1884 | NON_RES |  |  | Commercial |  | 2020Q4 | Claim TRC less than 0.1
SCE | SCE-13-SW-008A | 1884 | NON_RES |  |  | Commercial |  | 2020Q4 | No Match with Electric Avoided Cost table
SCE | SCE-13-SW-008A | 1885 | NON_RES |  |  | Commercial |  | 2020Q4 | Claim TRC less than 0.1
SCE | SCE-13-SW-008A | 1885 | NON_RES |  |  | Commercial |  | 2020Q4 | No Match with Electric Avoided Cost table
SCE | SCE-13-SW-008A | 1886 | NON_RES |  |  | Commercial |  | 2020Q4 | Claim TRC less than 0.1
SCE | SCE-13-SW-008A | 1886 | NON_RES |  |  | Commercial |  | 2020Q4 | No Match with Electric Avoided Cost table
SCE | SCE-13-SW-008A | 1887 | NON_RES |  |  | Commercial |  | 2020Q4 | Claim TRC less than 0.1
SCE | SCE-13-SW-008A | 1887 | NON_RES |  |  | Commercial |  | 2020Q4 | No Match with Electric Avoided Cost table
SCE | SCE-13-SW-008A | 1888 | NON_RES |  |  | Commercial |  | 2020Q4 | Claim TRC less than 0.1
SCE | SCE-13-SW-008A | 1888 | NON_RES |  |  | Commercial |  | 2020Q4 | No Match with Electric Avoided Cost table
SCE | SCE-13-SW-008A | 1889 | NON_RES |  |  | Commercial |  | 2020Q4 | Claim TRC less than 0.1
SCE | SCE-13-SW-008A | 1889 | NON_RES |  |  | Commercial |  | 2020Q4 | No Match with Electric Avoided Cost table
SCE | SCE-13-SW-008A | 1890 | RES |  |  | Residential |  | 2020Q4 | Claim TRC less than 0.1
SCE | SCE-13-SW-008A | 1891 | RES |  |  | Residential |  | 2020Q4 | Claim TRC less than 0.1
SCE | SCE-13-SW-008A | 1891 | RES |  |  | Residential |  | 2020Q4 | No Match with Electric Avoided Cost table
SCE | SCE-13-SW-008A | 1892 | NON_RES |  |  | Commercial |  | 2020Q4 | Claim TRC less than 0.1
SCE | SCE-13-SW-008A | 1892 | NON_RES |  |  | Commercial |  | 2020Q4 | No Match with Electric Avoided Cost table
SCE | SCE-13-SW-008A | 1893 | RES |  |  | Residential |  | 2020Q4 | Claim TRC less than 0.1
SCE | SCE-13-SW-008A | 1893 | RES |  |  | Residential |  | 2020Q4 | No Match with Electric Avoided Cost table
SCE | SCE-13-SW-008A | 1894 | RES |  |  | Residential |  | 2020Q4 | Claim TRC less than 0.1
SCE | SCE-13-SW-008A | 1895 | NON_RES | DEER:HVAC_Split-Package_AC |  | Commercial | Winter Only | 2020Q4 | Claim TRC less than 0.1
SCE | SCE-13-SW-008A | 1895 | NON_RES | DEER:HVAC_Split-Package_AC |  | Commercial | Winter Only | 2020Q4 | EUL > years in avoided cost table
SCE | SCE-13-SW-008A | 1895 | NON_RES | DEER:HVAC_Split-Package_AC |  | Commercial | Winter Only | 2020Q4 | No Match with Electric Avoided Cost table
SCE | SCE-13-SW-008A | 1896 | RES | DEER:Res_BldgShell_Ins |  | Commercial | Winter Only | 2020Q4 | Claim TRC less than 0.1
SCE | SCE-13-SW-008A | 1896 | RES | DEER:Res_BldgShell_Ins |  | Commercial | Winter Only | 2020Q4 | EUL > years in avoided cost table
SCE | SCE-13-SW-008A | 1896 | RES | DEER:Res_BldgShell_Ins |  | Commercial | Winter Only | 2020Q4 | No Match with Electric Avoided Cost table
SCE | SCE-13-SW-008A | 1897 | NON_RES | DEER:Indoor_CFL_Ltg |  | Commercial | Winter Only | 2020Q4 | Claim TRC less than 0.1
SCE | SCE-13-SW-008A | 1897 | NON_RES | DEER:Indoor_CFL_Ltg |  | Commercial | Winter Only | 2020Q4 | No Match with Electric Avoided Cost table
SCE | SCE-13-SW-008A | 1898 | NON_RES | DEER:Indoor_CFL_Ltg |  | Commercial | Winter Only | 2020Q4 | Claim TRC less than 0.1
SCE | SCE-13-SW-008A | 1898 | NON_RES | DEER:Indoor_CFL_Ltg |  | Commercial | Winter Only | 2020Q4 | No Match with Electric Avoided Cost table
SCE | SCE-13-SW-008A | 1899 | NON_RES | DEER:Indoor_CFL_Ltg |  | Commercial | Winter Only | 2020Q4 | Claim TRC less than 0.1
SCE | SCE-13-SW-008A | 1899 | NON_RES | DEER:Indoor_CFL_Ltg |  | Commercial | Winter Only | 2020Q4 | No Match with Electric Avoided Cost table
SCE | SCE-13-SW-008A | 1900 | NON_RES | DEER:Indoor_CFL_Ltg |  | Commercial | Winter Only | 2020Q4 | Claim TRC less than 0.1
SCE | SCE-13-SW-008A | 1901 | NON_RES | DEER:Indoor_CFL_Ltg |  | Commercial | Winter Only | 2020Q4 | Claim TRC less than 0.1
SCE | SCE-13-SW-008A | 1901 | NON_RES | DEER:Indoor_CFL_Ltg |  | Commercial | Winter Only | 2020Q4 | No Match with Electric Avoided Cost table
SCE | SCE-13-SW-008A | 1902 | Misc._Commercial | Outdoor Lt |  | Commercial | Winter Only | 2020Q4 | Claim TRC less than 0.1
SCE | SCE-13-SW-008A | 1902 | Misc._Commercial | Outdoor Lt |  | Commercial | Winter Only | 2020Q4 | No Match with Electric Avoided Cost table
SCE | SCE-13-SW-008A | 1903 | Misc._Commercial | Outdoor Lt |  | Commercial | Winter Only | 2020Q4 | Claim TRC less than 0.1
SCE | SCE-13-SW-008A | 1903 | Misc._Commercial | Outdoor Lt |  | Commercial | Winter Only | 2020Q4 | No Match with Electric Avoided Cost table
SCE | SCE-13-SW-008A | 1904 | Misc._Commercial | Refrigeration |  | Commercial | Winter Only | 2020Q4 | Claim TRC less than 0.1
SCE | SCE-13-SW-008A | 1904 | Misc._Commercial | Refrigeration |  | Commercial | Winter Only | 2020Q4 | EUL > years in avoided cost table
SCE | SCE-13-SW-008A | 1904 | Misc._Commercial | Refrigeration |  | Commercial | Winter Only | 2020Q4 | No Match with Electric Avoided Cost table
SCE | SCE-13-SW-008A | 1905 | NON_RES | DEER:HVAC_Split-Package_AC |  | Commercial | Winter Only | 2020Q4 | Claim TRC less than 0.1
SCE | SCE-13-SW-008A | 1905 | NON_RES | DEER:HVAC_Split-Package_AC |  | Commercial | Winter Only | 2020Q4 | No Match with Electric Avoided Cost table
SCE | SCE-13-SW-008A | 1906 | Residential | Residential Pool Pumps |  | Residential | Winter Only | 2020Q4 | Claim TRC less than 0.1
SCE | SCE-13-SW-008A | 1906 | Residential | Residential Pool Pumps |  | Residential | Winter Only | 2020Q4 | No Match with Electric Avoided Cost table
SCE | SCE-13-SW-008A | 1907 | NON_RES | DEER:HVAC_Split-Package_AC |  | Commercial | Winter Only | 2020Q4 | Claim TRC less than 0.1
SCE | SCE-13-SW-008A | 1907 | NON_RES | DEER:HVAC_Split-Package_AC |  | Commercial | Winter Only | 2020Q4 | No Match with Electric Avoided Cost table
SCE | SCE-13-SW-008A | 1908 | RES | DEER:HVAC_Eff_AC |  | Residential | Winter Only | 2020Q4 | Claim TRC less than 0.1
SCE | SCE-13-SW-008A | 1908 | RES | DEER:HVAC_Eff_AC |  | Residential | Winter Only | 2020Q4 | EUL > years in avoided cost table
SCE | SCE-13-SW-008A | 1908 | RES | DEER:HVAC_Eff_AC |  | Residential | Winter Only | 2020Q4 | No Match with Electric Avoided Cost table
SCE | SCE-13-SW-008A | 1909 | NON_RES | DEER:HVAC_Split-Package_AC |  | Commercial | Winter Only | 2020Q4 | Claim TRC less than 0.1
SCE | SCE-13-SW-008A | 1909 | NON_RES | DEER:HVAC_Split-Package_AC |  | Commercial | Winter Only | 2020Q4 | EUL > years in avoided cost table
SCE | SCE-13-SW-008A | 1909 | NON_RES | DEER:HVAC_Split-Package_AC |  | Commercial | Winter Only | 2020Q4 | No Match with Electric Avoided Cost table
SCE | SCE-13-SW-008A | 1910 | Residential | HeatPump_WtrHt-RC |  | Residential | Annual | 2020Q4 | Claim TRC less than 0.1
SCE | SCE-13-SW-008A | 1911 | NON_RES | DEER:Indoor_CFL_Ltg |  | Commercial | Winter Only | 2020Q4 | Claim TRC less than 0.1
SCE | SCE-13-SW-008A | 1911 | NON_RES | DEER:Indoor_CFL_Ltg |  | Commercial | Winter Only | 2020Q4 | No Match with Electric Avoided Cost table
SCE | SCE-13-SW-008A | 1912 | NON_RES | DEER:Indoor_CFL_Ltg |  | Commercial | Winter Only | 2020Q4 | Claim TRC less than 0.1
SCE | SCE-13-SW-008A | 1912 | NON_RES | DEER:Indoor_CFL_Ltg |  | Commercial | Winter Only | 2020Q4 | No Match with Electric Avoided Cost table
SCE | SCE-13-SW-008A | 1913 | NON_RES | DEER:Indoor_CFL_Ltg |  | Commercial | Winter Only | 2020Q4 | Claim TRC less than 0.1
SCE | SCE-13-SW-008A | 1913 | NON_RES | DEER:Indoor_CFL_Ltg |  | Commercial | Winter Only | 2020Q4 | No Match with Electric Avoided Cost table
SCE | SCE-13-SW-008A | 1914 | NON_RES | DEER:HVAC_Split-Package_AC |  | Commercial | Winter Only | 2020Q4 | Claim TRC less than 0.1
SCE | SCE-13-SW-008A | 1914 | NON_RES | DEER:HVAC_Split-Package_AC |  | Commercial | Winter Only | 2020Q4 | No Match with Electric Avoided Cost table
SCE | SCE-13-SW-008A | 1915 | RES | DEER:HVAC_Eff_AC |  | Residential | Winter Only | 2020Q4 | Claim TRC less than 0.1
SCE | SCE-13-SW-008A | 1915 | RES | DEER:HVAC_Eff_AC |  | Residential | Winter Only | 2020Q4 | No Match with Electric Avoided Cost table
SCE | SCE-13-SW-008A | 1916 | RES | DEER:HVAC_Eff_AC |  | Residential | Winter Only | 2020Q4 | Claim TRC less than 0.1
SCE | SCE-13-SW-008A | 1916 | RES | DEER:HVAC_Eff_AC |  | Residential | Winter Only | 2020Q4 | No Match with Electric Avoided Cost table
SCE | SCE-13-SW-008A | 1917 | NON_RES | DEER:Indoor_Non-CFL_Ltg |  | Commercial | Winter Only | 2020Q4 | Claim TRC less than 0.1
SCE | SCE-13-SW-008A | 1917 | NON_RES | DEER:Indoor_Non-CFL_Ltg |  | Commercial | Winter Only | 2020Q4 | No Match with Electric Avoided Cost table
SCE | SCE-13-SW-008A | 1918 | NON_RES | DEER:Indoor_Non-CFL_Ltg |  | Commercial | Winter Only | 2020Q4 | Claim TRC less than 0.1
SCE | SCE-13-SW-008A | 1918 | NON_RES | DEER:Indoor_Non-CFL_Ltg |  | Commercial | Winter Only | 2020Q4 | No Match with Electric Avoided Cost table
SCE | SCE-13-SW-008A | 1919 | NON_RES | DEER:Indoor_Non-CFL_Ltg |  | Commercial | Winter Only | 2020Q4 | Claim TRC less than 0.1
SCE | SCE-13-SW-008A | 1919 | NON_RES | DEER:Indoor_Non-CFL_Ltg |  | Commercial | Winter Only | 2020Q4 | No Match with Electric Avoided Cost table
SCE | SCE-13-SW-008A | 1920 | NON_RES | DEER:Indoor_Non-CFL_Ltg |  | Commercial | Winter Only | 2020Q4 | Claim TRC less than 0.1
SCE | SCE-13-SW-008A | 1920 | NON_RES | DEER:Indoor_Non-CFL_Ltg |  | Commercial | Winter Only | 2020Q4 | No Match with Electric Avoided Cost table
SCE | SCE-13-SW-008A | 1921 | NON_RES | DEER:HVAC_Split-Package_AC |  | Commercial | Winter Only | 2020Q4 | Claim TRC less than 0.1
SCE | SCE-13-SW-008A | 1921 | NON_RES | DEER:HVAC_Split-Package_AC |  | Commercial | Winter Only | 2020Q4 | No Match with Electric Avoided Cost table
SCE | SCE-13-SW-008A | 1922 | NON_RES | DEER:HVAC_Split-Package_AC |  | Commercial | Winter Only | 2020Q4 | Claim TRC less than 0.1
SCE | SCE-13-SW-008A | 1922 | NON_RES | DEER:HVAC_Split-Package_AC |  | Commercial | Winter Only | 2020Q4 | No Match with Electric Avoided Cost table
SCE | SCE-13-SW-008A | 1923 | Industrial | Industrial |  | Commercial | Winter Only | 2020Q4 | Claim TRC less than 0.1
SCE | SCE-13-SW-008A | 1923 | Industrial | Industrial |  | Commercial | Winter Only | 2020Q4 | No Match with Electric Avoided Cost table
SCE | SCE-13-SW-008A | 1924 | NON_RES | DEER:Indoor_Non-CFL_Ltg |  | Commercial | Winter Only | 2020Q4 | Claim TRC less than 0.1
SCE | SCE-13-SW-008A | 1924 | NON_RES | DEER:Indoor_Non-CFL_Ltg |  | Commercial | Winter Only | 2020Q4 | No Match with Electric Avoided Cost table
SCE | SCE-13-SW-008A | 1925 | NON_RES | DEER:Indoor_Non-CFL_Ltg |  | Commercial | Winter Only | 2020Q4 | Claim TRC less than 0.1
SCE | SCE-13-SW-008A | 1925 | NON_RES | DEER:Indoor_Non-CFL_Ltg |  | Commercial | Winter Only | 2020Q4 | No Match with Electric Avoided Cost table
SCE | SCE-13-SW-008A | 1926 | NON_RES | DEER:Indoor_Non-CFL_Ltg |  | Commercial | Winter Only | 2020Q4 | Claim TRC less than 0.1
SCE | SCE-13-SW-008A | 1926 | NON_RES | DEER:Indoor_Non-CFL_Ltg |  | Commercial | Winter Only | 2020Q4 | No Match with Electric Avoided Cost table
SCE | SCE-13-SW-008A | 1927 | NON_RES | DEER:Indoor_Non-CFL_Ltg |  | Commercial | Winter Only | 2020Q4 | Claim TRC less than 0.1
SCE | SCE-13-SW-008A | 1927 | NON_RES | DEER:Indoor_Non-CFL_Ltg |  | Commercial | Winter Only | 2020Q4 | No Match with Electric Avoided Cost table
SCE | SCE-13-SW-008A | 1928 | Misc._Commercial | Outdoor Lt |  | Commercial | Winter Only | 2020Q4 | Claim TRC less than 0.1
SCE | SCE-13-SW-008A | 1928 | Misc._Commercial | Outdoor Lt |  | Commercial | Winter Only | 2020Q4 | No Match with Electric Avoided Cost table
SCE | SCE-13-SW-008A | 1929 | NON_RES | DEER:Indoor_Non-CFL_Ltg |  | Commercial | Winter Only | 2020Q4 | Claim TRC less than 0.1
SCE | SCE-13-SW-008A | 1929 | NON_RES | DEER:Indoor_Non-CFL_Ltg |  | Commercial | Winter Only | 2020Q4 | No Match with Electric Avoided Cost table
SCE | SCE-13-SW-008A | 1930 | Misc._Commercial | Refrigeration |  | Commercial | Winter Only | 2020Q4 | Claim TRC less than 0.1
SCE | SCE-13-SW-008A | 1930 | Misc._Commercial | Refrigeration |  | Commercial | Winter Only | 2020Q4 | No Match with Electric Avoided Cost table
SCE | SCE-13-SW-008A | 1931 | Industrial | IndoorLt |  | Commercial | Winter Only | 2020Q4 | Claim TRC less than 0.1
SCE | SCE-13-SW-008A | 1931 | Industrial | IndoorLt |  | Commercial | Winter Only | 2020Q4 | No Match with Electric Avoided Cost table
SCE | SCE-13-SW-008A | 1932 | NON_RES | DEER:HVAC_Split-Package_AC |  | Commercial | Winter Only | 2020Q4 | Claim TRC less than 0.1
SCE | SCE-13-SW-008A | 1932 | NON_RES | DEER:HVAC_Split-Package_AC |  | Commercial | Winter Only | 2020Q4 | No Match with Electric Avoided Cost table
SCE | SCE-13-SW-008A | 1933 | NON_RES | DEER:HVAC_Split-Package_HP |  | Commercial | Winter Only | 2020Q4 | Claim TRC less than 0.1
SCE | SCE-13-SW-008A | 1933 | NON_RES | DEER:HVAC_Split-Package_HP |  | Commercial | Winter Only | 2020Q4 | EUL > years in avoided cost table
SCE | SCE-13-SW-008A | 1933 | NON_RES | DEER:HVAC_Split-Package_HP |  | Commercial | Winter Only | 2020Q4 | No Match with Electric Avoided Cost table
SCE | SCE-13-SW-008A | 1934 | NON_RES | DEER:HVAC_Split-Package_AC |  | Commercial | Winter Only | 2020Q4 | Claim TRC less than 0.1
SCE | SCE-13-SW-008A | 1934 | NON_RES | DEER:HVAC_Split-Package_AC |  | Commercial | Winter Only | 2020Q4 | No Match with Electric Avoided Cost table
SCE | SCE-13-SW-008A | 1935 | NON_RES | DEER:HVAC_Split-Package_AC |  | Commercial | Winter Only | 2020Q4 | Claim TRC less than 0.1
SCE | SCE-13-SW-008A | 1935 | NON_RES | DEER:HVAC_Split-Package_AC |  | Commercial | Winter Only | 2020Q4 | No Match with Electric Avoided Cost table
SCE | SCE-13-SW-008A | 1936 | NON_RES | DEER:HVAC_Split-Package_AC |  | Commercial | Winter Only | 2020Q4 | Claim TRC less than 0.1
SCE | SCE-13-SW-008A | 1937 | NON_RES | DEER:HVAC_Split-Package_AC |  | Commercial | Winter Only | 2020Q4 | Claim TRC less than 0.1
SCE | SCE-13-SW-008A | 1938 | NON_RES | DEER:HVAC_Split-Package_AC |  | Commercial | Winter Only | 2020Q4 | Claim TRC less than 0.1
SCE | SCE-13-SW-008A | 1939 | NON_RES | DEER:HVAC_Split-Package_AC |  | Commercial | Winter Only | 2020Q4 | Claim TRC less than 0.1
SCE | SCE-13-SW-008A | 1939 | NON_RES | DEER:HVAC_Split-Package_AC |  | Commercial | Winter Only | 2020Q4 | No Match with Electric Avoided Cost table
SCE | SCE-13-SW-008A | 1940 | Refrigerated_Warehouse | Refrigeration |  | Commercial | Winter Only | 2020Q4 | Claim TRC less than 0.1
SCE | SCE-13-SW-008A | 1940 | Refrigerated_Warehouse | Refrigeration |  | Commercial | Winter Only | 2020Q4 | EUL > years in avoided cost table
SCE | SCE-13-SW-008A | 1940 | Refrigerated_Warehouse | Refrigeration |  | Commercial | Winter Only | 2020Q4 | No Match with Electric Avoided Cost table
SCE | SCE-13-SW-008A | 1941 | Grocery_Store | Refrigeration |  | Commercial | Winter Only | 2020Q4 | Claim TRC less than 0.1
SCE | SCE-13-SW-008A | 1941 | Grocery_Store | Refrigeration |  | Commercial | Winter Only | 2020Q4 | No Match with Electric Avoided Cost table
SCE | SCE-13-SW-008A | 1942 | Industrial | Industrial |  | Commercial | Winter Only | 2020Q4 | Claim TRC less than 0.1
SCE | SCE-13-SW-008A | 1942 | Industrial | Industrial |  | Commercial | Winter Only | 2020Q4 | No Match with Electric Avoided Cost table
SCE | SCE-13-SW-008A | 1943 | Industrial | Industrial |  | Commercial | Winter Only | 2020Q4 | Claim TRC less than 0.1
SCE | SCE-13-SW-008A | 1943 | Industrial | Industrial |  | Commercial | Winter Only | 2020Q4 | No Match with Electric Avoided Cost table
SCE | SCE-13-SW-008A | 1944 | NON_RES | DEER:HVAC_Split-Package_AC |  | Commercial | Winter Only | 2020Q4 | Claim TRC less than 0.1
SCE | SCE-13-SW-008A | 1944 | NON_RES | DEER:HVAC_Split-Package_AC |  | Commercial | Winter Only | 2020Q4 | No Match with Electric Avoided Cost table
SCE | SCE-13-SW-008A | 1945 | Misc._Commercial | DHW HtPmp |  | Commercial | Annual | 2020Q4 | Claim TRC less than 0.1
SCE | SCE-13-SW-008A | 1945 | Misc._Commercial | DHW HtPmp |  | Commercial | Annual | 2020Q4 | EUL > years in avoided cost table
SCE | SCE-13-SW-008A | 1946 | Misc._Commercial | DHW HtPmp |  | Commercial | Annual | 2020Q4 | Claim TRC less than 0.1
SCE | SCE-13-SW-008A | 1946 | Misc._Commercial | DHW HtPmp |  | Commercial | Annual | 2020Q4 | No Match with Electric Avoided Cost table
SCE | SCE-13-SW-008A | 1947 | NON_RES | DEER:HVAC_Split-Package_AC |  | Commercial | Winter Only | 2020Q4 | Claim TRC less than 0.1
SCE | SCE-13-SW-008A | 1947 | NON_RES | DEER:HVAC_Split-Package_AC |  | Commercial | Winter Only | 2020Q4 | No Match with Electric Avoided Cost table
SCE | SCE-13-SW-008A | 1948 | NON_RES | DEER:HVAC_Split-Package_AC |  | Commercial | Winter Only | 2020Q4 | Claim TRC less than 0.1
SCE | SCE-13-SW-008A | 1948 | NON_RES | DEER:HVAC_Split-Package_AC |  | Commercial | Winter Only | 2020Q4 | No Match with Electric Avoided Cost table
SCE | SCE-13-SW-008A | 1949 | RES | DEER:Indoor_CFL_Ltg |  | Residential | Winter Only | 2020Q4 | Claim TRC less than 0.1
SCE | SCE-13-SW-008A | 1949 | RES | DEER:Indoor_CFL_Ltg |  | Residential | Winter Only | 2020Q4 | No Match with Electric Avoided Cost table
SCE | SCE-13-SW-008A | 1950 | Residential | HeatPump_WtrHt-RC |  | Residential | Annual | 2020Q4 | Claim TRC less than 0.1
SCE | SCE-13-SW-008A | 1950 | Residential | HeatPump_WtrHt-RC |  | Residential | Annual | 2020Q4 | EUL > years in avoided cost table
SCE | SCE-13-SW-008A | 1951 | Residential | HeatPump_WtrHt-RC |  | Residential | Annual | 2020Q4 | Claim TRC less than 0.1
SCE | SCE-13-SW-008A | 1952 | Residential | HeatPump_WtrHt-RC |  | Residential | Annual | 2020Q4 | Claim TRC less than 0.1
SCE | SCE-13-SW-008A | 1952 | Residential | HeatPump_WtrHt-RC |  | Residential | Annual | 2020Q4 | EUL > years in avoided cost table
SCE | SCE-13-SW-008A | 1952 | Residential | HeatPump_WtrHt-RC |  | Residential | Annual | 2020Q4 | No Match with Electric Avoided Cost table
SCE | SCE-13-SW-008A | 1953 | RES | DEER:HVAC_Eff_AC |  | Residential | Winter Only | 2020Q4 | Claim TRC less than 0.1
SCE | SCE-13-SW-008A | 1953 | RES | DEER:HVAC_Eff_AC |  | Residential | Winter Only | 2020Q4 | EUL > years in avoided cost table
SCE | SCE-13-SW-008A | 1953 | RES | DEER:HVAC_Eff_AC |  | Residential | Winter Only | 2020Q4 | No Match with Electric Avoided Cost table
SCE | SCE-13-SW-008A | 1954 | RES | DEER:HVAC_Eff_AC |  | Residential | Annual | 2020Q4 | Claim TRC less than 0.1
SCE | SCE-13-SW-008A | 1954 | RES | DEER:HVAC_Eff_AC |  | Residential | Annual | 2020Q4 | EUL > years in avoided cost table
SCE | SCE-13-SW-008A | 1954 | RES | DEER:HVAC_Eff_AC |  | Residential | Annual | 2020Q4 | No Match with Electric Avoided Cost table
SCE | SCE-13-SW-008A | 1955 | RES | DEER:HVAC_Eff_AC |  | Residential | Annual | 2020Q4 | Claim TRC less than 0.1
SCE | SCE-13-SW-008A | 1955 | RES | DEER:HVAC_Eff_AC |  | Residential | Annual | 2020Q4 | EUL > years in avoided cost table
SCE | SCE-13-SW-008A | 1955 | RES | DEER:HVAC_Eff_AC |  | Residential | Annual | 2020Q4 | No Match with Electric Avoided Cost table
SCE | SCE-13-SW-008A | 1956 | RES | DEER:HVAC_Eff_AC |  | Residential | Annual | 2020Q4 | Claim TRC less than 0.1
SCE | SCE-13-SW-008A | 1956 | RES | DEER:HVAC_Eff_AC |  | Residential | Annual | 2020Q4 | EUL > years in avoided cost table
SCE | SCE-13-SW-008A | 1956 | RES | DEER:HVAC_Eff_AC |  | Residential | Annual | 2020Q4 | No Match with Electric Avoided Cost table
SCE | SCE-13-SW-008A | 1957 | RES | DEER:HVAC_Eff_AC |  | Residential | Annual | 2020Q4 | Claim TRC less than 0.1
SCE | SCE-13-SW-008A | 1957 | RES | DEER:HVAC_Eff_AC |  | Residential | Annual | 2020Q4 | EUL > years in avoided cost table
SCE | SCE-13-SW-008A | 1957 | RES | DEER:HVAC_Eff_AC |  | Residential | Annual | 2020Q4 | No Match with Electric Avoided Cost table
SCE | SCE-13-SW-008A | 1958 | NON_RES | DEER:Indoor_Non-CFL_Ltg |  | Commercial | Winter Only | 2020Q4 | Claim TRC less than 0.1
SCE | SCE-13-SW-008A | 1958 | NON_RES | DEER:Indoor_Non-CFL_Ltg |  | Commercial | Winter Only | 2020Q4 | No Match with Electric Avoided Cost table
SCE | SCE-13-SW-008A | 1959 | Misc._Commercial | Outdoor Lt |  | Commercial | Winter Only | 2020Q4 | Claim TRC less than 0.1
SCE | SCE-13-SW-008A | 1959 | Misc._Commercial | Outdoor Lt |  | Commercial | Winter Only | 2020Q4 | EUL > years in avoided cost table
SCE | SCE-13-SW-008A | 1959 | Misc._Commercial | Outdoor Lt |  | Commercial | Winter Only | 2020Q4 | No Match with Electric Avoided Cost table
SCE | SCE-13-SW-008A | 1960 | NON_RES | DEER:Indoor_Non-CFL_Ltg |  | Commercial | Winter Only | 2020Q4 | Claim TRC less than 0.1
SCE | SCE-13-SW-008A | 1960 | NON_RES | DEER:Indoor_Non-CFL_Ltg |  | Commercial | Winter Only | 2020Q4 | No Match with Electric Avoided Cost table
SCE | SCE-13-SW-008A | 1961 | NON_RES | DEER:HVAC_Split-Package_AC |  | Commercial | Winter Only | 2020Q4 | Claim TRC less than 0.1
SCE | SCE-13-SW-008A | 1961 | NON_RES | DEER:HVAC_Split-Package_AC |  | Commercial | Winter Only | 2020Q4 | No Match with Electric Avoided Cost table
SCE | SCE-13-SW-008A | 1962 | Industrial | Industrial |  | Commercial | Winter Only | 2020Q4 | Claim TRC less than 0.1
SCE | SCE-13-SW-008A | 1963 | NON_RES | DEER:Indoor_Non-CFL_Ltg |  | Commercial | Winter Only | 2020Q4 | Claim TRC less than 0.1
SCE | SCE-13-SW-008A | 1963 | NON_RES | DEER:Indoor_Non-CFL_Ltg |  | Commercial | Winter Only | 2020Q4 | No Match with Electric Avoided Cost table
SCE | SCE-13-SW-008A | 1964 | NON_RES | DEER:Indoor_Non-CFL_Ltg |  | Commercial | Winter Only | 2020Q4 | Claim TRC less than 0.1
SCE | SCE-13-SW-008A | 1964 | NON_RES | DEER:Indoor_Non-CFL_Ltg |  | Commercial | Winter Only | 2020Q4 | No Match with Electric Avoided Cost table
SCE | SCE-13-SW-008A | 1965 | Misc._Commercial | Outdoor Lt |  | Commercial | Winter Only | 2020Q4 | Claim TRC less than 0.1
SCE | SCE-13-SW-008A | 1965 | Misc._Commercial | Outdoor Lt |  | Commercial | Winter Only | 2020Q4 | EUL > years in avoided cost table
SCE | SCE-13-SW-008A | 1965 | Misc._Commercial | Outdoor Lt |  | Commercial | Winter Only | 2020Q4 | No Match with Electric Avoided Cost table
SCE | SCE-13-SW-008A | 1966 | Misc._Commercial | Outdoor Lt |  | Commercial | Winter Only | 2020Q4 | Claim TRC less than 0.1
SCE | SCE-13-SW-008A | 1966 | Misc._Commercial | Outdoor Lt |  | Commercial | Winter Only | 2020Q4 | No Match with Electric Avoided Cost table
SCE | SCE-13-SW-008A | 1967 | NON_RES | DEER:HVAC_Split-Package_AC |  | Commercial | Winter Only | 2020Q4 | Claim TRC less than 0.1
SCE | SCE-13-SW-008A | 1967 | NON_RES | DEER:HVAC_Split-Package_AC |  | Commercial | Winter Only | 2020Q4 | EUL > years in avoided cost table
SCE | SCE-13-SW-008A | 1967 | NON_RES | DEER:HVAC_Split-Package_AC |  | Commercial | Winter Only | 2020Q4 | No Match with Electric Avoided Cost table
SCE | SCE-13-SW-008A | 1968 | NON_RES | DEER:HVAC_Split-Package_AC |  | Commercial | Winter Only | 2020Q4 | Claim TRC less than 0.1
SCE | SCE-13-SW-008A | 1968 | NON_RES | DEER:HVAC_Split-Package_AC |  | Commercial | Winter Only | 2020Q4 | EUL > years in avoided cost table
SCE | SCE-13-SW-008A | 1969 | NON_RES | DEER:HVAC_Split-Package_AC |  | Commercial | Winter Only | 2020Q4 | Claim TRC less than 0.1
SCE | SCE-13-SW-008A | 1969 | NON_RES | DEER:HVAC_Split-Package_AC |  | Commercial | Winter Only | 2020Q4 | No Match with Electric Avoided Cost table
SCE | SCE-13-SW-008A | 1970 | NON_RES | DEER:HVAC_Split-Package_AC |  | Commercial | Winter Only | 2020Q4 | Claim TRC less than 0.1
SCE | SCE-13-SW-008A | 1970 | NON_RES | DEER:HVAC_Split-Package_AC |  | Commercial | Winter Only | 2020Q4 | No Match with Electric Avoided Cost table
SCE | SCE-13-SW-008A | 1971 | NON_RES | DEER:HVAC_Split-Package_AC |  | Commercial | Winter Only | 2020Q4 | Claim TRC less than 0.1
SCE | SCE-13-SW-008A | 1971 | NON_RES | DEER:HVAC_Split-Package_AC |  | Commercial | Winter Only | 2020Q4 | No Match with Electric Avoided Cost table
SCE | SCE-13-SW-008A | 1972 | Industrial | Industrial |  | Commercial | Winter Only | 2020Q4 | Claim TRC less than 0.1
SCE | SCE-13-SW-008A | 1973 | RES | DEER:Indoor_CFL_Ltg |  | Residential | Winter Only | 2020Q4 | Claim TRC less than 0.1
SCE | SCE-13-SW-008A | 1973 | RES | DEER:Indoor_CFL_Ltg |  | Residential | Winter Only | 2020Q4 | No Match with Electric Avoided Cost table
SCE | SCE-13-SW-008A | 1974 | RES | DEER:Res_BldgShell_Ins |  | Residential | Winter Only | 2020Q4 | Claim TRC less than 0.1
SCE | SCE-13-SW-008A | 1974 | RES | DEER:Res_BldgShell_Ins |  | Residential | Winter Only | 2020Q4 | EUL > years in avoided cost table
SCE | SCE-13-SW-008A | 1974 | RES | DEER:Res_BldgShell_Ins |  | Residential | Winter Only | 2020Q4 | No Match with Electric Avoided Cost table
SCE | SCE-13-SW-008A | 1975 | RES | DEER:Res_BldgShell_Ins |  | Residential | Winter Only | 2020Q4 | Claim TRC less than 0.1
SCE | SCE-13-SW-008A | 1975 | RES | DEER:Res_BldgShell_Ins |  | Residential | Winter Only | 2020Q4 | EUL > years in avoided cost table
SCE | SCE-13-SW-008A | 1975 | RES | DEER:Res_BldgShell_Ins |  | Residential | Winter Only | 2020Q4 | No Match with Electric Avoided Cost table
SCE | SCE-13-SW-008A | 1976 | Residential | HeatPump_WtrHt-RC |  | Residential | Annual | 2020Q4 | Claim TRC less than 0.1
SCE | SCE-13-SW-008A | 1977 | RES | DEER:Indoor_CFL_Ltg |  | Residential | Winter Only | 2020Q4 | Claim TRC less than 0.1
SCE | SCE-13-SW-008A | 1977 | RES | DEER:Indoor_CFL_Ltg |  | Residential | Winter Only | 2020Q4 | No Match with Electric Avoided Cost table
SCE | SCE-13-SW-008A | 1978 | RES | DEER:Res_BldgShell_Ins |  | Residential | Winter Only | 2020Q4 | Claim TRC less than 0.1
SCE | SCE-13-SW-008A | 1978 | RES | DEER:Res_BldgShell_Ins |  | Residential | Winter Only | 2020Q4 | EUL > years in avoided cost table
SCE | SCE-13-SW-008A | 1978 | RES | DEER:Res_BldgShell_Ins |  | Residential | Winter Only | 2020Q4 | No Match with Electric Avoided Cost table
SCE | SCE-13-SW-008A | 1979 | RES | DEER:Res_BldgShell_Ins |  | Residential | Winter Only | 2020Q4 | Claim TRC less than 0.1
SCE | SCE-13-SW-008A | 1979 | RES | DEER:Res_BldgShell_Ins |  | Residential | Winter Only | 2020Q4 | EUL > years in avoided cost table
SCE | SCE-13-SW-008A | 1979 | RES | DEER:Res_BldgShell_Ins |  | Residential | Winter Only | 2020Q4 | No Match with Electric Avoided Cost table
SCE | SCE-13-SW-008B | 1980 | Non-Resource | Non-Resource | 8 | Residential | Annual | 2020Q4 | Claim TRC less than 0.1
SCE | SCE-13-SW-008C | 1981 | Non-Resource | Non-Resource | 8 | Residential | Annual | 2020Q4 | Claim TRC less than 0.1
SCE | SCE-13-SW-008D | 1982 | Non-Resource | Non-Resource | 8 | Residential | Annual | 2020Q4 | Claim TRC less than 0.1
SCE | SCE-13-SW-008E | 1983 | Non-Resource | Non-Resource | 8 | Residential | Annual | 2020Q4 | Claim TRC less than 0.1
SCE | SCE-13-SW-010A | 1367 | Non-Resource | Non-Resource | 8 | Residential | Annual | 2020Q4 | Claim TRC less than 0.1
SCE | SCE-13-SW-010B | 1368 | Non-Resource | Non-Resource | 8 | Residential | Annual | 2020Q4 | Claim TRC less than 0.1
SCE | SCE-13-TP-001 | 1380 | RES | DEER:HVAC_Eff_AC | 8 | Residential | Annual | 2020Q4 | Claim TRC greater than three standard deviations above the mean
SCE | SCE-13-TP-001 | 1381 | RES | DEER:HVAC_Eff_AC | 9 | Residential | Annual | 2020Q4 | Claim TRC greater than three standard deviations above the mean
SCE | SCE-13-TP-001 | 1382 | RES | DEER:HVAC_Eff_AC | 10 | Residential | Annual | 2020Q4 | Claim TRC greater than three standard deviations above the mean
SCE | SCE-13-TP-001 | 1383 | RES | DEER:HVAC_Eff_AC | 13 | Residential | Annual | 2020Q4 | Claim TRC greater than three standard deviations above the mean
SCE | SCE-13-TP-001 | 1384 | RES | DEER:HVAC_Eff_AC | 14 | Residential | Annual | 2020Q4 | Claim TRC greater than three standard deviations above the mean
SCE | SCE-13-TP-001 | 1385 | RES | DEER:HVAC_Eff_AC | 15 | Residential | Annual | 2020Q4 | Claim TRC greater than three standard deviations above the mean
SCE | SCE-13-TP-001 | 1386 | RES | DEER:HVAC_Eff_AC | 16 | Residential | Annual | 2020Q4 | Claim TRC greater than three standard deviations above the mean
SCE | SCE-13-TP-001 | 1408 | RES | DEER:HVAC_Eff_AC | 14 | Residential | Annual | 2020Q4 | Claim TRC greater than three standard deviations above the mean
SCE | SCE-13-TP-001 | 1409 | RES | DEER:HVAC_Eff_AC | 15 | Residential | Annual | 2020Q4 | Claim TRC greater than three standard deviations above the mean
SCE | SCE-13-TP-001 | 1429 | Misc._Commercial | Outdoor Lt | 6 | Residential | Annual | 2020Q4 | Claim TRC less than 0.1
SCE | SCE-13-TP-001 | 1430 | Misc._Commercial | Outdoor Lt | 8 | Residential | Annual | 2020Q4 | Claim TRC less than 0.1
SCE | SCE-13-TP-001 | 1431 | Misc._Commercial | Outdoor Lt | 9 | Residential | Annual | 2020Q4 | Claim TRC less than 0.1
SCE | SCE-13-TP-001 | 1432 | Misc._Commercial | Outdoor Lt | 10 | Residential | Annual | 2020Q4 | Claim TRC less than 0.1
SCE | SCE-13-TP-001 | 1433 | Misc._Commercial | Outdoor Lt | 14 | Residential | Annual | 2020Q4 | Claim TRC less than 0.1
SCE | SCE-13-TP-001 | 1434 | Misc._Commercial | Outdoor Lt | 15 | Residential | Annual | 2020Q4 | Claim TRC less than 0.1
SCE | SCE-13-TP-001 | 1435 | Misc._Commercial | Outdoor Lt | 16 | Residential | Annual | 2020Q4 | Claim TRC less than 0.1
SCE | SCE-13-TP-001 | 1436 | RES | DEER:Indoor_CFL_Ltg | 6 | Residential | Annual | 2020Q4 | Claim TRC less than 0.1
SCE | SCE-13-TP-001 | 1437 | RES | DEER:Indoor_CFL_Ltg | 8 | Residential | Annual | 2020Q4 | Claim TRC less than 0.1
SCE | SCE-13-TP-001 | 1438 | RES | DEER:Indoor_CFL_Ltg | 9 | Residential | Annual | 2020Q4 | Claim TRC less than 0.1
SCE | SCE-13-TP-001 | 1439 | RES | DEER:Indoor_CFL_Ltg | 10 | Residential | Annual | 2020Q4 | Claim TRC less than 0.1
SCE | SCE-13-TP-001 | 1440 | RES | DEER:Indoor_CFL_Ltg | 13 | Residential | Annual | 2020Q4 | Claim TRC less than 0.1
SCE | SCE-13-TP-001 | 1441 | RES | DEER:Indoor_CFL_Ltg | 14 | Residential | Annual | 2020Q4 | Claim TRC less than 0.1
SCE | SCE-13-TP-001 | 1442 | RES | DEER:Indoor_CFL_Ltg | 15 | Residential | Annual | 2020Q4 | Claim TRC less than 0.1
SCE | SCE-13-TP-001 | 1443 | RES | DEER:Indoor_CFL_Ltg | 16 | Residential | Annual | 2020Q4 | Claim TRC less than 0.1
SCE | SCE-13-TP-001 | 1444 | RES | DEER:Indoor_CFL_Ltg | 10 | Residential | Annual | 2020Q4 | Claim TRC less than 0.1
SCE | SCE-13-TP-001 | 1445 | RES | DEER:Indoor_CFL_Ltg | 10 | Residential | Annual | 2020Q4 | Claim TRC less than 0.1
SCE | SCE-13-TP-001 | 1446 | RES | DEER:Indoor_CFL_Ltg | 14 | Residential | Annual | 2020Q4 | Claim TRC less than 0.1
SCE | SCE-13-TP-001 | 1447 | RES | DEER:Indoor_CFL_Ltg | 15 | Residential | Annual | 2020Q4 | Claim TRC less than 0.1
SCE | SCE-13-TP-001 | 1448 | RES | DEER:Indoor_CFL_Ltg | 9 | Residential | Annual | 2020Q4 | Claim TRC less than 0.1
SCE | SCE-13-TP-003 | 1449 | Misc._Commercial | Outdoor Lt | 9 | Commercial | Annual | 2020Q4 | Claim TRC less than 0.1
SCE | SCE-13-TP-003 | 1450 | NON_RES | DEER:HVAC_Split-Package_AC | 9 | Commercial | Annual | 2020Q4 | Claim TRC less than 0.1
SCE | SCE-13-TP-003 | 1452 | NON_RES | DEER:HVAC_Split-Package_AC | 9 | Commercial | Annual | 2020Q4 | Claim TRC less than 0.1
SCE | SCE-13-TP-003 | 1453 | NON_RES | DEER:HVAC_Split-Package_AC | 9 | Commercial | Annual | 2020Q4 | Claim TRC less than 0.1
SCE | SCE-13-TP-003 | 1455 | NON_RES | DEER:HVAC_Split-Package_AC | 9 | Commercial | Annual | 2020Q4 | Claim TRC less than 0.1
SCE | SCE-13-TP-003 | 1458 | NON_RES | DEER:Indoor_Non-CFL_Ltg | 9 | Commercial | Annual | 2020Q4 | Claim TRC less than 0.1
SCE | SCE-13-TP-003 | 1460 | NON_RES | DEER:Indoor_Non-CFL_Ltg | 9 | Commercial | Annual | 2020Q4 | Claim TRC less than 0.1
SCE | SCE-13-TP-003 | 1463 | NON_RES | DEER:HVAC_Split-Package_AC | 9 | Commercial | Annual | 2020Q4 | Claim TRC less than 0.1
SCE | SCE-13-TP-003 | 1465 | NON_RES | DEER:HVAC_Chillers | 9 | Commercial | Annual | 2020Q4 | Claim TRC less than 0.1
SCE | SCE-13-TP-003 | 1469 | NON_RES | DEER:HVAC_Split-Package_AC | 9 | Commercial | Annual | 2020Q4 | Claim TRC less than 0.1
SCE | SCE-13-TP-003 | 1472 | Hospital | Var_Spd_AC_Mtr-NC | 9 | Commercial | Annual | 2020Q4 | Negative Net Participant Cost
SCE | SCE-13-TP-004 | 1474 | Small_Office | Refrigeration | 9 | Commercial | Annual | 2020Q4 | Claim TRC less than 0.1
SCE | SCE-13-TP-004 | 1477 | NON_RES | DEER:HVAC_Split-Package_AC | 9 | Commercial | Annual | 2020Q4 | Claim TRC less than 0.1
SCE | SCE-13-TP-004 | 1478 | Misc._Commercial | Outdoor Lt | 9 | Commercial | Annual | 2020Q4 | Claim TRC less than 0.1
SCE | SCE-13-TP-004 | 1482 | NON_RES | DEER:Indoor_Non-CFL_Ltg | 9 | Commercial | Annual | 2020Q4 | Claim TRC less than 0.1
SCE | SCE-13-TP-004 | 1484 | NON_RES | DEER:HVAC_Split-Package_AC | 9 | Commercial | Annual | 2020Q4 | Claim TRC less than 0.1
SCE | SCE-13-TP-005 | 1486 | NON_RES | DEER:HVAC_Split-Package_AC | 9 | Commercial | Annual | 2020Q4 | Claim TRC less than 0.1
SCE | SCE-13-TP-005 | 1489 | NON_RES | DEER:HVAC_Split-Package_AC | 9 | Commercial | Annual | 2020Q4 | Claim TRC less than 0.1
SCE | SCE-13-TP-005 | 1492 | Small_Office | Var_Spd_AC_Mtr-NC | 9 | Commercial | Annual | 2020Q4 | Claim TRC less than 0.1
SCE | SCE-13-TP-005 | 1494 | NON_RES | DEER:Indoor_Non-CFL_Ltg | 9 | Commercial | Annual | 2020Q4 | Claim TRC less than 0.1
SCE | SCE-13-TP-005 | 1495 | Misc._Commercial | Outdoor Lt | 9 | Commercial | Annual | 2020Q4 | Claim TRC less than 0.1
SCE | SCE-13-TP-005 | 1496 | Misc._Commercial | Outdoor Lt | 9 | Commercial | Annual | 2020Q4 | Claim TRC less than 0.1
SCE | SCE-13-TP-005 | 1498 | Small_Office | Var_Spd_AC_Mtr-NC | 9 | Commercial | Annual | 2020Q4 | Claim TRC less than 0.1
SCE | SCE-13-TP-005 | 1499 | NON_RES | DEER:HVAC_Split-Package_AC | 9 | Commercial | Annual | 2020Q4 | Claim TRC less than 0.1
SCE | SCE-13-TP-005 | 1501 | NON_RES | DEER:Indoor_Non-CFL_Ltg | 9 | Commercial | Annual | 2020Q4 | Claim TRC less than 0.1
SCE | SCE-13-TP-006 | 1600 | Small_Office | Var_Spd_AC_Mtr-NC | 9 | Commercial | Annual | 2020Q4 | Claim TRC less than 0.1
SCE | SCE-13-TP-006 | 1600 | Small_Office | Var_Spd_AC_Mtr-NC | 9 | Commercial | Annual | 2020Q4 | Negative Net Participant Cost
SCE | SCE-13-TP-006 | 1602 | NON_RES | DEER:Indoor_Non-CFL_Ltg | 9 | Commercial | Annual | 2020Q4 | Claim TRC less than 0.1
SCE | SCE-13-TP-006 | 1602 | NON_RES | DEER:Indoor_Non-CFL_Ltg | 9 | Commercial | Annual | 2020Q4 | Negative Net Participant Cost
SCE | SCE-13-TP-006 | 1603 | Misc._Commercial | Outdoor Lt | 9 | Commercial | Annual | 2020Q4 | Claim TRC less than 0.1
SCE | SCE-13-TP-006 | 1604 | Small_Office | Occupancy Sensor | 9 | Commercial | Annual | 2020Q4 | Claim TRC less than 0.1
SCE | SCE-13-TP-006 | 1605 | Misc._Commercial | Outdoor Lt | 9 | Commercial | Annual | 2020Q4 | Claim TRC less than 0.1
SCE | SCE-13-TP-006 | 1608 | Agricultural | Ag & Water Pumping | 9 | Commercial | Annual | 2020Q4 | Claim TRC less than 0.1
SCE | SCE-13-TP-006 | 1608 | Agricultural | Ag & Water Pumping | 9 | Commercial | Annual | 2020Q4 | Negative Net Participant Cost
SCE | SCE-13-TP-006 | 1609 | Industrial | Industrial | 9 | Commercial | Annual | 2020Q4 | Negative Net Participant Cost
SCE | SCE-13-TP-006 | 1610 | Industrial | Industrial | 9 | Commercial | Annual | 2020Q4 | Claim TRC less than 0.1
SCE | SCE-13-TP-006 | 1610 | Industrial | Industrial | 9 | Commercial | Annual | 2020Q4 | Negative Net Participant Cost
SCE | SCE-13-TP-006 | 1612 | Industrial | Industrial | 9 | Commercial | Annual | 2020Q4 | Claim TRC less than 0.1
SCE | SCE-13-TP-006 | 1612 | Industrial | Industrial | 9 | Commercial | Annual | 2020Q4 | Negative Net Participant Cost
SCE | SCE-13-TP-006 | 1614 | Industrial | Industrial | 9 | Commercial | Annual | 2020Q4 | Claim TRC less than 0.1
SCE | SCE-13-TP-006 | 1614 | Industrial | Industrial | 9 | Commercial | Annual | 2020Q4 | Negative Net Participant Cost
SCE | SCE-13-TP-006 | 1616 | Industrial | Industrial | 9 | Commercial | Annual | 2020Q4 | Claim TRC less than 0.1
SCE | SCE-13-TP-006 | 1616 | Industrial | Industrial | 9 | Commercial | Annual | 2020Q4 | Negative Net Participant Cost
SCE | SCE-13-TP-006 | 1618 | Industrial | Industrial | 9 | Commercial | Annual | 2020Q4 | Claim TRC less than 0.1
SCE | SCE-13-TP-006 | 1618 | Industrial | Industrial | 9 | Commercial | Annual | 2020Q4 | Negative Net Participant Cost
SCE | SCE-13-TP-006 | 1620 | Small_Office | Refrigeration | 9 | Commercial | Annual | 2020Q4 | Claim TRC less than 0.1
SCE | SCE-13-TP-006 | 1620 | Small_Office | Refrigeration | 9 | Commercial | Annual | 2020Q4 | Negative Net Participant Cost
SCE | SCE-13-TP-006 | 1622 | Industrial | Industrial | 9 | Commercial | Annual | 2020Q4 | Claim TRC less than 0.1
SCE | SCE-13-TP-006 | 1622 | Industrial | Industrial | 9 | Commercial | Annual | 2020Q4 | Negative Net Participant Cost
SCE | SCE-13-TP-006 | 1624 | Industrial | Industrial | 9 | Commercial | Annual | 2020Q4 | Claim TRC less than 0.1
SCE | SCE-13-TP-006 | 1624 | Industrial | Industrial | 9 | Commercial | Annual | 2020Q4 | Negative Net Participant Cost
SCE | SCE-13-TP-006 | 1626 | Industrial | Industrial | 9 | Commercial | Annual | 2020Q4 | Claim TRC less than 0.1
SCE | SCE-13-TP-006 | 1626 | Industrial | Industrial | 9 | Commercial | Annual | 2020Q4 | Negative Net Participant Cost
SCE | SCE-13-TP-006 | 1628 | Industrial | Industrial | 9 | Commercial | Annual | 2020Q4 | Claim TRC less than 0.1
SCE | SCE-13-TP-006 | 1628 | Industrial | Industrial | 9 | Commercial | Annual | 2020Q4 | Negative Net Participant Cost
SCE | SCE-13-TP-006 | 1630 | Small_Office | Refrigeration | 9 | Commercial | Annual | 2020Q4 | Claim TRC less than 0.1
SCE | SCE-13-TP-006 | 1630 | Small_Office | Refrigeration | 9 | Commercial | Annual | 2020Q4 | Negative Net Participant Cost
SCE | SCE-13-TP-007 | 1634 | NON_RES | DEER:HVAC_Split-Package_AC | 9 | Commercial | Annual | 2020Q4 | Claim TRC less than 0.1
SCE | SCE-13-TP-007 | 1634 | NON_RES | DEER:HVAC_Split-Package_AC | 9 | Commercial | Annual | 2020Q4 | Negative Net Participant Cost
SCE | SCE-13-TP-007 | 1635 | NON_RES | DEER:HVAC_Split-Package_AC | 9 | Commercial | Annual | 2020Q4 | RUL > EUL/3. RUL should not be > one third of EUL
SCE | SCE-13-TP-007 | 1637 | Small_Office | Var_Spd_AC_Mtr-NC | 9 | Commercial | Annual | 2020Q4 | Claim TRC less than 0.1
SCE | SCE-13-TP-007 | 1637 | Small_Office | Var_Spd_AC_Mtr-NC | 9 | Commercial | Annual | 2020Q4 | Negative Net Participant Cost
SCE | SCE-13-TP-007 | 1640 | NON_RES | DEER:HVAC_Split-Package_AC | 9 | Commercial | Annual | 2020Q4 | Claim TRC less than 0.1
SCE | SCE-13-TP-007 | 1640 | NON_RES | DEER:HVAC_Split-Package_AC | 9 | Commercial | Annual | 2020Q4 | Negative Net Participant Cost
SCE | SCE-13-TP-007 | 1642 | NON_RES | DEER:Indoor_Non-CFL_Ltg | 9 | Commercial | Annual | 2020Q4 | Claim TRC less than 0.1
SCE | SCE-13-TP-007 | 1642 | NON_RES | DEER:Indoor_Non-CFL_Ltg | 9 | Commercial | Annual | 2020Q4 | Negative Net Participant Cost
SCE | SCE-13-TP-007 | 1644 | Agricultural | Ag & Water Pumping | 9 | Commercial | Annual | 2020Q4 | Claim TRC less than 0.1
SCE | SCE-13-TP-007 | 1644 | Agricultural | Ag & Water Pumping | 9 | Commercial | Annual | 2020Q4 | Negative Net Participant Cost
SCE | SCE-13-TP-007 | 1646 | Agricultural | Ag & Water Pumping | 9 | Commercial | Annual | 2020Q4 | Claim TRC less than 0.1
SCE | SCE-13-TP-007 | 1646 | Agricultural | Ag & Water Pumping | 9 | Commercial | Annual | 2020Q4 | Negative Net Participant Cost
SCE | SCE-13-TP-007 | 1648 | Industrial | Industrial | 9 | Commercial | Annual | 2020Q4 | Claim TRC less than 0.1
SCE | SCE-13-TP-007 | 1648 | Industrial | Industrial | 9 | Commercial | Annual | 2020Q4 | Negative Net Participant Cost
SCE | SCE-13-TP-007 | 1650 | Agricultural | Ag & Water Pumping | 9 | Commercial | Annual | 2020Q4 | Claim TRC less than 0.1
SCE | SCE-13-TP-007 | 1650 | Agricultural | Ag & Water Pumping | 9 | Commercial | Annual | 2020Q4 | Negative Net Participant Cost
SCE | SCE-13-TP-007 | 1652 | Industrial | Industrial | 9 | Commercial | Annual | 2020Q4 | Claim TRC less than 0.1
SCE | SCE-13-TP-007 | 1652 | Industrial | Industrial | 9 | Commercial | Annual | 2020Q4 | Negative Net Participant Cost
SCE | SCE-13-TP-007 | 1654 | Industrial | Industrial | 9 | Commercial | Annual | 2020Q4 | Claim TRC less than 0.1
SCE | SCE-13-TP-007 | 1654 | Industrial | Industrial | 9 | Commercial | Annual | 2020Q4 | Negative Net Participant Cost
SCE | SCE-13-TP-007 | 1656 | Industrial | Industrial | 9 | Commercial | Annual | 2020Q4 | Claim TRC less than 0.1
SCE | SCE-13-TP-007 | 1656 | Industrial | Industrial | 9 | Commercial | Annual | 2020Q4 | Negative Net Participant Cost
SCE | SCE-13-TP-007 | 1658 | Industrial | Industrial | 9 | Commercial | Annual | 2020Q4 | Claim TRC less than 0.1
SCE | SCE-13-TP-007 | 1658 | Industrial | Industrial | 9 | Commercial | Annual | 2020Q4 | Negative Net Participant Cost
SCE | SCE-13-TP-007 | 1660 | Small_Office | Refrigeration | 9 | Commercial | Annual | 2020Q4 | Claim TRC less than 0.1
SCE | SCE-13-TP-007 | 1660 | Small_Office | Refrigeration | 9 | Commercial | Annual | 2020Q4 | Negative Net Participant Cost
SCE | SCE-13-TP-007 | 1662 | Small_Office | Refrigeration | 9 | Commercial | Annual | 2020Q4 | Claim TRC less than 0.1
SCE | SCE-13-TP-007 | 1662 | Small_Office | Refrigeration | 9 | Commercial | Annual | 2020Q4 | Negative Net Participant Cost
SCE | SCE-13-TP-007 | 1664 | Industrial | Industrial | 9 | Commercial | Annual | 2020Q4 | Claim TRC less than 0.1
SCE | SCE-13-TP-007 | 1664 | Industrial | Industrial | 9 | Commercial | Annual | 2020Q4 | Negative Net Participant Cost
SCE | SCE-13-TP-008 | 1666 | Agricultural | Ag & Water Pumping | 9 | Commercial | Annual | 2020Q4 | Claim TRC less than 0.1
SCE | SCE-13-TP-008 | 1667 | Industrial | Industrial | 9 | Commercial | Annual | 2020Q4 | Claim TRC less than 0.1
SCE | SCE-13-TP-008 | 1669 | Industrial | Industrial | 9 | Commercial | Annual | 2020Q4 | Claim TRC less than 0.1
SCE | SCE-13-TP-008 | 1671 | Small_Office | Refrigeration | 9 | Commercial | Annual | 2020Q4 | Claim TRC less than 0.1
SCE | SCE-13-TP-008 | 1673 | Industrial | Industrial | 9 | Commercial | Annual | 2020Q4 | Claim TRC less than 0.1
SCE | SCE-13-TP-008 | 1676 | Small_Office | Refrigeration | 9 | Commercial | Annual | 2020Q4 | Negative Net Participant Cost
SCE | SCE-13-TP-008 | 1676 | Small_Office | Refrigeration | 9 | Commercial | Annual | 2020Q4 | RUL > EUL/3. RUL should not be > one third of EUL
SCE | SCE-13-TP-008 | 1677 | Small_Office | Refrigeration | 9 | Commercial | Annual | 2020Q4 | Claim TRC less than 0.1
SCE | SCE-13-TP-008 | 1677 | Small_Office | Refrigeration | 9 | Commercial | Annual | 2020Q4 | Negative Net Participant Cost
SCE | SCE-13-TP-008 | 1677 | Small_Office | Refrigeration | 9 | Commercial | Annual | 2020Q4 | RUL > EUL/3. RUL should not be > one third of EUL
SCE | SCE-13-TP-008 | 1679 | Small_Office | Refrigeration | 9 | Commercial | Annual | 2020Q4 | Claim TRC less than 0.1
SCE | SCE-13-TP-008 | 1681 | Industrial | Industrial | 9 | Commercial | Annual | 2020Q4 | Claim TRC less than 0.1
SCE | SCE-13-TP-008 | 1683 | Industrial | Industrial | 9 | Commercial | Annual | 2020Q4 | Claim TRC less than 0.1
SCE | SCE-13-TP-008 | 1685 | Industrial | Industrial | 9 | Commercial | Annual | 2020Q4 | Claim TRC less than 0.1
SCE | SCE-13-TP-008 | 1686 | Small_Office | Refrigeration | 9 | Commercial | Annual | 2020Q4 | Claim TRC less than 0.1
SCE | SCE-13-TP-008 | 1686 | Small_Office | Refrigeration | 9 | Commercial | Annual | 2020Q4 | RUL > EUL/3. RUL should not be > one third of EUL
SCE | SCE-13-TP-008 | 1687 | Small_Office | Refrigeration | 9 | Commercial | Annual | 2020Q4 | Negative Net Participant Cost
SCE | SCE-13-TP-008 | 1687 | Small_Office | Refrigeration | 9 | Commercial | Annual | 2020Q4 | RUL > EUL/3. RUL should not be > one third of EUL
SCE | SCE-13-TP-008 | 1688 | Small_Office | Refrigeration | 9 | Commercial | Annual | 2020Q4 | Claim TRC less than 0.1
SCE | SCE-13-TP-009 | 1690 | NON_RES | DEER:Indoor_Non-CFL_Ltg | 9 | Commercial | Annual | 2020Q4 | Claim TRC less than 0.1
SCE | SCE-13-TP-009 | 1690 | NON_RES | DEER:Indoor_Non-CFL_Ltg | 9 | Commercial | Annual | 2020Q4 | Negative Net Participant Cost
SCE | SCE-13-TP-009 | 1691 | NON_RES | DEER:Indoor_Non-CFL_Ltg | 9 | Commercial | Annual | 2020Q4 | Negative Net Participant Cost
SCE | SCE-13-TP-009 | 1692 | Industrial | Industrial | 9 | Commercial | Annual | 2020Q4 | Claim TRC less than 0.1
SCE | SCE-13-TP-009 | 1695 | Small_Office | Refrigeration | 9 | Commercial | Annual | 2020Q4 | Claim TRC less than 0.1
SCE | SCE-13-TP-010 | 1696 | NON_RES | DEER:HVAC_Split-Package_AC | 9 | Commercial | Annual | 2020Q4 | Claim TRC less than 0.1
SCE | SCE-13-TP-010 | 1698 | Industrial | Industrial | 9 | Commercial | Annual | 2020Q4 | Claim TRC less than 0.1
SCE | SCE-13-TP-011 | 1700 | Agricultural | Ag & Water Pumping | 9 | Commercial | Annual | 2020Q4 | Claim TRC less than 0.1
SCE | SCE-13-TP-011 | 1700 | Agricultural | Ag & Water Pumping | 9 | Commercial | Annual | 2020Q4 | Negative Net Participant Cost
SCE | SCE-13-TP-011 | 1700 | Agricultural | Ag & Water Pumping | 9 | Commercial | Annual | 2020Q4 | RUL > EUL/3. RUL should not be > one third of EUL
SCE | SCE-13-TP-011 | 1701 | Agricultural | Ag & Water Pumping | 9 | Commercial | Annual | 2020Q4 | Claim TRC greater than three standard deviations above the mean
SCE | SCE-13-TP-011 | 1701 | Agricultural | Ag & Water Pumping | 9 | Commercial | Annual | 2020Q4 | Negative Net Participant Cost
SCE | SCE-13-TP-011 | 1701 | Agricultural | Ag & Water Pumping | 9 | Commercial | Annual | 2020Q4 | RUL > EUL/3. RUL should not be > one third of EUL
SCE | SCE-13-TP-011 | 1702 | Agricultural | Ag & Water Pumping | 9 | Commercial | Annual | 2020Q4 | Claim TRC less than 0.1
SCE | SCE-13-TP-011 | 1705 | Agricultural | Ag & Water Pumping | 9 | Commercial | Annual | 2020Q4 | Claim TRC less than 0.1
SCE | SCE-13-TP-011 | 1706 | Industrial | DHW HtPmp | 9 | Commercial | Annual | 2020Q4 | Claim TRC less than 0.1
SCE | SCE-13-TP-011 | 1708 | Agricultural | Ag & Water Pumping | 9 | Commercial | Annual | 2020Q4 | Claim TRC less than 0.1
SCE | SCE-13-TP-018 | 1505 | NON_RES | DEER:Indoor_Non-CFL_Ltg | 9 | Commercial | Annual | 2020Q4 | Claim TRC less than 0.1
SCE | SCE-13-TP-018 | 1506 | NON_RES | DEER:Indoor_Non-CFL_Ltg | 9 | Commercial | Annual | 2020Q4 | Claim TRC less than 0.1
SCE | SCE-13-TP-018 | 1507 | NON_RES | DEER:Indoor_Non-CFL_Ltg | 9 | Commercial | Annual | 2020Q4 | Claim TRC less than 0.1
SCE | SCE-13-TP-018 | 1508 | NON_RES | DEER:Indoor_Non-CFL_Ltg | 9 | Commercial | Annual | 2020Q4 | Claim TRC less than 0.1
SCE | SCE-13-TP-018 | 1510 | NON_RES | DEER:Indoor_Non-CFL_Ltg | 9 | Commercial | Annual | 2020Q4 | Claim TRC less than 0.1
SCE | SCE-13-TP-018 | 1511 | NON_RES | DEER:Indoor_Non-CFL_Ltg | 9 | Commercial | Annual | 2020Q4 | Claim TRC less than 0.1
SCE | SCE-13-TP-018 | 1512 | NON_RES | DEER:Indoor_Non-CFL_Ltg | 9 | Commercial | Annual | 2020Q4 | Claim TRC less than 0.1
SCE | SCE-13-TP-018 | 1513 | NON_RES | DEER:Indoor_Non-CFL_Ltg | 9 | Commercial | Annual | 2020Q4 | Claim TRC less than 0.1
SCE | SCE-13-TP-018 | 1514 | NON_RES | DEER:Indoor_Non-CFL_Ltg | 9 | Commercial | Annual | 2020Q4 | Claim TRC less than 0.1
SCE | SCE-13-TP-018 | 1515 | NON_RES | DEER:Indoor_Non-CFL_Ltg | 9 | Commercial | Annual | 2020Q4 | Claim TRC less than 0.1
SCE | SCE-13-TP-018 | 1516 | NON_RES | DEER:Indoor_Non-CFL_Ltg | 9 | Commercial | Annual | 2020Q4 | Claim TRC less than 0.1
SCE | SCE-13-TP-018 | 1517 | NON_RES | DEER:Indoor_Non-CFL_Ltg | 9 | Commercial | Annual | 2020Q4 | Claim TRC less than 0.1
SCE | SCE-13-TP-018 | 1518 | NON_RES | DEER:Indoor_Non-CFL_Ltg | 9 | Commercial | Annual | 2020Q4 | Claim TRC less than 0.1
SCE | SCE-13-TP-018 | 1519 | NON_RES | DEER:Indoor_Non-CFL_Ltg | 9 | Commercial | Annual | 2020Q4 | Claim TRC less than 0.1
SCE | SCE-13-TP-018 | 1520 | NON_RES | DEER:Indoor_Non-CFL_Ltg | 9 | Commercial | Annual | 2020Q4 | Claim TRC less than 0.1
SCE | SCE-13-TP-018 | 1521 | NON_RES | DEER:Indoor_Non-CFL_Ltg | 9 | Commercial | Annual | 2020Q4 | Claim TRC less than 0.1
SCE | SCE-13-TP-018 | 1522 | NON_RES | DEER:Indoor_Non-CFL_Ltg | 9 | Commercial | Annual | 2020Q4 | Claim TRC less than 0.1
SCE | SCE-13-TP-018 | 1523 | NON_RES | DEER:Indoor_Non-CFL_Ltg | 9 | Commercial | Annual | 2020Q4 | Claim TRC less than 0.1
SCE | SCE-13-TP-018 | 1524 | NON_RES | DEER:Indoor_Non-CFL_Ltg | 9 | Commercial | Annual | 2020Q4 | Claim TRC less than 0.1
SCE | SCE-13-TP-018 | 1525 | NON_RES | DEER:Indoor_Non-CFL_Ltg | 9 | Commercial | Annual | 2020Q4 | Claim TRC less than 0.1
SCE | SCE-13-TP-018 | 1526 | NON_RES | DEER:Indoor_Non-CFL_Ltg | 9 | Commercial | Annual | 2020Q4 | Claim TRC less than 0.1
SCE | SCE-13-TP-018 | 1527 | NON_RES | DEER:Indoor_CFL_Ltg | 9 | Commercial | Annual | 2020Q4 | Claim TRC less than 0.1
SCE | SCE-13-TP-018 | 1528 | NON_RES | DEER:Indoor_CFL_Ltg | 9 | Commercial | Annual | 2020Q4 | Claim TRC less than 0.1
SCE | SCE-13-TP-018 | 1530 | NON_RES | DEER:Indoor_Non-CFL_Ltg | 9 | Commercial | Annual | 2020Q4 | Claim TRC less than 0.1
SCE | SCE-13-TP-018 | 1531 | K_thru_12_School | Occupancy Sensor | 9 | Commercial | Annual | 2020Q4 | Claim TRC less than 0.1
SCE | SCE-13-TP-018 | 1534 | K_thru_12_School | Occupancy Sensor | 9 | Commercial | Annual | 2020Q4 | Claim TRC less than 0.1
SCE | SCE-13-TP-018 | 1536 | NON_RES | DEER:Indoor_Non-CFL_Ltg | 9 | Commercial | Annual | 2020Q4 | Claim TRC less than 0.1
SCE | SCE-13-TP-018 | 1537 | NON_RES | DEER:Indoor_Non-CFL_Ltg | 9 | Commercial | Annual | 2020Q4 | Claim TRC less than 0.1
SCE | SCE-13-TP-018 | 1539 | NON_RES | DEER:Indoor_Non-CFL_Ltg | 9 | Commercial | Annual | 2020Q4 | Claim TRC less than 0.1
SCE | SCE-13-TP-018 | 1540 | NON_RES | DEER:Indoor_Non-CFL_Ltg | 9 | Commercial | Annual | 2020Q4 | Claim TRC less than 0.1
SCE | SCE-13-TP-018 | 1543 | NON_RES | DEER:Indoor_Non-CFL_Ltg | 9 | Commercial | Annual | 2020Q4 | Claim TRC less than 0.1
SCE | SCE-13-TP-018 | 1547 | NON_RES | DEER:Indoor_Non-CFL_Ltg | 9 | Commercial | Annual | 2020Q4 | Claim TRC less than 0.1
SCE | SCE-13-TP-018 | 1548 | K_thru_12_School | Occupancy Sensor | 9 | Commercial | Annual | 2020Q4 | Claim TRC less than 0.1
SCE | SCE-13-TP-018 | 1549 | NON_RES | DEER:Indoor_Non-CFL_Ltg | 9 | Commercial | Annual | 2020Q4 | Claim TRC less than 0.1
SCE | SCE-13-TP-018 | 1550 | NON_RES | DEER:Indoor_Non-CFL_Ltg | 9 | Commercial | Annual | 2020Q4 | Claim TRC less than 0.1
SCE | SCE-13-TP-018 | 1551 | NON_RES | DEER:Indoor_Non-CFL_Ltg | 9 | Commercial | Annual | 2020Q4 | Claim TRC less than 0.1
SCE | SCE-13-TP-018 | 1552 | K_thru_12_School | Occupancy Sensor | 9 | Commercial | Annual | 2020Q4 | Claim TRC less than 0.1
SCE | SCE-13-TP-018 | 1553 | K_thru_12_School | Occupancy Sensor | 9 | Commercial | Annual | 2020Q4 | Claim TRC less than 0.1
SCE | SCE-13-TP-018 | 1554 | NON_RES | DEER:Indoor_Non-CFL_Ltg | 9 | Commercial | Annual | 2020Q4 | Claim TRC less than 0.1
SCE | SCE-13-TP-018 | 1555 | NON_RES | DEER:Indoor_Non-CFL_Ltg | 9 | Commercial | Annual | 2020Q4 | Claim TRC less than 0.1
SCE | SCE-13-TP-018 | 1557 | NON_RES | DEER:Indoor_Non-CFL_Ltg | 9 | Commercial | Annual | 2020Q4 | Claim TRC less than 0.1
SCE | SCE-13-TP-018 | 1559 | NON_RES | DEER:Indoor_Non-CFL_Ltg | 9 | Commercial | Annual | 2020Q4 | Claim TRC less than 0.1
SCE | SCE-13-TP-018 | 1560 | NON_RES | DEER:Indoor_Non-CFL_Ltg | 9 | Commercial | Annual | 2020Q4 | Claim TRC less than 0.1
SCE | SCE-13-TP-018 | 1561 | NON_RES | DEER:Indoor_Non-CFL_Ltg | 9 | Commercial | Annual | 2020Q4 | RUL > EUL/3. RUL should not be > one third of EUL
SCE | SCE-13-TP-018 | 1562 | NON_RES | DEER:Indoor_Non-CFL_Ltg | 9 | Commercial | Annual | 2020Q4 | Claim TRC less than 0.1
SCE | SCE-13-TP-018 | 1562 | NON_RES | DEER:Indoor_Non-CFL_Ltg | 9 | Commercial | Annual | 2020Q4 | RUL > EUL/3. RUL should not be > one third of EUL
SCE | SCE-13-TP-018 | 1563 | NON_RES | DEER:Indoor_Non-CFL_Ltg | 9 | Commercial | Annual | 2020Q4 | RUL > EUL/3. RUL should not be > one third of EUL
SCE | SCE-13-TP-018 | 1564 | NON_RES | DEER:Indoor_Non-CFL_Ltg | 9 | Commercial | Annual | 2020Q4 | RUL > EUL/3. RUL should not be > one third of EUL
SCE | SCE-13-TP-018 | 1565 | NON_RES | DEER:Indoor_Non-CFL_Ltg | 9 | Commercial | Annual | 2020Q4 | RUL > EUL/3. RUL should not be > one third of EUL
SCE | SCE-13-TP-018 | 1566 | NON_RES | DEER:Indoor_Non-CFL_Ltg | 9 | Commercial | Annual | 2020Q4 | RUL > EUL/3. RUL should not be > one third of EUL
SCE | SCE-13-TP-018 | 1570 | Misc._Commercial | Outdoor Lt | 9 | Commercial | Annual | 2020Q4 | Claim TRC less than 0.1
SCE | SCE-13-TP-018 | 1571 | Misc._Commercial | Outdoor Lt | 9 | Commercial | Annual | 2020Q4 | Claim TRC less than 0.1
SCE | SCE-13-TP-018 | 1572 | Misc._Commercial | Outdoor Lt | 9 | Commercial | Annual | 2020Q4 | Claim TRC less than 0.1
SCE | SCE-13-TP-018 | 1573 | Misc._Commercial | Outdoor Lt | 9 | Commercial | Annual | 2020Q4 | Claim TRC less than 0.1
SCE | SCE-13-TP-018 | 1574 | Misc._Commercial | Outdoor Lt | 9 | Commercial | Annual | 2020Q4 | Claim TRC less than 0.1
SCE | SCE-13-TP-018 | 1575 | Misc._Commercial | Outdoor Lt | 9 | Commercial | Annual | 2020Q4 | Claim TRC less than 0.1
SCE | SCE-13-TP-020 | 1744 | Small_Office | Var_Spd_AC_Mtr-NC | 9 | Commercial | Annual | 2020Q4 | Claim TRC less than 0.1
SCE | SCE-13-TP-020 | 1746 | Industrial | Industrial | 9 | Commercial | Annual | 2020Q4 | Claim TRC less than 0.1
SCE | SCE-13-TP-020 | 1746 | Industrial | Industrial | 9 | Commercial | Annual | 2020Q4 | Negative Net Participant Cost
SCE | SCE-13-TP-020 | 1748 | Agricultural | Ag & Water Pumping | 9 | Commercial | Annual | 2020Q4 | Claim TRC less than 0.1
SCE | SCE-13-TP-020 | 1748 | Agricultural | Ag & Water Pumping | 9 | Commercial | Annual | 2020Q4 | Negative Net Participant Cost
SCE | SCE-13-TP-020 | 1750 | Industrial | Industrial | 9 | Commercial | Annual | 2020Q4 | Claim TRC less than 0.1
SCE | SCE-13-TP-020 | 1752 | Industrial | Industrial | 9 | Industrial | Annual | 2020Q4 | Claim TRC less than 0.1
SCE | SCE-13-TP-020 | 1754 | Industrial | Industrial | 9 | Commercial | Annual | 2020Q4 | Claim TRC less than 0.1
SCE | SCE-13-TP-020 | 1754 | Industrial | Industrial | 9 | Commercial | Annual | 2020Q4 | Negative Net Participant Cost
SCE | SCE-13-TP-020 | 1756 | Misc._Commercial | Outdoor Lt | 9 | Commercial | Annual | 2020Q4 | Claim TRC less than 0.1
SCE | SCE-13-TP-020 | 1757 | Misc._Commercial | Outdoor Lt | 9 | Commercial | Annual | 2020Q4 | Claim TRC less than 0.1
SCE | SCE-13-TP-020 | 1758 | Industrial | Refrigeration | 9 | Industrial | Annual | 2020Q4 | Negative Net Participant Cost
SCE | SCE-13-TP-020 | 1760 | Industrial | Industrial | 9 | Industrial | Annual | 2020Q4 | Claim TRC less than 0.1
SCE | SCE-13-TP-020 | 1762 | Small_Office | Var_Spd_AC_Mtr-NC | 9 | Industrial | Annual | 2020Q4 | Claim TRC less than 0.1
SCE | SCE-13-TP-020 | 1764 | Industrial | Industrial | 9 | Industrial | Annual | 2020Q4 | Negative Net Participant Cost
SCE | SCE-13-TP-020 | 1766 | Industrial | Industrial | 9 | Industrial | Annual | 2020Q4 | Claim TRC less than 0.1
SCE | SCE-13-TP-020 | 1768 | NON_RES | DEER:Indoor_Non-CFL_Ltg | 9 | Commercial | Annual | 2020Q4 | Claim TRC less than 0.1
SCE | SCE-13-TP-020 | 1768 | NON_RES | DEER:Indoor_Non-CFL_Ltg | 9 | Commercial | Annual | 2020Q4 | Negative Net Participant Cost
SCE | SCE-13-TP-020 | 1770 | Industrial | Industrial | 9 | Commercial | Annual | 2020Q4 | Claim TRC less than 0.1
SCE | SCE-13-TP-020 | 1770 | Industrial | Industrial | 9 | Commercial | Annual | 2020Q4 | Negative Net Participant Cost
SCE | SCE-13-TP-020 | 1772 | Industrial | Industrial | 9 | Commercial | Annual | 2020Q4 | Claim TRC less than 0.1
SCE | SCE-13-TP-021 | 1581 | NON_RES | DEER:HVAC_Chillers | 9 | Commercial | Annual | 2020Q4 | Claim TRC less than 0.1
SCE | SCE-13-TP-021 | 1583 | NON_RES | DEER:HVAC_Split-Package_AC | 9 | Commercial | Annual | 2020Q4 | Claim TRC less than 0.1
SCE | SCE-13-TP-021 | 1585 | NON_RES | DEER:HVAC_Split-Package_AC | 9 | Commercial | Annual | 2020Q4 | Claim TRC less than 0.1
SCE | SCE-13-TP-021 | 1587 | NON_RES | DEER:HVAC_Split-Package_AC | 9 | Commercial | Annual | 2020Q4 | Claim TRC less than 0.1
SCE | SCE-13-TP-021 | 1591 | NON_RES | DEER:HVAC_Split-Package_AC | 9 | Commercial | Annual | 2020Q4 | Claim TRC less than 0.1
SCE | SCE-13-TP-021 | 1593 | NON_RES | DEER:HVAC_Split-Package_AC | 9 | Commercial | Annual | 2020Q4 | Claim TRC less than 0.1
SCE | SCE-13-TP-021 | 1595 | NON_RES | DEER:HVAC_Split-Package_AC | 9 | Commercial | Annual | 2020Q4 | Claim TRC less than 0.1
SCE | SCE-13-TP-021 | 1597 | NON_RES | DEER:HVAC_Split-Package_AC | 9 | Commercial | Annual | 2020Q4 | Claim TRC less than 0.1
SCE | SCE-13-TP-022 | 1781 | Agricultural | Ag & Water Pumping | 9 | Industrial | Annual | 2020Q4 | Claim TRC less than 0.1
SCE | SCE-13-TP-022 | 1781 | Agricultural | Ag & Water Pumping | 9 | Industrial | Annual | 2020Q4 | Negative Net Participant Cost
SCE | SCE-13-TP-022 | 1783 | Agricultural | Ag & Water Pumping | 9 | Industrial | Annual | 2020Q4 | Claim TRC less than 0.1
SCE | SCE-13-TP-022 | 1785 | Industrial | Industrial | 9 | Industrial | Annual | 2020Q4 | Claim TRC less than 0.1
SCE | SCE-13-TP-022 | 1787 | Agricultural | Ag & Water Pumping | 9 | Industrial | Annual | 2020Q4 | Claim TRC less than 0.1
SCE | SCE-13-TP-022 | 1787 | Agricultural | Ag & Water Pumping | 9 | Industrial | Annual | 2020Q4 | Negative Net Participant Cost
SCE | SCE-13-TP-022 | 1789 | Industrial | Industrial | 9 | Industrial | Annual | 2020Q4 | Claim TRC less than 0.1
SCE | SCE-13-TP-022 | 1789 | Industrial | Industrial | 9 | Industrial | Annual | 2020Q4 | Negative Net Participant Cost
SCE | SCE-13-TP-022 | 1791 | Industrial | Industrial | 9 | Industrial | Annual | 2020Q4 | Claim TRC less than 0.1
SCE | SCE-13-TP-022 | 1791 | Industrial | Industrial | 9 | Industrial | Annual | 2020Q4 | Negative Net Participant Cost
SCE | SCE-13-TP-022 | 1793 | Industrial | Industrial | 9 | Industrial | Annual | 2020Q4 | Claim TRC less than 0.1
SCE | SCE-13-TP-022 | 1793 | Industrial | Industrial | 9 | Industrial | Annual | 2020Q4 | Negative Net Participant Cost
SCE | SCE-13-TP-022 | 1794 | Industrial | Industrial | 9 | Industrial | Annual | 2020Q4 | Negative Net Participant Cost
SCE | SCE-13-TP-023 | 1711 | Small_Office | Refrigeration | 9 | Commercial | Annual | 2020Q4 | Claim TRC less than 0.1
SCE | SCE-13-TP-023 | 1712 | Small_Office | Occupancy Sensor | 9 | Commercial | Annual | 2020Q4 | Claim TRC less than 0.1
SCE | SCE-13-TP-023 | 1714 | Small_Office | Var_Spd_AC_Mtr-NC | 9 | Commercial | Annual | 2020Q4 | Claim TRC less than 0.1
SCE | SCE-13-TP-023 | 1716 | Industrial | Industrial | 9 | Commercial | Annual | 2020Q4 | Claim TRC less than 0.1
SCE | SCE-13-TP-023 | 1716 | Industrial | Industrial | 9 | Commercial | Annual | 2020Q4 | Negative Net Participant Cost
SCE | SCE-13-TP-023 | 1718 | Agricultural | Ag & Water Pumping | 9 | Commercial | Annual | 2020Q4 | Claim TRC less than 0.1
SCE | SCE-13-TP-023 | 1718 | Agricultural | Ag & Water Pumping | 9 | Commercial | Annual | 2020Q4 | Negative Net Participant Cost
SCE | SCE-13-TP-023 | 1720 | Industrial | Industrial | 9 | Commercial | Annual | 2020Q4 | Claim TRC less than 0.1
SCE | SCE-13-TP-023 | 1722 | Industrial | Industrial | 9 | Industrial | Annual | 2020Q4 | Claim TRC less than 0.1
SCE | SCE-13-TP-023 | 1724 | Industrial | Industrial | 9 | Commercial | Annual | 2020Q4 | Claim TRC less than 0.1
SCE | SCE-13-TP-023 | 1724 | Industrial | Industrial | 9 | Commercial | Annual | 2020Q4 | Negative Net Participant Cost
SCE | SCE-13-TP-023 | 1726 | Misc._Commercial | Outdoor Lt | 9 | Commercial | Annual | 2020Q4 | Claim TRC less than 0.1
SCE | SCE-13-TP-023 | 1727 | Misc._Commercial | Outdoor Lt | 9 | Commercial | Annual | 2020Q4 | Claim TRC less than 0.1
SCE | SCE-13-TP-023 | 1728 | Industrial | Refrigeration | 9 | Industrial | Annual | 2020Q4 | Claim TRC greater than three standard deviations above the mean
SCE | SCE-13-TP-023 | 1728 | Industrial | Refrigeration | 9 | Industrial | Annual | 2020Q4 | Negative Net Participant Cost
SCE | SCE-13-TP-023 | 1730 | Industrial | Industrial | 9 | Industrial | Annual | 2020Q4 | Claim TRC less than 0.1
SCE | SCE-13-TP-023 | 1732 | Small_Office | Var_Spd_AC_Mtr-NC | 9 | Industrial | Annual | 2020Q4 | Claim TRC less than 0.1
SCE | SCE-13-TP-023 | 1734 | Industrial | Industrial | 9 | Industrial | Annual | 2020Q4 | Claim TRC greater than three standard deviations above the mean
SCE | SCE-13-TP-023 | 1734 | Industrial | Industrial | 9 | Industrial | Annual | 2020Q4 | Negative Net Participant Cost
SCE | SCE-13-TP-023 | 1736 | Industrial | Industrial | 9 | Industrial | Annual | 2020Q4 | Claim TRC less than 0.1
SCE | SCE-13-TP-023 | 1738 | NON_RES | DEER:Indoor_Non-CFL_Ltg | 9 | Commercial | Annual | 2020Q4 | Claim TRC less than 0.1
SCE | SCE-13-TP-023 | 1738 | NON_RES | DEER:Indoor_Non-CFL_Ltg | 9 | Commercial | Annual | 2020Q4 | Negative Net Participant Cost
SCE | SCE-13-TP-023 | 1740 | Industrial | Industrial | 9 | Commercial | Annual | 2020Q4 | Claim TRC less than 0.1
SCE | SCE-13-TP-023 | 1740 | Industrial | Industrial | 9 | Commercial | Annual | 2020Q4 | Negative Net Participant Cost
SCE | SCE-13-TP-023 | 1742 | Industrial | Industrial | 9 | Commercial | Annual | 2020Q4 | Claim TRC less than 0.1
SCE | SCE-3OV0100 | 1 | Non-Resource | Non-Resource | 8 | Residential | Annual | 2020Q4 | Claim TRC less than 0.1
SCE | SCE-3OV0200 | 1984 | Non-Resource | Non-Resource | 8 | Residential | Annual | 2020Q4 | Claim TRC less than 0.1

## Validation Dictionary
Validation Message | Warning Level* | Description
Null PA | Error | The PA field is used as a key in several internal joins and in reporting. If the PA is null, there will be an error.
Null Quantity | Error | Quantity is used in the CE calculations and if it is null, there will be an error.
Null CET_ID | Error | The CET_ID is used as the primary key in the InputMeasure table and must exist and be unique
Blank ClaimYearQuarter | Error | The ClaimYeasrQuarter field is used to match the avoided cost table. If it is missing, the results will not be correct.
Duplicate CET_ID. CET_ID must be unique | Error | The CET_ID is used as the primary key in the InputMeasure table and must be unique
Program ID in measure table with no matching ProgramID in the Program table. No program costs will be included. | Warning High | If there is not a match between the ProgramCost table and the InputMeasure table with the PrgID as the key, then no program costs will be included in the cost effectiveness calculations. This may be appropriate if evaluating measure costs only.
No Match with Electric Avoided Cost table | Warning High | Cannot find a match between the claim and the E3AvoidedElecCost table on the PA + TargetSector + EndUse + ClimateZone key. Valid combinations can be found by running the AvoidedCostElecDictionaryLookupvw view in the CET database.
No Match with Gas Avoided Cost table | Warning High | Cannot find a match between the claim and the E3AvoidedGasCost table on the PA + GasSector + GasProfile key. Valid combinations can be found by running the AvoidedCostGasDictionaryLookupvw view in the CET database.
RUL>=EUL will be converted to single baseline | Warning High | In general, RUL should not be > than 1/3 of EUL. The E3 Calculator will convert any measure where RUL that is equal or greater than EUL to single baseline
No Quarter (Q) in ClaimYearQuarter. Must contain a Q in format YYYYQn where YYYY is year and n is quarter (1-4). For example 2015Q4 | Warning High | The ClaimYearQuarter field must be in the format YYYYQn where YYYY is the year, and n is the quarter between 1 and 4. If there is no quarter then results will be incorrect. An example is 2015Q4.
Electric savings but no electric benefits | Warning High | This is a validation post CET run and indicates that there are electric savings, but no electric benefits were calculated, most likely due to no match between the claim and the E3AvoidedElecCost table on the PA + TargetSector + EndUse + ClimateZone key
Gas savings but no gas benefits | Warning High | This is a validation post CET run and indicates that there are gas savings, but no gas benefits were calculated, most likely due to no match between the claim and the E3AvoidedElecCost table on the PA + GasSector + GasProfile key
Elec savings but no electric emissions | Warning High | This is a validation post CET run and indicates that there are electric savings, but no electric emissions were calculated, most likely due to no match between the claim and the E3AvoidedElecCost table on the PA + TargetSector + EndUse + ClimateZone key
Gas savings but no gas emissions | Warning High | This is a validation post CET run and indicates that there are gas savings, but no gas emissions were calculated, most likely due to no match between the claim and the E3AvoidedElecCost table on the PA + GasSector + GasProfile
RUL = 0 but 2nd baseline parameters <> 0 | Warning Low | There is no second baseline (RUL=0) yet there are second baseline parameters, which is internally inconsistent
RUL > 0 but UES_ERs are zero or Null | Warning Low | There is a second baseline (RUL>0) yet there are no second baseline parasmeters, which means no second baseline savinigs or benefits will be calculated
Null or zero UnitMeasureGrossCost with Rebates and Incentives and Elec Savings | Warning Low | The unit measure cost is null or 0, but there are rebates and/or incentives and savings
Negative Net Participant Cost | Warning Low | The cost to the participant is negative.
TRC ratio greater than standard deviation | Warning Low | Indicates TRC ratios that are above the 97th percentile and may warrant review. This is a post-CET run validation.
TRC less than 0.1 | Warning Low | Indicates very low TRC ratio and may warrant review. This is a post-CET run validation.
*
Error – Cost effectiveness will not be calculated correctly
Warning High – cost effectiveness will be calculated, but the results may be wrong
Warning Low – cost effectiveness will be calculated, but the inputs are not internally consistent,
which may be an indication of a problem with the data. An example is when RUL is zero but there are 2nd baseline parameter values.

## Data Dictionary
CET Output Data Dictionary
CET Field | Description/Comments | Unit
CET_ID | Must be unique
PA
Program ID
Program Name | Optional
Measure Name | Optional
TRCRatio | Cost Effectiveness (Lifecycle Present Value Dollars) TRC ($/kWh)
PACRatio | Cost Effectiveness (Lifecycle Present Value Dollars) PAC ($/kWh)
TRCRatioNoAdmin
PACRatioNoAdmin
ElecBen | Benefits Electric | $
GasBen | Benefits Gas | $
TRCCost | TRC Cost | $
PACCost | PAC Cost | $
TRCCostNoAdmin | TRC Cost No Admin | $
PACCostNoAdmin | PAC Cost No Admin | $
TRC Lifecycle Net Ben | (Elec Ben + Gas Ben) – TRC Cost | $
PAC Lifecycle Net Ben | (Elec Ben + Gas Ben) – PAC Cost | $
Bill Reduc Elec | NPV Bill Reduction – Electric | $
Bill Reduc Gas | NPV Bill Reduction – Gas | $
RIM Cost | Bill Reduc Elec + Bill Reduc Gas + PAC Cost | $
RIM Ratio | (Elec Ben + Gas Ben)/RIM Cost
GrossKWh | Weighted Average Annual Reductions (Gross) | kWh
GrossKW | Weighted Average Annual Reductions (Gross) | kWh
GrossThm | Weighted Average Annual Reductions (Gross) | Therms
NetKWh | Reductions based on total annual installations. Annual Weighted Average | kWh
NetKW | Reductions based on total annual installations. Annual Weighted Average | kWh
NetThm | Reductions based on total annual installations. Annual Weighted Average | Therms
LifecycleGrossKWh | Weighted Average Lifecycle Gross kWh | kWh
LifecycleGrossThm | Weighted Average Lifecycle Gross Therms | kWh
LifecycleNetKWh | Lifecycle Net kWh | kWh
LifecycleNetThm | Lifecycle Net Therms | Therms
GoalAttainmentKWh | Annual Savings kWh. Gross. Does not include 2nd baseline, installation rate or realization rate | kWh
GoalAttainmentKW | Annual Savings kW. Gross. Does not include 2nd baseline, installation rate or realization rate | kW
GoalAttainmentThm | Annual Savings Therms. Gross. Does not include 2nd baseline, installation rate or realization rate | Therms
FirstYearGrossKWh | First Year Savings Gross kWh | kWh
FirstYearGrossKW | First Year Savings Gross kW | kW
FirstYearGrossThm | First Year Savings Gross Therms | Therms
FirstYearNetKWh | First Year Savings Net kWh | kWh
FirstYearNetKW | First Year Savings Net kW | kW
FirstYearNetThm | First Year Savings Net Therms | Therms
NetElecCO2 | Weighted Average Emissions Reductions (Net). Electric | Tons
NetGasCO2 | Weighted Average Emissions Reductions (Net). Gas | Tons
GrossElecCO2 | Weighted Average Emissions Reductions (Gross). Electric | Tons
GrossGasCO2 | Weighted Average Emissions Reductions (Gross). Gas | Tons
NetElecCO2Lifecycle | Lifecycle Electric CO2 (tons) | Tons
NetGasCO2Lifecycle | Lifecycle Gas CO2 (tons) | Tons
GrossElecCO2Lifecycle | Lifecycle Electric CO2 (tons) | Tons
GrossGasCO2Lifecycle | Lifecycle Gas CO2 (tons) | Tons
NetElecNOx | Weighted Average Emissions Reductions (Net). Electric NOx (tons) | Lbs
NetGasNOx | Weighted Average Emissions Reductions (Net). Gas NOx (tons) | Lbs
GrossElecNOx | Weighted Average Emissions Reductions (Gross). Electric NOx (tons) | Lbs
GrossGasNOx | Weighted Average Emissions Reductions (Gross). Gas NOx (tons) | Lbs
NetElecNOxLifecycle | Net Lifecycle Electric NOx (tons) | Lbs
NetGasNOxLifecycle | Net Lifecycle Gas NOx (tons) | Lbs
GrossElecNOxLifecycle | Gross Lifecycle Electric NOx (tons) | Lbs
GrossGasNOxLifecycle | Gross Lifecycle Gas NOx (tons) | Lbs
GrossPM10 | Gross Particulate Matter | Lbs
NetPM10 | Net Particulate Matter | Lbs
GrossPM10Lifecycle | Gross Lifecycle Particulate Matter | Lbs
NetPM10Lifecycle | Net Lifecycle Particulate Matter | Lbs
Weighted Benefits | Proportion of program benefits this measure provides
Weighted Elec Allocation | Weighted electric allocation (Elec Ben)/(Elec Ben + Gas Ben)
ExcessIncentives | Rebates and Incentives greater than Gross Measure Cost | $
NetParticipantCost | Contribution to TRC cost by the participant defined as NTGRCost * (GrossMeasureCost - (Rebates + Incentives+ ex.ExcessIncentives)) | $
ProgramCosts | Total Program costs allocated | $
DiscountedSavingsGrosskWh | Gross Lifecycle kWh savings discounted to net present value | kWh
DiscountedSavingsNetkWh | Net Lifecycle kWh savings discounted to net present value | kWh
DiscountedSavingsGrossThm | Gross Lifecycle Thm savings discounted to net present value | Therms
DiscountedSavingsNetThm | Net Lifecycle Thm savings discounted to net present value | Therms
LevBenElec | Elec Ben/ Discounted Savings kWh | $/kWh
LevBenGas | Gas Ben/ Discounted Savings Thm | $/Therm
LevTRCCost | (TRC Cost * Weighted Elec Alloc)/Discounted Savings kWh | $/kWh
LevTRCCostNoAdmin | (TRC Cost NoAdmin * Weighted Elec Alloc)/Discounted Savings kWh | $/kWh
LevPACCost | (PAC Cost * Weighted Elec Alloc)/Discounted Savings kWh | $/kWh
LevPACCostNoAdmin | (PAC Cost NoAdmin * Weighted Elec Alloc)/Discounted Savings kWh | $/kWh
LevRIMCost | (RIM Cost * Weighted Elec Alloc)/Discounted Savings kWh | $/kWh
LevNetBenTRCElec | (Elec Ben - (TRC Cost * Weighted Elec Alloc))/DiscountedSavings kWh | $/kWh
LevNetBenTRCElecNoAdmin | (Elec Ben - (TRC Cost NoAdmin * Weighted Elec Alloc))/DiscountedSavings kWh | $/kWh
LevNetBenPACElec | (Elec Ben - (PAC Cost * Weighted Elec Alloc))/DiscountedSavings kWh | $/kWh
LevNetBenPACElecNoAdmin | (Elec Ben - (PAC Cost NoAdmin * Weighted Elec Alloc))/DiscountedSavings kWh | $/kWh
LevNetBenTRCGas | Gas Ben - (TRC Cost *(1- Weighted Elec Alloc)))/DiscountedSavings Thm | $/Therm
LevNetBenTRCGasNoAdmin | Gas Ben - (TRC Cost NoAdmin * (1-Weighted Elec Alloc)))/DiscountedSavings Thm | $/Therm
LevNetBenPACGas | (Gas Ben - (PAC Cost * (1-Weighted Elec Alloc)))/DiscountedSavings Thm | $/Therm
LevNetBenPACGasNoAdmin | (Gas Ben - (PAC Cost NoAdmin * (1-Weighted Elec Alloc)))/DiscountedSavings Thm | $/Therm
LevNetBenRIMElec | (Elec Ben - (RIM Cost * Weighted Elec Alloc))/DiscountedSavings kWh | $/kWh
LevNetBenRIMGas | (Gas Ben - (RIM Cost * (1-Weighted Elec Alloc)))/DiscountedSavings Thm | $/Therm
MeasureID | MeasureID from Job Input
Elec Target Sector | Elec Target Sector from Job Input
Elec End Use Shape | Elec End Use Shape from Job Input
Climate Zone | Climate Zone from Job Input
Gas Sector | Gas Sector from Job Input
Gas Savings Profile | Gas Savings Profile from Job Input
Claim Year Quarter | Claim Year Quarter from Job Input
Qty | Qty from Job Input
UESkW | UESkW from Job Input
UESkWh | UESkWh from Job Input
UESThm | UESThm from Job Input
UESkW_ER | UESkW_ER from Job Input
UESkWh_ER | UESkWh_ER from Job Input
UESThm_ER | UESThm_ER from Job Input
EUL | EUL from Job Input
RUL | RUL from Job Input
NTGRkW | NTGRkW from Job Input
NTGRkWh | NTGRkWh from Job Input
NTGRThm | NTGRThm from Job Input
NTGRCost | NTGRCost from Job Input
IR | IR from Job Input
IRkW | IRkW from Job Input
IRkWh | IRkWh from Job Input
IRThm | IRThm from Job Input
RRkW | RRkW from Job Input
RRkWh | RRkWh from Job Input
RRThm | RRThm from Job Input
UnitMeasureGrossCost | UnitMeasureGrossCost from Job Input
UnitMeasureGrossCost_ER | UnitMeasureGrossCost_ER from Job Input
EndUserRebate | EndUserRebate from Job Input
IncentiveToOthers | IncentiveToOthers from Job Input
DILaborCost | DILaborCost from Job Input
DIMaterialCost | DIMaterialCost from Job Input
Mrkt Effect Benefit | Optional. Market effects for Benefits. Leave Null for Portfolio-level market effects to take effect
Mrkt Effect Costt | Optional. Market effects for Cost. Leave Null for Portfolio-level market effects to take effect
Sector | Optional. Metadata field for post-run analysis
EndUse | Optional. Metadata field for post-run analysis
BuildingType | Optional. Metadata field for post-run analysis
MeasureGroup | Optional. Metadata field for post-run analysis
SolutionCode | Optional. Metadata field for post-run analysis
Technology | Optional. Metadata field for post-run analysis
Channel | Optional. Metadata field for post-run analysis
IsCustom | Optional. Metadata field for post-run analysis. Custom True or False.
Location | Optional metadata field for post-run analysis. Can be used for locational analysis (zip code, city, county, territory, etc)
ProgramType | Optional. Metadata field for post-run analysis. Program Type
UnitType | Optional. Metadata field for post-run analysis. Unit Type
Comments | Optional. Can be used for comments or flag
DataField | Optional. Can be used for Additional Data or Foreign Key to external database table

## Valid Avoided Cost Lookup
ELECTRIC |  |  |  | GAS
PA | TS | EU | CZ | PA | GS | GP
PGE | Res | DEER:Indoor_CFL_Ltg | 1 | PGE | Commercial | Winter Only
PGE | Res | DEER:Indoor_CFL_Ltg | 2 | PGE | Core | Annual
PGE | Res | DEER:Indoor_CFL_Ltg | 3A | PGE | Core | Winter Only
PGE | Res | DEER:Indoor_CFL_Ltg | 3B | PGE | Residential | Annual
PGE | Res | DEER:Indoor_CFL_Ltg | 4 | PGE | Residential | Winter Only
PGE | Res | DEER:Indoor_CFL_Ltg | 5 | SCE | Commercial | Annual
PGE | Res | DEER:Indoor_CFL_Ltg | 11 | SCE | Commercial | Winter Only
PGE | Res | DEER:Indoor_CFL_Ltg | 12 | SCE | Core | Annual
PGE | Res | DEER:Indoor_CFL_Ltg | 13 | SCE | Core | Winter Only
PGE | Res | DEER:Indoor_CFL_Ltg | 16 | SCE | Residential | Annual
PGE | Res | DEER:Indoor_CFL_Ltg | SYSTEM | SCE | Residential | Winter Only
PGE | Res | DEER:RefgFrzr_HighEff | 1 | SCG | Commercial | Annual
PGE | Res | DEER:RefgFrzr_HighEff | 2 | SCG | Commercial | Winter Only
PGE | Res | DEER:RefgFrzr_HighEff | 3A | SCG | Core | Annual
PGE | Res | DEER:RefgFrzr_HighEff | 3B | SCG | Core | Winter Only
PGE | Res | DEER:RefgFrzr_HighEff | 4 | SCG | Residential | Annual
PGE | Res | DEER:RefgFrzr_HighEff | 5 | SCG | Residential | Winter Only
PGE | Res | DEER:RefgFrzr_HighEff | 11 | SDGE | Commercial | Annual
PGE | Res | DEER:RefgFrzr_HighEff | 12 | SDGE | Commercial | Winter Only
PGE | Res | DEER:RefgFrzr_HighEff | 13 | SDGE | Core | Annual
PGE | Res | DEER:RefgFrzr_HighEff | 16 | SDGE | Core | Winter Only
PGE | Res | DEER:RefgFrzr_HighEff | SYSTEM | SDGE | Residential | Annual
PGE | Res | DEER:RefgFrzr_Recyc-Conditioned | 1 | SDGE | Residential | Winter Only
PGE | Res | DEER:RefgFrzr_Recyc-Conditioned | 2
PGE | Res | DEER:RefgFrzr_Recyc-Conditioned | 3A
PGE | Res | DEER:RefgFrzr_Recyc-Conditioned | 3B
PGE | Res | DEER:RefgFrzr_Recyc-Conditioned | 4
PGE | Res | DEER:RefgFrzr_Recyc-Conditioned | 5
PGE | Res | DEER:RefgFrzr_Recyc-Conditioned | 11
PGE | Res | DEER:RefgFrzr_Recyc-Conditioned | 12
PGE | Res | DEER:RefgFrzr_Recyc-Conditioned | 13
PGE | Res | DEER:RefgFrzr_Recyc-Conditioned | 16
PGE | Res | DEER:RefgFrzr_Recyc-Conditioned | SYSTEM
PGE | Res | DEER:RefgFrzr_Recyc-UnConditioned | 1
PGE | Res | DEER:RefgFrzr_Recyc-UnConditioned | 2
PGE | Res | DEER:RefgFrzr_Recyc-UnConditioned | 3A
PGE | Res | DEER:RefgFrzr_Recyc-UnConditioned | 3B
PGE | Res | DEER:RefgFrzr_Recyc-UnConditioned | 4
PGE | Res | DEER:RefgFrzr_Recyc-UnConditioned | 5
PGE | Res | DEER:RefgFrzr_Recyc-UnConditioned | 11
PGE | Res | DEER:RefgFrzr_Recyc-UnConditioned | 12
PGE | Res | DEER:RefgFrzr_Recyc-UnConditioned | 13
PGE | Res | DEER:RefgFrzr_Recyc-UnConditioned | 16
PGE | Res | DEER:RefgFrzr_Recyc-UnConditioned | SYSTEM
PGE | Res | DEER:HVAC_Eff_AC | 1
PGE | Res | DEER:HVAC_Eff_AC | 2
PGE | Res | DEER:HVAC_Eff_AC | 3A
PGE | Res | DEER:HVAC_Eff_AC | 3B
PGE | Res | DEER:HVAC_Eff_AC | 4
PGE | Res | DEER:HVAC_Eff_AC | 5
PGE | Res | DEER:HVAC_Eff_AC | 11
PGE | Res | DEER:HVAC_Eff_AC | 12
PGE | Res | DEER:HVAC_Eff_AC | 13
PGE | Res | DEER:HVAC_Eff_AC | 16
PGE | Res | DEER:HVAC_Eff_AC | SYSTEM
PGE | Res | DEER:HVAC_Eff_HP | 1
PGE | Res | DEER:HVAC_Eff_HP | 2
PGE | Res | DEER:HVAC_Eff_HP | 3A
PGE | Res | DEER:HVAC_Eff_HP | 3B
PGE | Res | DEER:HVAC_Eff_HP | 4
PGE | Res | DEER:HVAC_Eff_HP | 5
PGE | Res | DEER:HVAC_Eff_HP | 11
PGE | Res | DEER:HVAC_Eff_HP | 12
PGE | Res | DEER:HVAC_Eff_HP | 13
PGE | Res | DEER:HVAC_Eff_HP | 16
PGE | Res | DEER:HVAC_Eff_HP | SYSTEM
PGE | Res | DEER:HVAC_Duct_Sealing | 1
PGE | Res | DEER:HVAC_Duct_Sealing | 2
PGE | Res | DEER:HVAC_Duct_Sealing | 3A
PGE | Res | DEER:HVAC_Duct_Sealing | 3B
PGE | Res | DEER:HVAC_Duct_Sealing | 4
PGE | Res | DEER:HVAC_Duct_Sealing | 5
PGE | Res | DEER:HVAC_Duct_Sealing | 11
PGE | Res | DEER:HVAC_Duct_Sealing | 12
PGE | Res | DEER:HVAC_Duct_Sealing | 13
PGE | Res | DEER:HVAC_Duct_Sealing | 16
PGE | Res | DEER:HVAC_Duct_Sealing | SYSTEM
PGE | Res | DEER:HVAC_Refrig_Charge | 1
PGE | Res | DEER:HVAC_Refrig_Charge | 2
PGE | Res | DEER:HVAC_Refrig_Charge | 3A
PGE | Res | DEER:HVAC_Refrig_Charge | 3B
PGE | Res | DEER:HVAC_Refrig_Charge | 4
PGE | Res | DEER:HVAC_Refrig_Charge | 5
PGE | Res | DEER:HVAC_Refrig_Charge | 11
PGE | Res | DEER:HVAC_Refrig_Charge | 12
PGE | Res | DEER:HVAC_Refrig_Charge | 13
PGE | Res | DEER:HVAC_Refrig_Charge | 16
PGE | Res | DEER:HVAC_Refrig_Charge | SYSTEM
PGE | Res | DEER:Refg_Chrg_Duct_Seal | 1
PGE | Res | DEER:Refg_Chrg_Duct_Seal | 2
PGE | Res | DEER:Refg_Chrg_Duct_Seal | 3A
PGE | Res | DEER:Refg_Chrg_Duct_Seal | 3B
PGE | Res | DEER:Refg_Chrg_Duct_Seal | 4
PGE | Res | DEER:Refg_Chrg_Duct_Seal | 5
PGE | Res | DEER:Refg_Chrg_Duct_Seal | 11
PGE | Res | DEER:Refg_Chrg_Duct_Seal | 12
PGE | Res | DEER:Refg_Chrg_Duct_Seal | 13
PGE | Res | DEER:Refg_Chrg_Duct_Seal | 16
PGE | Res | DEER:Refg_Chrg_Duct_Seal | SYSTEM
PGE | Res | DEER:RefgFrzr_Recycling | 1
PGE | Res | DEER:RefgFrzr_Recycling | 2
PGE | Res | DEER:RefgFrzr_Recycling | 3A
PGE | Res | DEER:RefgFrzr_Recycling | 3B
PGE | Res | DEER:RefgFrzr_Recycling | 4
PGE | Res | DEER:RefgFrzr_Recycling | 5
PGE | Res | DEER:RefgFrzr_Recycling | 11
PGE | Res | DEER:RefgFrzr_Recycling | 12
PGE | Res | DEER:RefgFrzr_Recycling | 13
PGE | Res | DEER:RefgFrzr_Recycling | 16
PGE | Res | DEER:RefgFrzr_Recycling | SYSTEM
PGE | Non_Res | DEER:Indoor_CFL_Ltg | 1
PGE | Non_Res | DEER:Indoor_CFL_Ltg | 2
PGE | Non_Res | DEER:Indoor_CFL_Ltg | 3A
PGE | Non_Res | DEER:Indoor_CFL_Ltg | 3B
PGE | Non_Res | DEER:Indoor_CFL_Ltg | 4
PGE | Non_Res | DEER:Indoor_CFL_Ltg | 5
PGE | Non_Res | DEER:Indoor_CFL_Ltg | 11
PGE | Non_Res | DEER:Indoor_CFL_Ltg | 12
PGE | Non_Res | DEER:Indoor_CFL_Ltg | 13
PGE | Non_Res | DEER:Indoor_CFL_Ltg | 16
PGE | Non_Res | DEER:Indoor_CFL_Ltg | SYSTEM
PGE | Non_Res | DEER:Indoor_Non-CFL_Ltg | 1
PGE | Non_Res | DEER:Indoor_Non-CFL_Ltg | 2
PGE | Non_Res | DEER:Indoor_Non-CFL_Ltg | 3A
PGE | Non_Res | DEER:Indoor_Non-CFL_Ltg | 3B
PGE | Non_Res | DEER:Indoor_Non-CFL_Ltg | 4
PGE | Non_Res | DEER:Indoor_Non-CFL_Ltg | 5
PGE | Non_Res | DEER:Indoor_Non-CFL_Ltg | 11
PGE | Non_Res | DEER:Indoor_Non-CFL_Ltg | 12
PGE | Non_Res | DEER:Indoor_Non-CFL_Ltg | 13
PGE | Non_Res | DEER:Indoor_Non-CFL_Ltg | 16
PGE | Non_Res | DEER:Indoor_Non-CFL_Ltg | SYSTEM
PGE | Non_Res | DEER:HVAC_Chillers | 1
PGE | Non_Res | DEER:HVAC_Chillers | 2
PGE | Non_Res | DEER:HVAC_Chillers | 3A
PGE | Non_Res | DEER:HVAC_Chillers | 3B
PGE | Non_Res | DEER:HVAC_Chillers | 4
PGE | Non_Res | DEER:HVAC_Chillers | 5
PGE | Non_Res | DEER:HVAC_Chillers | 11
PGE | Non_Res | DEER:HVAC_Chillers | 12
PGE | Non_Res | DEER:HVAC_Chillers | 13
PGE | Non_Res | DEER:HVAC_Chillers | 16
PGE | Non_Res | DEER:HVAC_Chillers | SYSTEM
PGE | Non_Res | DEER:HVAC_Refrig_Charge | 1
PGE | Non_Res | DEER:HVAC_Refrig_Charge | 2
PGE | Non_Res | DEER:HVAC_Refrig_Charge | 3A
PGE | Non_Res | DEER:HVAC_Refrig_Charge | 3B
PGE | Non_Res | DEER:HVAC_Refrig_Charge | 4
PGE | Non_Res | DEER:HVAC_Refrig_Charge | 5
PGE | Non_Res | DEER:HVAC_Refrig_Charge | 11
PGE | Non_Res | DEER:HVAC_Refrig_Charge | 12
PGE | Non_Res | DEER:HVAC_Refrig_Charge | 13
PGE | Non_Res | DEER:HVAC_Refrig_Charge | 16
PGE | Non_Res | DEER:HVAC_Refrig_Charge | SYSTEM
PGE | Non_Res | DEER:HVAC_Split-Package_AC | 1
PGE | Non_Res | DEER:HVAC_Split-Package_AC | 2
PGE | Non_Res | DEER:HVAC_Split-Package_AC | 3A
PGE | Non_Res | DEER:HVAC_Split-Package_AC | 3B
PGE | Non_Res | DEER:HVAC_Split-Package_AC | 4
PGE | Non_Res | DEER:HVAC_Split-Package_AC | 5
PGE | Non_Res | DEER:HVAC_Split-Package_AC | 11
PGE | Non_Res | DEER:HVAC_Split-Package_AC | 12
PGE | Non_Res | DEER:HVAC_Split-Package_AC | 13
PGE | Non_Res | DEER:HVAC_Split-Package_AC | 16
PGE | Non_Res | DEER:HVAC_Split-Package_AC | SYSTEM
PGE | Non_Res | DEER:HVAC_Duct_Sealing | 1
PGE | Non_Res | DEER:HVAC_Duct_Sealing | 2
PGE | Non_Res | DEER:HVAC_Duct_Sealing | 3A
PGE | Non_Res | DEER:HVAC_Duct_Sealing | 3B
PGE | Non_Res | DEER:HVAC_Duct_Sealing | 4
PGE | Non_Res | DEER:HVAC_Duct_Sealing | 5
PGE | Non_Res | DEER:HVAC_Duct_Sealing | 11
PGE | Non_Res | DEER:HVAC_Duct_Sealing | 12
PGE | Non_Res | DEER:HVAC_Duct_Sealing | 13
PGE | Non_Res | DEER:HVAC_Duct_Sealing | 16
PGE | Non_Res | DEER:HVAC_Duct_Sealing | SYSTEM
PGE | Non_Res | DEER:HVAC_Split-Package_HP | 1
PGE | Non_Res | DEER:HVAC_Split-Package_HP | 2
PGE | Non_Res | DEER:HVAC_Split-Package_HP | 3A
PGE | Non_Res | DEER:HVAC_Split-Package_HP | 3B
PGE | Non_Res | DEER:HVAC_Split-Package_HP | 4
PGE | Non_Res | DEER:HVAC_Split-Package_HP | 5
PGE | Non_Res | DEER:HVAC_Split-Package_HP | 11
PGE | Non_Res | DEER:HVAC_Split-Package_HP | 12
PGE | Non_Res | DEER:HVAC_Split-Package_HP | 13
PGE | Non_Res | DEER:HVAC_Split-Package_HP | 16
PGE | Non_Res | DEER:HVAC_Split-Package_HP | SYSTEM
PGE | COMMERCIAL | 1 = Commercial Indoor Lighting | 1
PGE | COMMERCIAL | 1 = Commercial Indoor Lighting | 2
PGE | COMMERCIAL | 1 = Commercial Indoor Lighting | 3A
PGE | COMMERCIAL | 1 = Commercial Indoor Lighting | 3B
PGE | COMMERCIAL | 1 = Commercial Indoor Lighting | 4
PGE | COMMERCIAL | 1 = Commercial Indoor Lighting | 5
PGE | COMMERCIAL | 1 = Commercial Indoor Lighting | 11
PGE | COMMERCIAL | 1 = Commercial Indoor Lighting | 12
PGE | COMMERCIAL | 1 = Commercial Indoor Lighting | 13
PGE | COMMERCIAL | 1 = Commercial Indoor Lighting | 16
PGE | COMMERCIAL | 1 = Commercial Indoor Lighting | SYSTEM
PGE | COMMERCIAL | 2 = Commercial Outdoor Lighting | 1
PGE | COMMERCIAL | 2 = Commercial Outdoor Lighting | 2
PGE | COMMERCIAL | 2 = Commercial Outdoor Lighting | 3A
PGE | COMMERCIAL | 2 = Commercial Outdoor Lighting | 3B
PGE | COMMERCIAL | 2 = Commercial Outdoor Lighting | 4
PGE | COMMERCIAL | 2 = Commercial Outdoor Lighting | 5
PGE | COMMERCIAL | 2 = Commercial Outdoor Lighting | 11
PGE | COMMERCIAL | 2 = Commercial Outdoor Lighting | 12
PGE | COMMERCIAL | 2 = Commercial Outdoor Lighting | 13
PGE | COMMERCIAL | 2 = Commercial Outdoor Lighting | 16
PGE | COMMERCIAL | 2 = Commercial Outdoor Lighting | SYSTEM
PGE | COMMERCIAL | 3 = Commercial HVAC | 1
PGE | COMMERCIAL | 3 = Commercial HVAC | 2
PGE | COMMERCIAL | 3 = Commercial HVAC | 3A
PGE | COMMERCIAL | 3 = Commercial HVAC | 3B
PGE | COMMERCIAL | 3 = Commercial HVAC | 4
PGE | COMMERCIAL | 3 = Commercial HVAC | 5
PGE | COMMERCIAL | 3 = Commercial HVAC | 11
PGE | COMMERCIAL | 3 = Commercial HVAC | 12
PGE | COMMERCIAL | 3 = Commercial HVAC | 13
PGE | COMMERCIAL | 3 = Commercial HVAC | 16
PGE | COMMERCIAL | 3 = Commercial HVAC | SYSTEM
PGE | COMMERCIAL | 4 = Commercial Refrigeration | 1
PGE | COMMERCIAL | 4 = Commercial Refrigeration | 2
PGE | COMMERCIAL | 4 = Commercial Refrigeration | 3A
PGE | COMMERCIAL | 4 = Commercial Refrigeration | 3B
PGE | COMMERCIAL | 4 = Commercial Refrigeration | 4
PGE | COMMERCIAL | 4 = Commercial Refrigeration | 5
PGE | COMMERCIAL | 4 = Commercial Refrigeration | 11
PGE | COMMERCIAL | 4 = Commercial Refrigeration | 12
PGE | COMMERCIAL | 4 = Commercial Refrigeration | 13
PGE | COMMERCIAL | 4 = Commercial Refrigeration | 16
PGE | COMMERCIAL | 4 = Commercial Refrigeration | SYSTEM
PGE | COMMERCIAL | 5 = Commercial Food Service | 1
PGE | COMMERCIAL | 5 = Commercial Food Service | 2
PGE | COMMERCIAL | 5 = Commercial Food Service | 3A
PGE | COMMERCIAL | 5 = Commercial Food Service | 3B
PGE | COMMERCIAL | 5 = Commercial Food Service | 4
PGE | COMMERCIAL | 5 = Commercial Food Service | 5
PGE | COMMERCIAL | 5 = Commercial Food Service | 11
PGE | COMMERCIAL | 5 = Commercial Food Service | 12
PGE | COMMERCIAL | 5 = Commercial Food Service | 13
PGE | COMMERCIAL | 5 = Commercial Food Service | 16
PGE | COMMERCIAL | 5 = Commercial Food Service | SYSTEM
PGE | COMMERCIAL | 6 = Commercial Motors | 1
PGE | COMMERCIAL | 6 = Commercial Motors | 2
PGE | COMMERCIAL | 6 = Commercial Motors | 3A
PGE | COMMERCIAL | 6 = Commercial Motors | 3B
PGE | COMMERCIAL | 6 = Commercial Motors | 4
PGE | COMMERCIAL | 6 = Commercial Motors | 5
PGE | COMMERCIAL | 6 = Commercial Motors | 11
PGE | COMMERCIAL | 6 = Commercial Motors | 12
PGE | COMMERCIAL | 6 = Commercial Motors | 13
PGE | COMMERCIAL | 6 = Commercial Motors | 16
PGE | COMMERCIAL | 6 = Commercial Motors | SYSTEM
PGE | COMMERCIAL | 7 = Commercial Process | 1
PGE | COMMERCIAL | 7 = Commercial Process | 2
PGE | COMMERCIAL | 7 = Commercial Process | 3A
PGE | COMMERCIAL | 7 = Commercial Process | 3B
PGE | COMMERCIAL | 7 = Commercial Process | 4
PGE | COMMERCIAL | 7 = Commercial Process | 5
PGE | COMMERCIAL | 7 = Commercial Process | 11
PGE | COMMERCIAL | 7 = Commercial Process | 12
PGE | COMMERCIAL | 7 = Commercial Process | 13
PGE | COMMERCIAL | 7 = Commercial Process | 16
PGE | COMMERCIAL | 7 = Commercial Process | SYSTEM
PGE | INDUSTRIAL | 8 = Industrial Indoor Lighting | 1
PGE | INDUSTRIAL | 8 = Industrial Indoor Lighting | 2
PGE | INDUSTRIAL | 8 = Industrial Indoor Lighting | 3A
PGE | INDUSTRIAL | 8 = Industrial Indoor Lighting | 3B
PGE | INDUSTRIAL | 8 = Industrial Indoor Lighting | 4
PGE | INDUSTRIAL | 8 = Industrial Indoor Lighting | 5
PGE | INDUSTRIAL | 8 = Industrial Indoor Lighting | 11
PGE | INDUSTRIAL | 8 = Industrial Indoor Lighting | 12
PGE | INDUSTRIAL | 8 = Industrial Indoor Lighting | 13
PGE | INDUSTRIAL | 8 = Industrial Indoor Lighting | 16
PGE | INDUSTRIAL | 8 = Industrial Indoor Lighting | SYSTEM
PGE | INDUSTRIAL | 9 = Industrial Outdoor Lighting | 1
PGE | INDUSTRIAL | 9 = Industrial Outdoor Lighting | 2
PGE | INDUSTRIAL | 9 = Industrial Outdoor Lighting | 3A
PGE | INDUSTRIAL | 9 = Industrial Outdoor Lighting | 3B
PGE | INDUSTRIAL | 9 = Industrial Outdoor Lighting | 4
PGE | INDUSTRIAL | 9 = Industrial Outdoor Lighting | 5
PGE | INDUSTRIAL | 9 = Industrial Outdoor Lighting | 11
PGE | INDUSTRIAL | 9 = Industrial Outdoor Lighting | 12
PGE | INDUSTRIAL | 9 = Industrial Outdoor Lighting | 13
PGE | INDUSTRIAL | 9 = Industrial Outdoor Lighting | 16
PGE | INDUSTRIAL | 9 = Industrial Outdoor Lighting | SYSTEM
PGE | INDUSTRIAL | 10 = Industrial HVAC | 1
PGE | INDUSTRIAL | 10 = Industrial HVAC | 2
PGE | INDUSTRIAL | 10 = Industrial HVAC | 3A
PGE | INDUSTRIAL | 10 = Industrial HVAC | 3B
PGE | INDUSTRIAL | 10 = Industrial HVAC | 4
PGE | INDUSTRIAL | 10 = Industrial HVAC | 5
PGE | INDUSTRIAL | 10 = Industrial HVAC | 11
PGE | INDUSTRIAL | 10 = Industrial HVAC | 12
PGE | INDUSTRIAL | 10 = Industrial HVAC | 13
PGE | INDUSTRIAL | 10 = Industrial HVAC | 16
PGE | INDUSTRIAL | 10 = Industrial HVAC | SYSTEM
PGE | INDUSTRIAL | 11 = Industrial Process | 1
PGE | INDUSTRIAL | 11 = Industrial Process | 2
PGE | INDUSTRIAL | 11 = Industrial Process | 3A
PGE | INDUSTRIAL | 11 = Industrial Process | 3B
PGE | INDUSTRIAL | 11 = Industrial Process | 4
PGE | INDUSTRIAL | 11 = Industrial Process | 5
PGE | INDUSTRIAL | 11 = Industrial Process | 11
PGE | INDUSTRIAL | 11 = Industrial Process | 12
PGE | INDUSTRIAL | 11 = Industrial Process | 13
PGE | INDUSTRIAL | 11 = Industrial Process | 16
PGE | INDUSTRIAL | 11 = Industrial Process | SYSTEM
PGE | INDUSTRIAL | 12 = Industrial Motors | 1
PGE | INDUSTRIAL | 12 = Industrial Motors | 2
PGE | INDUSTRIAL | 12 = Industrial Motors | 3A
PGE | INDUSTRIAL | 12 = Industrial Motors | 3B
PGE | INDUSTRIAL | 12 = Industrial Motors | 4
PGE | INDUSTRIAL | 12 = Industrial Motors | 5
PGE | INDUSTRIAL | 12 = Industrial Motors | 11
PGE | INDUSTRIAL | 12 = Industrial Motors | 12
PGE | INDUSTRIAL | 12 = Industrial Motors | 13
PGE | INDUSTRIAL | 12 = Industrial Motors | 16
PGE | INDUSTRIAL | 12 = Industrial Motors | SYSTEM
PGE | INDUSTRIAL | 13 = Industrial Refrigeration | 1
PGE | INDUSTRIAL | 13 = Industrial Refrigeration | 2
PGE | INDUSTRIAL | 13 = Industrial Refrigeration | 3A
PGE | INDUSTRIAL | 13 = Industrial Refrigeration | 3B
PGE | INDUSTRIAL | 13 = Industrial Refrigeration | 4
PGE | INDUSTRIAL | 13 = Industrial Refrigeration | 5
PGE | INDUSTRIAL | 13 = Industrial Refrigeration | 11
PGE | INDUSTRIAL | 13 = Industrial Refrigeration | 12
PGE | INDUSTRIAL | 13 = Industrial Refrigeration | 13
PGE | INDUSTRIAL | 13 = Industrial Refrigeration | 16
PGE | INDUSTRIAL | 13 = Industrial Refrigeration | SYSTEM
PGE | AGRICULTURAL | 14 = Agricultural | 1
PGE | AGRICULTURAL | 14 = Agricultural | 2
PGE | AGRICULTURAL | 14 = Agricultural | 3A
PGE | AGRICULTURAL | 14 = Agricultural | 3B
PGE | AGRICULTURAL | 14 = Agricultural | 4
PGE | AGRICULTURAL | 14 = Agricultural | 5
PGE | AGRICULTURAL | 14 = Agricultural | 11
PGE | AGRICULTURAL | 14 = Agricultural | 12
PGE | AGRICULTURAL | 14 = Agricultural | 13
PGE | AGRICULTURAL | 14 = Agricultural | 16
PGE | AGRICULTURAL | 14 = Agricultural | SYSTEM
PGE | COMMERCIAL | 17 = Commercial EMS | 1
PGE | COMMERCIAL | 17 = Commercial EMS | 2
PGE | COMMERCIAL | 17 = Commercial EMS | 3A
PGE | COMMERCIAL | 17 = Commercial EMS | 3B
PGE | COMMERCIAL | 17 = Commercial EMS | 4
PGE | COMMERCIAL | 17 = Commercial EMS | 5
PGE | COMMERCIAL | 17 = Commercial EMS | 11
PGE | COMMERCIAL | 17 = Commercial EMS | 12
PGE | COMMERCIAL | 17 = Commercial EMS | 13
PGE | COMMERCIAL | 17 = Commercial EMS | 16
PGE | COMMERCIAL | 17 = Commercial EMS | SYSTEM
PGE | INDUSTRIAL | 18 = Industrial EMS | 1
PGE | INDUSTRIAL | 18 = Industrial EMS | 2
PGE | INDUSTRIAL | 18 = Industrial EMS | 3A
PGE | INDUSTRIAL | 18 = Industrial EMS | 3B
PGE | INDUSTRIAL | 18 = Industrial EMS | 4
PGE | INDUSTRIAL | 18 = Industrial EMS | 5
PGE | INDUSTRIAL | 18 = Industrial EMS | 11
PGE | INDUSTRIAL | 18 = Industrial EMS | 12
PGE | INDUSTRIAL | 18 = Industrial EMS | 13
PGE | INDUSTRIAL | 18 = Industrial EMS | 16
PGE | INDUSTRIAL | 18 = Industrial EMS | SYSTEM
PGE | AGRICULTURAL | 19= Agricultural EMS | 1
PGE | AGRICULTURAL | 19= Agricultural EMS | 2
PGE | AGRICULTURAL | 19= Agricultural EMS | 3A
PGE | AGRICULTURAL | 19= Agricultural EMS | 3B
PGE | AGRICULTURAL | 19= Agricultural EMS | 4
PGE | AGRICULTURAL | 19= Agricultural EMS | 5
PGE | AGRICULTURAL | 19= Agricultural EMS | 11
PGE | AGRICULTURAL | 19= Agricultural EMS | 12
PGE | AGRICULTURAL | 19= Agricultural EMS | 13
PGE | AGRICULTURAL | 19= Agricultural EMS | 16
PGE | AGRICULTURAL | 19= Agricultural EMS | SYSTEM
PGE | Residential | 21 = Res. Wtr. Heating | 1
PGE | Residential | 21 = Res. Wtr. Heating | 2
PGE | Residential | 21 = Res. Wtr. Heating | 3A
PGE | Residential | 21 = Res. Wtr. Heating | 3B
PGE | Residential | 21 = Res. Wtr. Heating | 4
PGE | Residential | 21 = Res. Wtr. Heating | 5
PGE | Residential | 21 = Res. Wtr. Heating | 11
PGE | Residential | 21 = Res. Wtr. Heating | 12
PGE | Residential | 21 = Res. Wtr. Heating | 13
PGE | Residential | 21 = Res. Wtr. Heating | 16
PGE | Residential | 21 = Res. Wtr. Heating | SYSTEM
PGE | Residential | 22 = Res. Ht. Pump Cooling | 1
PGE | Residential | 22 = Res. Ht. Pump Cooling | 2
PGE | Residential | 22 = Res. Ht. Pump Cooling | 3A
PGE | Residential | 22 = Res. Ht. Pump Cooling | 3B
PGE | Residential | 22 = Res. Ht. Pump Cooling | 4
PGE | Residential | 22 = Res. Ht. Pump Cooling | 5
PGE | Residential | 22 = Res. Ht. Pump Cooling | 11
PGE | Residential | 22 = Res. Ht. Pump Cooling | 12
PGE | Residential | 22 = Res. Ht. Pump Cooling | 13
PGE | Residential | 22 = Res. Ht. Pump Cooling | 16
PGE | Residential | 22 = Res. Ht. Pump Cooling | SYSTEM
PGE | Residential | 23 = Res. Ele. & Ht. Pump Heating | 1
PGE | Residential | 23 = Res. Ele. & Ht. Pump Heating | 2
PGE | Residential | 23 = Res. Ele. & Ht. Pump Heating | 3A
PGE | Residential | 23 = Res. Ele. & Ht. Pump Heating | 3B
PGE | Residential | 23 = Res. Ele. & Ht. Pump Heating | 4
PGE | Residential | 23 = Res. Ele. & Ht. Pump Heating | 5
PGE | Residential | 23 = Res. Ele. & Ht. Pump Heating | 11
PGE | Residential | 23 = Res. Ele. & Ht. Pump Heating | 12
PGE | Residential | 23 = Res. Ele. & Ht. Pump Heating | 13
PGE | Residential | 23 = Res. Ele. & Ht. Pump Heating | 16
PGE | Residential | 23 = Res. Ele. & Ht. Pump Heating | SYSTEM
PGE | Residential | 24 = Res. Refrigeration | 1
PGE | Residential | 24 = Res. Refrigeration | 2
PGE | Residential | 24 = Res. Refrigeration | 3A
PGE | Residential | 24 = Res. Refrigeration | 3B
PGE | Residential | 24 = Res. Refrigeration | 4
PGE | Residential | 24 = Res. Refrigeration | 5
PGE | Residential | 24 = Res. Refrigeration | 11
PGE | Residential | 24 = Res. Refrigeration | 12
PGE | Residential | 24 = Res. Refrigeration | 13
PGE | Residential | 24 = Res. Refrigeration | 16
PGE | Residential | 24 = Res. Refrigeration | SYSTEM
PGE | Residential | 25 = Res. Lighting | 1
PGE | Residential | 25 = Res. Lighting | 2
PGE | Residential | 25 = Res. Lighting | 3A
PGE | Residential | 25 = Res. Lighting | 3B
PGE | Residential | 25 = Res. Lighting | 4
PGE | Residential | 25 = Res. Lighting | 5
PGE | Residential | 25 = Res. Lighting | 11
PGE | Residential | 25 = Res. Lighting | 12
PGE | Residential | 25 = Res. Lighting | 13
PGE | Residential | 25 = Res. Lighting | 16
PGE | Residential | 25 = Res. Lighting | SYSTEM
PGE | Residential | 26 = Res. Central Air Conditioning | 1
PGE | Residential | 26 = Res. Central Air Conditioning | 2
PGE | Residential | 26 = Res. Central Air Conditioning | 3A
PGE | Residential | 26 = Res. Central Air Conditioning | 3B
PGE | Residential | 26 = Res. Central Air Conditioning | 4
PGE | Residential | 26 = Res. Central Air Conditioning | 5
PGE | Residential | 26 = Res. Central Air Conditioning | 11
PGE | Residential | 26 = Res. Central Air Conditioning | 12
PGE | Residential | 26 = Res. Central Air Conditioning | 13
PGE | Residential | 26 = Res. Central Air Conditioning | 16
PGE | Residential | 26 = Res. Central Air Conditioning | SYSTEM
PGE | Residential | 28 = Res. New Const. Lighting | 1
PGE | Residential | 28 = Res. New Const. Lighting | 2
PGE | Residential | 28 = Res. New Const. Lighting | 3A
PGE | Residential | 28 = Res. New Const. Lighting | 3B
PGE | Residential | 28 = Res. New Const. Lighting | 4
PGE | Residential | 28 = Res. New Const. Lighting | 5
PGE | Residential | 28 = Res. New Const. Lighting | 11
PGE | Residential | 28 = Res. New Const. Lighting | 12
PGE | Residential | 28 = Res. New Const. Lighting | 13
PGE | Residential | 28 = Res. New Const. Lighting | 16
PGE | Residential | 28 = Res. New Const. Lighting | SYSTEM
PGE | Residential | 29 = Res. New Const. Cooling | 1
PGE | Residential | 29 = Res. New Const. Cooling | 2
PGE | Residential | 29 = Res. New Const. Cooling | 3A
PGE | Residential | 29 = Res. New Const. Cooling | 3B
PGE | Residential | 29 = Res. New Const. Cooling | 4
PGE | Residential | 29 = Res. New Const. Cooling | 5
PGE | Residential | 29 = Res. New Const. Cooling | 11
PGE | Residential | 29 = Res. New Const. Cooling | 12
PGE | Residential | 29 = Res. New Const. Cooling | 13
PGE | Residential | 29 = Res. New Const. Cooling | 16
PGE | Residential | 29 = Res. New Const. Cooling | SYSTEM
PGE | Residential | 31 = Res. Cooking | 1
PGE | Residential | 31 = Res. Cooking | 2
PGE | Residential | 31 = Res. Cooking | 3A
PGE | Residential | 31 = Res. Cooking | 3B
PGE | Residential | 31 = Res. Cooking | 4
PGE | Residential | 31 = Res. Cooking | 5
PGE | Residential | 31 = Res. Cooking | 11
PGE | Residential | 31 = Res. Cooking | 12
PGE | Residential | 31 = Res. Cooking | 13
PGE | Residential | 31 = Res. Cooking | 16
PGE | Residential | 31 = Res. Cooking | SYSTEM
PGE | Residential | 32 = Res. Clothes Dry | 1
PGE | Residential | 32 = Res. Clothes Dry | 2
PGE | Residential | 32 = Res. Clothes Dry | 3A
PGE | Residential | 32 = Res. Clothes Dry | 3B
PGE | Residential | 32 = Res. Clothes Dry | 4
PGE | Residential | 32 = Res. Clothes Dry | 5
PGE | Residential | 32 = Res. Clothes Dry | 11
PGE | Residential | 32 = Res. Clothes Dry | 12
PGE | Residential | 32 = Res. Clothes Dry | 13
PGE | Residential | 32 = Res. Clothes Dry | 16
PGE | Residential | 32 = Res. Clothes Dry | SYSTEM
PGE | Residential | 33 = Res. Insul. Cen. A/C | 1
PGE | Residential | 33 = Res. Insul. Cen. A/C | 2
PGE | Residential | 33 = Res. Insul. Cen. A/C | 3A
PGE | Residential | 33 = Res. Insul. Cen. A/C | 3B
PGE | Residential | 33 = Res. Insul. Cen. A/C | 4
PGE | Residential | 33 = Res. Insul. Cen. A/C | 5
PGE | Residential | 33 = Res. Insul. Cen. A/C | 11
PGE | Residential | 33 = Res. Insul. Cen. A/C | 12
PGE | Residential | 33 = Res. Insul. Cen. A/C | 13
PGE | Residential | 33 = Res. Insul. Cen. A/C | 16
PGE | Residential | 33 = Res. Insul. Cen. A/C | SYSTEM
PGE | Residential | 34 = Res. Insul. Elect. Heat | 1
PGE | Residential | 34 = Res. Insul. Elect. Heat | 2
PGE | Residential | 34 = Res. Insul. Elect. Heat | 3A
PGE | Residential | 34 = Res. Insul. Elect. Heat | 3B
PGE | Residential | 34 = Res. Insul. Elect. Heat | 4
PGE | Residential | 34 = Res. Insul. Elect. Heat | 5
PGE | Residential | 34 = Res. Insul. Elect. Heat | 11
PGE | Residential | 34 = Res. Insul. Elect. Heat | 12
PGE | Residential | 34 = Res. Insul. Elect. Heat | 13
PGE | Residential | 34 = Res. Insul. Elect. Heat | 16
PGE | Residential | 34 = Res. Insul. Elect. Heat | SYSTEM
PGE | Residential | 35 = Res. Ceil. Insul. HP Cooling | 1
PGE | Residential | 35 = Res. Ceil. Insul. HP Cooling | 2
PGE | Residential | 35 = Res. Ceil. Insul. HP Cooling | 3A
PGE | Residential | 35 = Res. Ceil. Insul. HP Cooling | 3B
PGE | Residential | 35 = Res. Ceil. Insul. HP Cooling | 4
PGE | Residential | 35 = Res. Ceil. Insul. HP Cooling | 5
PGE | Residential | 35 = Res. Ceil. Insul. HP Cooling | 11
PGE | Residential | 35 = Res. Ceil. Insul. HP Cooling | 12
PGE | Residential | 35 = Res. Ceil. Insul. HP Cooling | 13
PGE | Residential | 35 = Res. Ceil. Insul. HP Cooling | 16
PGE | Residential | 35 = Res. Ceil. Insul. HP Cooling | SYSTEM
PGE | Residential | 36 = Res. Ceil. Insul. HP Heating | 1
PGE | Residential | 36 = Res. Ceil. Insul. HP Heating | 2
PGE | Residential | 36 = Res. Ceil. Insul. HP Heating | 3A
PGE | Residential | 36 = Res. Ceil. Insul. HP Heating | 3B
PGE | Residential | 36 = Res. Ceil. Insul. HP Heating | 4
PGE | Residential | 36 = Res. Ceil. Insul. HP Heating | 5
PGE | Residential | 36 = Res. Ceil. Insul. HP Heating | 11
PGE | Residential | 36 = Res. Ceil. Insul. HP Heating | 12
PGE | Residential | 36 = Res. Ceil. Insul. HP Heating | 13
PGE | Residential | 36 = Res. Ceil. Insul. HP Heating | 16
PGE | Residential | 36 = Res. Ceil. Insul. HP Heating | SYSTEM
PGE | Residential | 37 = Res. Wall Insul. HP Cooling | 1
PGE | Residential | 37 = Res. Wall Insul. HP Cooling | 2
PGE | Residential | 37 = Res. Wall Insul. HP Cooling | 3A
PGE | Residential | 37 = Res. Wall Insul. HP Cooling | 3B
PGE | Residential | 37 = Res. Wall Insul. HP Cooling | 4
PGE | Residential | 37 = Res. Wall Insul. HP Cooling | 5
PGE | Residential | 37 = Res. Wall Insul. HP Cooling | 11
PGE | Residential | 37 = Res. Wall Insul. HP Cooling | 12
PGE | Residential | 37 = Res. Wall Insul. HP Cooling | 13
PGE | Residential | 37 = Res. Wall Insul. HP Cooling | 16
PGE | Residential | 37 = Res. Wall Insul. HP Cooling | SYSTEM
PGE | Residential | 38 = Res. Wall Insul. HP Heating | 1
PGE | Residential | 38 = Res. Wall Insul. HP Heating | 2
PGE | Residential | 38 = Res. Wall Insul. HP Heating | 3A
PGE | Residential | 38 = Res. Wall Insul. HP Heating | 3B
PGE | Residential | 38 = Res. Wall Insul. HP Heating | 4
PGE | Residential | 38 = Res. Wall Insul. HP Heating | 5
PGE | Residential | 38 = Res. Wall Insul. HP Heating | 11
PGE | Residential | 38 = Res. Wall Insul. HP Heating | 12
PGE | Residential | 38 = Res. Wall Insul. HP Heating | 13
PGE | Residential | 38 = Res. Wall Insul. HP Heating | 16
PGE | Residential | 38 = Res. Wall Insul. HP Heating | SYSTEM
PGE | Residential | 39 = Res. Flr. Insul. HP Cooling | 1
PGE | Residential | 39 = Res. Flr. Insul. HP Cooling | 2
PGE | Residential | 39 = Res. Flr. Insul. HP Cooling | 3A
PGE | Residential | 39 = Res. Flr. Insul. HP Cooling | 3B
PGE | Residential | 39 = Res. Flr. Insul. HP Cooling | 4
PGE | Residential | 39 = Res. Flr. Insul. HP Cooling | 5
PGE | Residential | 39 = Res. Flr. Insul. HP Cooling | 11
PGE | Residential | 39 = Res. Flr. Insul. HP Cooling | 12
PGE | Residential | 39 = Res. Flr. Insul. HP Cooling | 13
PGE | Residential | 39 = Res. Flr. Insul. HP Cooling | 16
PGE | Residential | 39 = Res. Flr. Insul. HP Cooling | SYSTEM
PGE | Residential | 40 = Res. Flr. Insul. HP Heating | 1
PGE | Residential | 40 = Res. Flr. Insul. HP Heating | 2
PGE | Residential | 40 = Res. Flr. Insul. HP Heating | 3A
PGE | Residential | 40 = Res. Flr. Insul. HP Heating | 3B
PGE | Residential | 40 = Res. Flr. Insul. HP Heating | 4
PGE | Residential | 40 = Res. Flr. Insul. HP Heating | 5
PGE | Residential | 40 = Res. Flr. Insul. HP Heating | 11
PGE | Residential | 40 = Res. Flr. Insul. HP Heating | 12
PGE | Residential | 40 = Res. Flr. Insul. HP Heating | 13
PGE | Residential | 40 = Res. Flr. Insul. HP Heating | 16
PGE | Residential | 40 = Res. Flr. Insul. HP Heating | SYSTEM
PGE | Residential | 41 = Res. EMS | 1
PGE | Residential | 41 = Res. EMS | 2
PGE | Residential | 41 = Res. EMS | 3A
PGE | Residential | 41 = Res. EMS | 3B
PGE | Residential | 41 = Res. EMS | 4
PGE | Residential | 41 = Res. EMS | 5
PGE | Residential | 41 = Res. EMS | 11
PGE | Residential | 41 = Res. EMS | 12
PGE | Residential | 41 = Res. EMS | 13
PGE | Residential | 41 = Res. EMS | 16
PGE | Residential | 41 = Res. EMS | SYSTEM
PGE | Residential | 42 = Res. Dir. Assist. Weatherization | 1
PGE | Residential | 42 = Res. Dir. Assist. Weatherization | 2
PGE | Residential | 42 = Res. Dir. Assist. Weatherization | 3A
PGE | Residential | 42 = Res. Dir. Assist. Weatherization | 3B
PGE | Residential | 42 = Res. Dir. Assist. Weatherization | 4
PGE | Residential | 42 = Res. Dir. Assist. Weatherization | 5
PGE | Residential | 42 = Res. Dir. Assist. Weatherization | 11
PGE | Residential | 42 = Res. Dir. Assist. Weatherization | 12
PGE | Residential | 42 = Res. Dir. Assist. Weatherization | 13
PGE | Residential | 42 = Res. Dir. Assist. Weatherization | 16
PGE | Residential | 42 = Res. Dir. Assist. Weatherization | SYSTEM
PGE | Residential | 43 = Res. Dir. Assist. Refrigeration | 1
PGE | Residential | 43 = Res. Dir. Assist. Refrigeration | 2
PGE | Residential | 43 = Res. Dir. Assist. Refrigeration | 3A
PGE | Residential | 43 = Res. Dir. Assist. Refrigeration | 3B
PGE | Residential | 43 = Res. Dir. Assist. Refrigeration | 4
PGE | Residential | 43 = Res. Dir. Assist. Refrigeration | 5
PGE | Residential | 43 = Res. Dir. Assist. Refrigeration | 11
PGE | Residential | 43 = Res. Dir. Assist. Refrigeration | 12
PGE | Residential | 43 = Res. Dir. Assist. Refrigeration | 13
PGE | Residential | 43 = Res. Dir. Assist. Refrigeration | 16
PGE | Residential | 43 = Res. Dir. Assist. Refrigeration | SYSTEM
PGE | Residential | 44 = Res. Dir. Assist. Lighting | 1
PGE | Residential | 44 = Res. Dir. Assist. Lighting | 2
PGE | Residential | 44 = Res. Dir. Assist. Lighting | 3A
PGE | Residential | 44 = Res. Dir. Assist. Lighting | 3B
PGE | Residential | 44 = Res. Dir. Assist. Lighting | 4
PGE | Residential | 44 = Res. Dir. Assist. Lighting | 5
PGE | Residential | 44 = Res. Dir. Assist. Lighting | 11
PGE | Residential | 44 = Res. Dir. Assist. Lighting | 12
PGE | Residential | 44 = Res. Dir. Assist. Lighting | 13
PGE | Residential | 44 = Res. Dir. Assist. Lighting | 16
PGE | Residential | 44 = Res. Dir. Assist. Lighting | SYSTEM
PGE | Residential | 45 = Res. Dir. Assist. Evap. Cooler | 1
PGE | Residential | 45 = Res. Dir. Assist. Evap. Cooler | 2
PGE | Residential | 45 = Res. Dir. Assist. Evap. Cooler | 3A
PGE | Residential | 45 = Res. Dir. Assist. Evap. Cooler | 3B
PGE | Residential | 45 = Res. Dir. Assist. Evap. Cooler | 4
PGE | Residential | 45 = Res. Dir. Assist. Evap. Cooler | 5
PGE | Residential | 45 = Res. Dir. Assist. Evap. Cooler | 11
PGE | Residential | 45 = Res. Dir. Assist. Evap. Cooler | 12
PGE | Residential | 45 = Res. Dir. Assist. Evap. Cooler | 13
PGE | Residential | 45 = Res. Dir. Assist. Evap. Cooler | 16
PGE | Residential | 45 = Res. Dir. Assist. Evap. Cooler | SYSTEM
PGE | Res_New_Construction | 21 = Res. Wtr. Heating | 1
PGE | Res_New_Construction | 21 = Res. Wtr. Heating | 2
PGE | Res_New_Construction | 21 = Res. Wtr. Heating | 3A
PGE | Res_New_Construction | 21 = Res. Wtr. Heating | 3B
PGE | Res_New_Construction | 21 = Res. Wtr. Heating | 4
PGE | Res_New_Construction | 21 = Res. Wtr. Heating | 5
PGE | Res_New_Construction | 21 = Res. Wtr. Heating | 11
PGE | Res_New_Construction | 21 = Res. Wtr. Heating | 12
PGE | Res_New_Construction | 21 = Res. Wtr. Heating | 13
PGE | Res_New_Construction | 21 = Res. Wtr. Heating | 16
PGE | Res_New_Construction | 21 = Res. Wtr. Heating | SYSTEM
PGE | Res_New_Construction | 22 = Res. Ht. Pump Cooling | 1
PGE | Res_New_Construction | 22 = Res. Ht. Pump Cooling | 2
PGE | Res_New_Construction | 22 = Res. Ht. Pump Cooling | 3A
PGE | Res_New_Construction | 22 = Res. Ht. Pump Cooling | 3B
PGE | Res_New_Construction | 22 = Res. Ht. Pump Cooling | 4
PGE | Res_New_Construction | 22 = Res. Ht. Pump Cooling | 5
PGE | Res_New_Construction | 22 = Res. Ht. Pump Cooling | 11
PGE | Res_New_Construction | 22 = Res. Ht. Pump Cooling | 12
PGE | Res_New_Construction | 22 = Res. Ht. Pump Cooling | 13
PGE | Res_New_Construction | 22 = Res. Ht. Pump Cooling | 16
PGE | Res_New_Construction | 22 = Res. Ht. Pump Cooling | SYSTEM
PGE | Res_New_Construction | 23 = Res. Ele. & Ht. Pump Heating | 1
PGE | Res_New_Construction | 23 = Res. Ele. & Ht. Pump Heating | 2
PGE | Res_New_Construction | 23 = Res. Ele. & Ht. Pump Heating | 3A
PGE | Res_New_Construction | 23 = Res. Ele. & Ht. Pump Heating | 3B
PGE | Res_New_Construction | 23 = Res. Ele. & Ht. Pump Heating | 4
PGE | Res_New_Construction | 23 = Res. Ele. & Ht. Pump Heating | 5
PGE | Res_New_Construction | 23 = Res. Ele. & Ht. Pump Heating | 11
PGE | Res_New_Construction | 23 = Res. Ele. & Ht. Pump Heating | 12
PGE | Res_New_Construction | 23 = Res. Ele. & Ht. Pump Heating | 13
PGE | Res_New_Construction | 23 = Res. Ele. & Ht. Pump Heating | 16
PGE | Res_New_Construction | 23 = Res. Ele. & Ht. Pump Heating | SYSTEM
PGE | Res_New_Construction | 24 = Res. Refrigeration | 1
PGE | Res_New_Construction | 24 = Res. Refrigeration | 2
PGE | Res_New_Construction | 24 = Res. Refrigeration | 3A
PGE | Res_New_Construction | 24 = Res. Refrigeration | 3B
PGE | Res_New_Construction | 24 = Res. Refrigeration | 4
PGE | Res_New_Construction | 24 = Res. Refrigeration | 5
PGE | Res_New_Construction | 24 = Res. Refrigeration | 11
PGE | Res_New_Construction | 24 = Res. Refrigeration | 12
PGE | Res_New_Construction | 24 = Res. Refrigeration | 13
PGE | Res_New_Construction | 24 = Res. Refrigeration | 16
PGE | Res_New_Construction | 24 = Res. Refrigeration | SYSTEM
PGE | Res_New_Construction | 25 = Res. Lighting | 1
PGE | Res_New_Construction | 25 = Res. Lighting | 2
PGE | Res_New_Construction | 25 = Res. Lighting | 3A
PGE | Res_New_Construction | 25 = Res. Lighting | 3B
PGE | Res_New_Construction | 25 = Res. Lighting | 4
PGE | Res_New_Construction | 25 = Res. Lighting | 5
PGE | Res_New_Construction | 25 = Res. Lighting | 11
PGE | Res_New_Construction | 25 = Res. Lighting | 12
PGE | Res_New_Construction | 25 = Res. Lighting | 13
PGE | Res_New_Construction | 25 = Res. Lighting | 16
PGE | Res_New_Construction | 25 = Res. Lighting | SYSTEM
PGE | Res_New_Construction | 26 = Res. Central Air Conditioning | 1
PGE | Res_New_Construction | 26 = Res. Central Air Conditioning | 2
PGE | Res_New_Construction | 26 = Res. Central Air Conditioning | 3A
PGE | Res_New_Construction | 26 = Res. Central Air Conditioning | 3B
PGE | Res_New_Construction | 26 = Res. Central Air Conditioning | 4
PGE | Res_New_Construction | 26 = Res. Central Air Conditioning | 5
PGE | Res_New_Construction | 26 = Res. Central Air Conditioning | 11
PGE | Res_New_Construction | 26 = Res. Central Air Conditioning | 12
PGE | Res_New_Construction | 26 = Res. Central Air Conditioning | 13
PGE | Res_New_Construction | 26 = Res. Central Air Conditioning | 16
PGE | Res_New_Construction | 26 = Res. Central Air Conditioning | SYSTEM
PGE | Res_New_Construction | 28 = Res. New Const. Lighting | 1
PGE | Res_New_Construction | 28 = Res. New Const. Lighting | 2
PGE | Res_New_Construction | 28 = Res. New Const. Lighting | 3A
PGE | Res_New_Construction | 28 = Res. New Const. Lighting | 3B
PGE | Res_New_Construction | 28 = Res. New Const. Lighting | 4
PGE | Res_New_Construction | 28 = Res. New Const. Lighting | 5
PGE | Res_New_Construction | 28 = Res. New Const. Lighting | 11
PGE | Res_New_Construction | 28 = Res. New Const. Lighting | 12
PGE | Res_New_Construction | 28 = Res. New Const. Lighting | 13
PGE | Res_New_Construction | 28 = Res. New Const. Lighting | 16
PGE | Res_New_Construction | 28 = Res. New Const. Lighting | SYSTEM
PGE | Res_New_Construction | 29 = Res. New Const. Cooling | 1
PGE | Res_New_Construction | 29 = Res. New Const. Cooling | 2
PGE | Res_New_Construction | 29 = Res. New Const. Cooling | 3A
PGE | Res_New_Construction | 29 = Res. New Const. Cooling | 3B
PGE | Res_New_Construction | 29 = Res. New Const. Cooling | 4
PGE | Res_New_Construction | 29 = Res. New Const. Cooling | 5
PGE | Res_New_Construction | 29 = Res. New Const. Cooling | 11
PGE | Res_New_Construction | 29 = Res. New Const. Cooling | 12
PGE | Res_New_Construction | 29 = Res. New Const. Cooling | 13
PGE | Res_New_Construction | 29 = Res. New Const. Cooling | 16
PGE | Res_New_Construction | 29 = Res. New Const. Cooling | SYSTEM
PGE | Res_New_Construction | 31 = Res. Cooking | 1
PGE | Res_New_Construction | 31 = Res. Cooking | 2
PGE | Res_New_Construction | 31 = Res. Cooking | 3A
PGE | Res_New_Construction | 31 = Res. Cooking | 3B
PGE | Res_New_Construction | 31 = Res. Cooking | 4
PGE | Res_New_Construction | 31 = Res. Cooking | 5
PGE | Res_New_Construction | 31 = Res. Cooking | 11
PGE | Res_New_Construction | 31 = Res. Cooking | 12
PGE | Res_New_Construction | 31 = Res. Cooking | 13
PGE | Res_New_Construction | 31 = Res. Cooking | 16
PGE | Res_New_Construction | 31 = Res. Cooking | SYSTEM
PGE | Res_New_Construction | 32 = Res. Clothes Dry | 1
PGE | Res_New_Construction | 32 = Res. Clothes Dry | 2
PGE | Res_New_Construction | 32 = Res. Clothes Dry | 3A
PGE | Res_New_Construction | 32 = Res. Clothes Dry | 3B
PGE | Res_New_Construction | 32 = Res. Clothes Dry | 4
PGE | Res_New_Construction | 32 = Res. Clothes Dry | 5
PGE | Res_New_Construction | 32 = Res. Clothes Dry | 11
PGE | Res_New_Construction | 32 = Res. Clothes Dry | 12
PGE | Res_New_Construction | 32 = Res. Clothes Dry | 13
PGE | Res_New_Construction | 32 = Res. Clothes Dry | 16
PGE | Res_New_Construction | 32 = Res. Clothes Dry | SYSTEM
PGE | Res_New_Construction | 33 = Res. Insul. Cen. A/C | 1
PGE | Res_New_Construction | 33 = Res. Insul. Cen. A/C | 2
PGE | Res_New_Construction | 33 = Res. Insul. Cen. A/C | 3A
PGE | Res_New_Construction | 33 = Res. Insul. Cen. A/C | 3B
PGE | Res_New_Construction | 33 = Res. Insul. Cen. A/C | 4
PGE | Res_New_Construction | 33 = Res. Insul. Cen. A/C | 5
PGE | Res_New_Construction | 33 = Res. Insul. Cen. A/C | 11
PGE | Res_New_Construction | 33 = Res. Insul. Cen. A/C | 12
PGE | Res_New_Construction | 33 = Res. Insul. Cen. A/C | 13
PGE | Res_New_Construction | 33 = Res. Insul. Cen. A/C | 16
PGE | Res_New_Construction | 33 = Res. Insul. Cen. A/C | SYSTEM
PGE | Res_New_Construction | 34 = Res. Insul. Elect. Heat | 1
PGE | Res_New_Construction | 34 = Res. Insul. Elect. Heat | 2
PGE | Res_New_Construction | 34 = Res. Insul. Elect. Heat | 3A
PGE | Res_New_Construction | 34 = Res. Insul. Elect. Heat | 3B
PGE | Res_New_Construction | 34 = Res. Insul. Elect. Heat | 4
PGE | Res_New_Construction | 34 = Res. Insul. Elect. Heat | 5
PGE | Res_New_Construction | 34 = Res. Insul. Elect. Heat | 11
PGE | Res_New_Construction | 34 = Res. Insul. Elect. Heat | 12
PGE | Res_New_Construction | 34 = Res. Insul. Elect. Heat | 13
PGE | Res_New_Construction | 34 = Res. Insul. Elect. Heat | 16
PGE | Res_New_Construction | 34 = Res. Insul. Elect. Heat | SYSTEM
PGE | Res_New_Construction | 35 = Res. Ceil. Insul. HP Cooling | 1
PGE | Res_New_Construction | 35 = Res. Ceil. Insul. HP Cooling | 2
PGE | Res_New_Construction | 35 = Res. Ceil. Insul. HP Cooling | 3A
PGE | Res_New_Construction | 35 = Res. Ceil. Insul. HP Cooling | 3B
PGE | Res_New_Construction | 35 = Res. Ceil. Insul. HP Cooling | 4
PGE | Res_New_Construction | 35 = Res. Ceil. Insul. HP Cooling | 5
PGE | Res_New_Construction | 35 = Res. Ceil. Insul. HP Cooling | 11
PGE | Res_New_Construction | 35 = Res. Ceil. Insul. HP Cooling | 12
PGE | Res_New_Construction | 35 = Res. Ceil. Insul. HP Cooling | 13
PGE | Res_New_Construction | 35 = Res. Ceil. Insul. HP Cooling | 16
PGE | Res_New_Construction | 35 = Res. Ceil. Insul. HP Cooling | SYSTEM
PGE | Res_New_Construction | 36 = Res. Ceil. Insul. HP Heating | 1
PGE | Res_New_Construction | 36 = Res. Ceil. Insul. HP Heating | 2
PGE | Res_New_Construction | 36 = Res. Ceil. Insul. HP Heating | 3A
PGE | Res_New_Construction | 36 = Res. Ceil. Insul. HP Heating | 3B
PGE | Res_New_Construction | 36 = Res. Ceil. Insul. HP Heating | 4
PGE | Res_New_Construction | 36 = Res. Ceil. Insul. HP Heating | 5
PGE | Res_New_Construction | 36 = Res. Ceil. Insul. HP Heating | 11
PGE | Res_New_Construction | 36 = Res. Ceil. Insul. HP Heating | 12
PGE | Res_New_Construction | 36 = Res. Ceil. Insul. HP Heating | 13
PGE | Res_New_Construction | 36 = Res. Ceil. Insul. HP Heating | 16
PGE | Res_New_Construction | 36 = Res. Ceil. Insul. HP Heating | SYSTEM
PGE | Res_New_Construction | 37 = Res. Wall Insul. HP Cooling | 1
PGE | Res_New_Construction | 37 = Res. Wall Insul. HP Cooling | 2
PGE | Res_New_Construction | 37 = Res. Wall Insul. HP Cooling | 3A
PGE | Res_New_Construction | 37 = Res. Wall Insul. HP Cooling | 3B
PGE | Res_New_Construction | 37 = Res. Wall Insul. HP Cooling | 4
PGE | Res_New_Construction | 37 = Res. Wall Insul. HP Cooling | 5
PGE | Res_New_Construction | 37 = Res. Wall Insul. HP Cooling | 11
PGE | Res_New_Construction | 37 = Res. Wall Insul. HP Cooling | 12
PGE | Res_New_Construction | 37 = Res. Wall Insul. HP Cooling | 13
PGE | Res_New_Construction | 37 = Res. Wall Insul. HP Cooling | 16
PGE | Res_New_Construction | 37 = Res. Wall Insul. HP Cooling | SYSTEM
PGE | Res_New_Construction | 38 = Res. Wall Insul. HP Heating | 1
PGE | Res_New_Construction | 38 = Res. Wall Insul. HP Heating | 2
PGE | Res_New_Construction | 38 = Res. Wall Insul. HP Heating | 3A
PGE | Res_New_Construction | 38 = Res. Wall Insul. HP Heating | 3B
PGE | Res_New_Construction | 38 = Res. Wall Insul. HP Heating | 4
PGE | Res_New_Construction | 38 = Res. Wall Insul. HP Heating | 5
PGE | Res_New_Construction | 38 = Res. Wall Insul. HP Heating | 11
PGE | Res_New_Construction | 38 = Res. Wall Insul. HP Heating | 12
PGE | Res_New_Construction | 38 = Res. Wall Insul. HP Heating | 13
PGE | Res_New_Construction | 38 = Res. Wall Insul. HP Heating | 16
PGE | Res_New_Construction | 38 = Res. Wall Insul. HP Heating | SYSTEM
PGE | Res_New_Construction | 39 = Res. Flr. Insul. HP Cooling | 1
PGE | Res_New_Construction | 39 = Res. Flr. Insul. HP Cooling | 2
PGE | Res_New_Construction | 39 = Res. Flr. Insul. HP Cooling | 3A
PGE | Res_New_Construction | 39 = Res. Flr. Insul. HP Cooling | 3B
PGE | Res_New_Construction | 39 = Res. Flr. Insul. HP Cooling | 4
PGE | Res_New_Construction | 39 = Res. Flr. Insul. HP Cooling | 5
PGE | Res_New_Construction | 39 = Res. Flr. Insul. HP Cooling | 11
PGE | Res_New_Construction | 39 = Res. Flr. Insul. HP Cooling | 12
PGE | Res_New_Construction | 39 = Res. Flr. Insul. HP Cooling | 13
PGE | Res_New_Construction | 39 = Res. Flr. Insul. HP Cooling | 16
PGE | Res_New_Construction | 39 = Res. Flr. Insul. HP Cooling | SYSTEM
PGE | Res_New_Construction | 40 = Res. Flr. Insul. HP Heating | 1
PGE | Res_New_Construction | 40 = Res. Flr. Insul. HP Heating | 2
PGE | Res_New_Construction | 40 = Res. Flr. Insul. HP Heating | 3A
PGE | Res_New_Construction | 40 = Res. Flr. Insul. HP Heating | 3B
PGE | Res_New_Construction | 40 = Res. Flr. Insul. HP Heating | 4
PGE | Res_New_Construction | 40 = Res. Flr. Insul. HP Heating | 5
PGE | Res_New_Construction | 40 = Res. Flr. Insul. HP Heating | 11
PGE | Res_New_Construction | 40 = Res. Flr. Insul. HP Heating | 12
PGE | Res_New_Construction | 40 = Res. Flr. Insul. HP Heating | 13
PGE | Res_New_Construction | 40 = Res. Flr. Insul. HP Heating | 16
PGE | Res_New_Construction | 40 = Res. Flr. Insul. HP Heating | SYSTEM
PGE | Res_New_Construction | 41 = Res. EMS | 1
PGE | Res_New_Construction | 41 = Res. EMS | 2
PGE | Res_New_Construction | 41 = Res. EMS | 3A
PGE | Res_New_Construction | 41 = Res. EMS | 3B
PGE | Res_New_Construction | 41 = Res. EMS | 4
PGE | Res_New_Construction | 41 = Res. EMS | 5
PGE | Res_New_Construction | 41 = Res. EMS | 11
PGE | Res_New_Construction | 41 = Res. EMS | 12
PGE | Res_New_Construction | 41 = Res. EMS | 13
PGE | Res_New_Construction | 41 = Res. EMS | 16
PGE | Res_New_Construction | 41 = Res. EMS | SYSTEM
PGE | Res_New_Construction | 42 = Res. Dir. Assist. Weatherization | 1
PGE | Res_New_Construction | 42 = Res. Dir. Assist. Weatherization | 2
PGE | Res_New_Construction | 42 = Res. Dir. Assist. Weatherization | 3A
PGE | Res_New_Construction | 42 = Res. Dir. Assist. Weatherization | 3B
PGE | Res_New_Construction | 42 = Res. Dir. Assist. Weatherization | 4
PGE | Res_New_Construction | 42 = Res. Dir. Assist. Weatherization | 5
PGE | Res_New_Construction | 42 = Res. Dir. Assist. Weatherization | 11
PGE | Res_New_Construction | 42 = Res. Dir. Assist. Weatherization | 12
PGE | Res_New_Construction | 42 = Res. Dir. Assist. Weatherization | 13
PGE | Res_New_Construction | 42 = Res. Dir. Assist. Weatherization | 16
PGE | Res_New_Construction | 42 = Res. Dir. Assist. Weatherization | SYSTEM
PGE | Res_New_Construction | 43 = Res. Dir. Assist. Refrigeration | 1
PGE | Res_New_Construction | 43 = Res. Dir. Assist. Refrigeration | 2
PGE | Res_New_Construction | 43 = Res. Dir. Assist. Refrigeration | 3A
PGE | Res_New_Construction | 43 = Res. Dir. Assist. Refrigeration | 3B
PGE | Res_New_Construction | 43 = Res. Dir. Assist. Refrigeration | 4
PGE | Res_New_Construction | 43 = Res. Dir. Assist. Refrigeration | 5
PGE | Res_New_Construction | 43 = Res. Dir. Assist. Refrigeration | 11
PGE | Res_New_Construction | 43 = Res. Dir. Assist. Refrigeration | 12
PGE | Res_New_Construction | 43 = Res. Dir. Assist. Refrigeration | 13
PGE | Res_New_Construction | 43 = Res. Dir. Assist. Refrigeration | 16
PGE | Res_New_Construction | 43 = Res. Dir. Assist. Refrigeration | SYSTEM
PGE | Res_New_Construction | 44 = Res. Dir. Assist. Lighting | 1
PGE | Res_New_Construction | 44 = Res. Dir. Assist. Lighting | 2
PGE | Res_New_Construction | 44 = Res. Dir. Assist. Lighting | 3A
PGE | Res_New_Construction | 44 = Res. Dir. Assist. Lighting | 3B
PGE | Res_New_Construction | 44 = Res. Dir. Assist. Lighting | 4
PGE | Res_New_Construction | 44 = Res. Dir. Assist. Lighting | 5
PGE | Res_New_Construction | 44 = Res. Dir. Assist. Lighting | 11
PGE | Res_New_Construction | 44 = Res. Dir. Assist. Lighting | 12
PGE | Res_New_Construction | 44 = Res. Dir. Assist. Lighting | 13
PGE | Res_New_Construction | 44 = Res. Dir. Assist. Lighting | 16
PGE | Res_New_Construction | 44 = Res. Dir. Assist. Lighting | SYSTEM
PGE | Res_New_Construction | 45 = Res. Dir. Assist. Evap. Cooler | 1
PGE | Res_New_Construction | 45 = Res. Dir. Assist. Evap. Cooler | 2
PGE | Res_New_Construction | 45 = Res. Dir. Assist. Evap. Cooler | 3A
PGE | Res_New_Construction | 45 = Res. Dir. Assist. Evap. Cooler | 3B
PGE | Res_New_Construction | 45 = Res. Dir. Assist. Evap. Cooler | 4
PGE | Res_New_Construction | 45 = Res. Dir. Assist. Evap. Cooler | 5
PGE | Res_New_Construction | 45 = Res. Dir. Assist. Evap. Cooler | 11
PGE | Res_New_Construction | 45 = Res. Dir. Assist. Evap. Cooler | 12
PGE | Res_New_Construction | 45 = Res. Dir. Assist. Evap. Cooler | 13
PGE | Res_New_Construction | 45 = Res. Dir. Assist. Evap. Cooler | 16
PGE | Res_New_Construction | 45 = Res. Dir. Assist. Evap. Cooler | SYSTEM
PGE | Res | DEER:Res_ClothesDishWasher | 1
PGE | Res | DEER:Res_ClothesDishWasher | 2
PGE | Res | DEER:Res_ClothesDishWasher | 3A
PGE | Res | DEER:Res_ClothesDishWasher | 3B
PGE | Res | DEER:Res_ClothesDishWasher | 4
PGE | Res | DEER:Res_ClothesDishWasher | 5
PGE | Res | DEER:Res_ClothesDishWasher | 11
PGE | Res | DEER:Res_ClothesDishWasher | 12
PGE | Res | DEER:Res_ClothesDishWasher | 13
PGE | Res | DEER:Res_ClothesDishWasher | 16
PGE | Res | DEER:Res_ClothesDishWasher | SYSTEM
PGE | Res | DEER:Res_BldgShell_Ins | 1
PGE | Res | DEER:Res_BldgShell_Ins | 2
PGE | Res | DEER:Res_BldgShell_Ins | 3A
PGE | Res | DEER:Res_BldgShell_Ins | 3B
PGE | Res | DEER:Res_BldgShell_Ins | 4
PGE | Res | DEER:Res_BldgShell_Ins | 5
PGE | Res | DEER:Res_BldgShell_Ins | 11
PGE | Res | DEER:Res_BldgShell_Ins | 12
PGE | Res | DEER:Res_BldgShell_Ins | 13
PGE | Res | DEER:Res_BldgShell_Ins | 16
PGE | Res | DEER:Res_BldgShell_Ins | SYSTEM
PGE | COMMERCIAL | 1 = Commercial Indoor Lighting | All
PGE | INDUSTRIAL | 9 = Industrial Outdoor Lighting | All
PGE | Residential | 21 = Res. Wtr. Heating | All
PGE | COMMERCIAL | 5 = Commercial Food Service | All
PGE | COMMERCIAL | 2 = Commercial Outdoor Lighting | All
PGE | INDUSTRIAL | 10 = Industrial HVAC | All
PGE | COMMERCIAL | 3 = Commercial HVAC | All
PGE | AGRICULTURAL | 19= Agricultural EMS | All
PGE | INDUSTRIAL | 11 = Industrial Process | All
PGE | COMMERCIAL | 4 = Commercial Refrigeration | All
PGE | INDUSTRIAL | 8 = Industrial Indoor Lighting | All
PGE | COMMERCIAL | 17 = Commercial EMS | All
PGE | INDUSTRIAL | 12 = Industrial Motors | All
PGE | Residential | 28 = Res. New Const. Lighting | All
PGE | Residential | 25 = Res. Lighting | All
PGE | Residential | 35 = Res. Ceil. Insul. HP Cooling | All
PGE | COMMERCIAL | 7 = Commercial Process | All
PGE | Residential | 24 = Res. Refrigeration | All
PGE | Residential | 40 = Res. Flr. Insul. HP Heating | All
PGE | INDUSTRIAL | 18 = Industrial EMS | All
PGE | Residential | 23 = Res. Ele. & Ht. Pump Heating | All
PGE | Residential | 31 = Res. Cooking | All
PGE | Residential | 33 = Res. Insul. Cen. A/C | All
PGE | Residential | 32 = Res. Clothes Dry | All
PGE | INDUSTRIAL | 13 = Industrial Refrigeration | All
PGE | AGRICULTURAL | 14 = Agricultural | All
PGE | Residential | 26 = Res. Central Air Conditioning | All
PGE | COMMERCIAL | 6 = Commercial Motors | All
PGE | Residential | 43 = Res. Dir. Assist. Refrigeration | All
PGE | Residential | 22 = Res. Ht. Pump Cooling | All
PGE | Residential | 29 = Res. New Const. Cooling | All
PGE | Residential | 38 = Res. Wall Insul. HP Heating | All
PGE | Residential | 39 = Res. Flr. Insul. HP Cooling | All
PGE | Residential | 42 = Res. Dir. Assist. Weatherization | All
PGE | Residential | 45 = Res. Dir. Assist. Evap. Cooler | All
PGE | Res_New_Construction | 28 = Res. New Const. Lighting | All
PGE | Residential | 34 = Res. Insul. Elect. Heat | All
PGE | Residential | 36 = Res. Ceil. Insul. HP Heating | All
PGE | Residential | 41 = Res. EMS | All
PGE | Residential | 37 = Res. Wall Insul. HP Cooling | All
PGE | Res_New_Construction | 23 = Res. Ele. & Ht. Pump Heating | All
PGE | Res_New_Construction | 40 = Res. Flr. Insul. HP Heating | All
PGE | Residential | 44 = Res. Dir. Assist. Lighting | All
PGE | Res_New_Construction | 43 = Res. Dir. Assist. Refrigeration | All
PGE | Res_New_Construction | 21 = Res. Wtr. Heating | All
PGE | Res_New_Construction | 31 = Res. Cooking | All
PGE | Res_New_Construction | 25 = Res. Lighting | All
PGE | Res_New_Construction | 26 = Res. Central Air Conditioning | All
PGE | Res_New_Construction | 24 = Res. Refrigeration | All
PGE | Res_New_Construction | 34 = Res. Insul. Elect. Heat | All
PGE | Res_New_Construction | 44 = Res. Dir. Assist. Lighting | All
PGE | Res_New_Construction | 38 = Res. Wall Insul. HP Heating | All
PGE | Res_New_Construction | 29 = Res. New Const. Cooling | All
PGE | Res_New_Construction | 39 = Res. Flr. Insul. HP Cooling | All
PGE | Res_New_Construction | 33 = Res. Insul. Cen. A/C | All
PGE | Res_New_Construction | 41 = Res. EMS | All
PGE | Res_New_Construction | 36 = Res. Ceil. Insul. HP Heating | All
PGE | Res_New_Construction | 22 = Res. Ht. Pump Cooling | All
PGE | Res_New_Construction | 37 = Res. Wall Insul. HP Cooling | All
PGE | Res_New_Construction | 35 = Res. Ceil. Insul. HP Cooling | All
PGE | Res_New_Construction | 42 = Res. Dir. Assist. Weatherization | All
PGE | Res_New_Construction | 45 = Res. Dir. Assist. Evap. Cooler | All
PGE | Res_New_Construction | 32 = Res. Clothes Dry | All
SCE | Assembly | Lighting-NC | 6
SCE | Assembly | Lighting-NC | 8
SCE | Assembly | Lighting-NC | 9
SCE | Assembly | Lighting-NC | 10
SCE | Assembly | Lighting-NC | 13
SCE | Assembly | Lighting-NC | 14
SCE | K_thru_12_School | New_AC-Ret | All
SCE | Industrial | Roof_insul-Ret | All
SCE | Agricultural | Roof_insul-Ret | All
SCE | Hotel_Motel | New_AC-Ret | All
SCE | Industrial | Wall_insul-Ret | All
SCE | Large_Office | Wall_insul-Ret | All
SCE | Agricultural | New_AC-Ret | All
SCE | Large_Office | New_HtPmp-Ret | All
SCE | Small_Retail_Store | Wall_insul-Ret | All
SCE | Large_Office | Economy_cycle-Ret | All
SCE | Small_Office | New_HtPmp-Ret | All
SCE | Food_Store | Wall_insul-Ret | All
SCE | Large_Office | Window_Tint-Ret | All
SCE | Large_Retail_Store | Economy_cycle-Ret | All
SCE | College_University | Economy_cycle-Ret | All
SCE | Restaurant | Economy_cycle-Ret | All
SCE | Small_Retail_Store | Economy_cycle-Ret | All
SCE | Misc._Commercial | Economy_cycle-Ret | All
SCE | Small_Office | Reduce_Cooling_Load-Ret | All
SCE | Restaurant | Evap_Cooling-Ret | All
SCE | Agricultural | Wall_insul-Ret | All
SCE | Large_Retail_Store | Wall_insul-Ret | All
SCE | Non-Refrig._Warehouse | Wall_insul-Ret | All
SCE | Large_Retail_Store | New_HtPmp-Ret | All
SCE | Restaurant | New_HtPmp-Ret | All
SCE | Food_Store | New_HtPmp-Ret | All
SCE | Small_Retail_Store | Reduce_Cooling_Load-Ret | All
SCE | Small_Retail_Store | New_HtPmp-Ret | All
SCE | Small_Office | Window_Tint-Ret | All
SCE | K_thru_12_School | Wall_insul-Ret | All
SCE | Large_Office | Outdoor Lt | All
SCE | College_University | Wall_insul-Ret | All
SCE | Hospital | Wall_insul-Ret | All
SCE | Non-Refrig._Warehouse | Outdoor Lt | All
SCE | Refrigerated_Warehouse | New_HtPmp-Ret | All
SCE | Large_Retail_Store | Outdoor Lt | All
SCE | Non-Refrig._Warehouse | New_HtPmp-Ret | All
SCE | Large_Office | Occupancy Sensor | All
SCE | Small_Retail_Store | Occupancy Sensor | All
SCE | Large_Retail_Store | Reduce_Cooling_Load-Ret | All
SCE | Large_Retail_Store | Occupancy Sensor | All
SCE | Non-Refrig._Warehouse | Occupancy Sensor | All
SCE | K_thru_12_School | Occupancy Sensor | All
SCE | School | Pool HtPmp | All
SCE | Small_Retail_Store | Outdoor Lt | All
SCE | K_thru_12_School | Pool HtPmp | All
SCE | Hotel_Motel | Outdoor Lt | All
SCE | Large_Office | Perimter Lt Control | All
SCE | K_thru_12_School | Outdoor Lt | All
SCE | Hotel_Motel | Wall_insul-Ret | All
SCE | Food_Store | Reduce_Cooling_Load-Ret | All
SCE | Large_Office | Reduce_Cooling_Load-Ret | All
SCE | Small_Retail_Store | Perimter Lt Control | All
SCE | Large_Retail_Store | Perimter Lt Control | All
SCE | Small_Office | Occupancy Sensor | All
SCE | Res | DEER:RefgFrzr_Recyc-Conditioned | 8
SCE | College_University | Pool HtPmp | All
SCE | Trans_Comm_Util | Occupancy Sensor | All
SCE | Trans_Comm_Util | Pool HtPmp | All
SCE | Industrial | Pool HtPmp | All
SCE | Grocery_Store | Perimter Lt Control | All
SCE | Misc._Commercial | Pool HtPmp | All
SCE | Hotel_Motel | Occupancy Sensor | All
SCE | Restaurant | Perimter Lt Control | All
SCE | Res | DEER:RefgFrzr_Recyc-Conditioned | 9
SCE | Trans_Comm_Util | Wall_insul-Ret | All
SCE | Misc._Commercial | Wall_insul-Ret | All
SCE | Res | DEER:RefgFrzr_Recyc-Conditioned | 10
SCE | Medical_Clinic | Wall_insul-Ret | All
SCE | Medical_Clinic | Pool HtPmp | All
SCE | College_University | Reduce_Cooling_Load-Ret | All
SCE | Trans_Comm_Util | Reduce_Cooling_Load-Ret | All
SCE | Hotel_Motel | Reduce_Cooling_Load-Ret | All
SCE | Res | DEER:RefgFrzr_Recyc-Conditioned | 13
SCE | Agricultural | Pool HtPmp | All
SCE | Misc._Commercial | Reduce_Cooling_Load-Ret | All
SCE | Agricultural | Outdoor Lt | All
SCE | Industrial | Outdoor Lt | All
SCE | Agricultural | Occupancy Sensor | All
SCE | Misc._Commercial | Occupancy Sensor | All
SCE | Misc._Commercial | Outdoor Lt | All
SCE | Trans_Comm_Util | Outdoor Lt | All
SCE | Hospital | Pool HtPmp | All
SCE | Non-Refrig._Warehouse | Reduce_Cooling_Load-Ret | All
SCE | Large_Retail_Store | DHW HtPmp | All
SCE | Fast_Food_Restaurant | Perimter Lt Control | All
SCE | Sit_Down_Restaurant | Perimter Lt Control | All
SCE | Food_Store | Perimter Lt Control | All
SCE | Storage_Building | Perimter Lt Control | All
SCE | Non-Refrig._Warehouse | Perimter Lt Control | All
SCE | Assembly | Pool HtPmp | All
SCE | Misc._Commercial | Frig Barrier | All
SCE | Small_Office | DayLt & Controls | All
SCE | Small_Retail_Store | DayLt & Controls | All
SCE | Res | DEER:RefgFrzr_Recyc-Conditioned | 16
SCE | Res | DEER:RefgFrzr_Recyc-Conditioned | 15
SCE | Large_Office | DayLt & Controls | All
SCE | Large_Retail_Store | DayLt & Controls | All
SCE | Misc._Commercial | Commercial Whole Building | All
SCE | Agricultural | Ag & Water Pumping | All
SCE | Hotel_Motel | Perimter Lt Control | All
SCE | Medical_Clinic | Perimter Lt Control | All
SCE | Industrial | Industrial | All
SCE | Refrigerated_Warehouse | Perimter Lt Control | All
SCE | Industrial | Occupancy Sensor | All
SCE | Grocery_Store | DayLt & Controls | All
SCE | Industrial | Reduce_Cooling_Load-Ret | All
SCE | Agricultural | Reduce_Cooling_Load-Ret | All
SCE | Residential | Refrig-RC | All
SCE | K_thru_12_School | Perimter Lt Control | All
SCE | Large_Retail_Store | Refrigeration | All
SCE | Large_Office | DHW HtPmp | All
SCE | Res | DEER:RefgFrzr_Recyc-UnConditioned | 8
SCE | Food_Store | DHW HtPmp | All
SCE | Small_Office | IndoorLt | All
SCE | Small_Office | Refrigeration | All
SCE | Food_Store | Lower_Cond_temp-Ret | All
SCE | Res | DEER:RefgFrzr_Recyc-UnConditioned | 9
SCE | Large_Office | Refrigeration | All
SCE | Res | DEER:RefgFrzr_Recyc-UnConditioned | 6
SCE | Sit_Down_Restaurant | DHW HtPmp | All
SCE | Small_Retail_Store | Refrigeration | All
SCE | Residential | AC_Cooling-RC | All
SCE | Res | DEER:RefgFrzr_Recyc-Conditioned | 14
SCE | College_University | Perimter Lt Control | All
SCE | Grocery_Store | Refrigeration | All
SCE | Trans_Comm_Util | Perimter Lt Control | All
SCE | Res | DEER:RefgFrzr_Recyc-UnConditioned | 13
SCE | School | Perimter Lt Control | All
SCE | Assembly | Perimter Lt Control | All
SCE | Large_Office | IndoorLt | All
SCE | Small_Office | DHW HtPmp | All
SCE | Small_Retail_Store | DHW HtPmp | All
SCE | Restaurant | DayLt & Controls | All
SCE | Storage_Building | DHW HtPmp | All
SCE | Restaurant | IndoorLt | All
SCE | Non-Refrig._Warehouse | DHW HtPmp | All
SCE | Residential | HeatPump_WtrHt-RC | All
SCE | Fast_Food_Restaurant | DHW HtPmp | All
SCE | Fast_Food_Restaurant | DayLt & Controls | All
SCE | Res | DEER:RefgFrzr_Recyc-UnConditioned | 10
SCE | Food_Store | DayLt & Controls | All
SCE | Res | DEER:RefgFrzr_Recyc-UnConditioned | 14
SCE | Residential | HorizAxisClothesWasher-RC | All
SCE | Res | DEER:RefgFrzr_Recyc-Conditioned | SYSTEM
SCE | Grocery_Store | DHW HtPmp | All
SCE | Res | DEER:RefgFrzr_Recyc-UnConditioned | 15
SCE | Storage_Building | DayLt & Controls | All
SCE | Residential | Residential Pool Pumps | All
SCE | Res | DEER:Indoor_CFL_Ltg | 6
SCE | Refrigerated_Warehouse | DHW HtPmp | All
SCE | Refrigerated_Warehouse | Refrigeration | All
SCE | Res | DEER:RefgFrzr_Recyc-UnConditioned | SYSTEM
SCE | Restaurant | Refrigeration | All
SCE | Fast_Food_Restaurant | Refrigeration | All
SCE | Medical_Clinic | DHW HtPmp | All
SCE | Sit_Down_Restaurant | Refrigeration | All
SCE | Storage_Building | Refrigeration | All
SCE | Refrigerated_Warehouse | DayLt & Controls | All
SCE | Hotel_Motel | DHW HtPmp | All
SCE | Misc._Commercial | Perimter Lt Control | All
SCE | Hotel_Motel | DayLt & Controls | All
SCE | Res | DEER:RefgFrzr_Recyc-UnConditioned | 16
SCE | School | DHW HtPmp | All
SCE | Non-Refrig._Warehouse | Refrigeration | All
SCE | Restaurant | DHW HtPmp | All
SCE | Small_Retail_Store | IndoorLt | All
SCE | Refrigerated_Warehouse | IndoorLt | All
SCE | Res | DEER:HVAC_Eff_AC | 6
SCE | Residential | HeatPump_Heating_Only-RC | All
SCE | Residential | HeatPump_ThroughWall-RC | All
SCE | Food_Store | Refrigeration | All
SCE | Non-Refrig._Warehouse | IndoorLt | All
SCE | Large_Retail_Store | IndoorLt | All
SCE | K_thru_12_School | IndoorLt | All
SCE | Res | DEER:HVAC_Eff_AC | 13
SCE | K_thru_12_School | DHW HtPmp | All
SCE | Non-Refrig._Warehouse | DayLt & Controls | All
SCE | Medical_Clinic | DayLt & Controls | All
SCE | Agricultural | Perimter Lt Control | All
SCE | Large_Office | Pool HtPmp | All
SCE | Food_Store | IndoorLt | All
SCE | Res | DEER:HVAC_Eff_AC | 8
SCE | Hospital | Perimter Lt Control | All
SCE | Residential | CFL-RC | All
SCE | Res | DEER:Indoor_CFL_Ltg | 8
SCE | College_University | DayLt & Controls | All
SCE | Small_Office | Pool HtPmp | All
SCE | College_University | Refrigeration | All
SCE | Res | DEER:HVAC_Eff_AC | 14
SCE | K_thru_12_School | Refrigeration | All
SCE | School | DayLt & Controls | All
SCE | K_thru_12_School | DayLt & Controls | All
SCE | Res | DEER:HVAC_Eff_AC | 10
SCE | Small_Retail_Store | Pool HtPmp | All
SCE | Res | DEER:HVAC_Eff_AC | 15
SCE | Medical_Clinic | Refrigeration | All
SCE | Res | DEER:Indoor_CFL_Ltg | 10
SCE | School | Refrigeration | All
SCE | College_University | DHW HtPmp | All
SCE | Sit_Down_Restaurant | DayLt & Controls | All
SCE | Industrial | Perimter Lt Control | All
SCE | Trans_Comm_Util | DHW HtPmp | All
SCE | College_University | IndoorLt | All
SCE | Assembly | DayLt & Controls | All
SCE | Large_Retail_Store | Pool HtPmp | All
SCE | Res | DEER:Indoor_CFL_Ltg | 13
SCE | Hotel_Motel | IndoorLt | All
SCE | Res | DEER:HVAC_Eff_AC | 16
SCE | Trans_Comm_Util | DayLt & Controls | All
SCE | Res | DEER:HVAC_Eff_HP | 9
SCE | Res | DEER:HVAC_Eff_AC | SYSTEM
SCE | Misc._Commercial | DHW HtPmp | All
SCE | Hospital | IndoorLt | All
SCE | Res | DEER:HVAC_Eff_HP | 10
SCE | Res | DEER:HVAC_Eff_HP | 8
SCE | Res | DEER:Indoor_CFL_Ltg | 14
SCE | Restaurant | Pool HtPmp | All
SCE | Industrial | DayLt & Controls | All
SCE | Res | DEER:RefgFrzr_HighEff | 6
SCE | Food_Store | Pool HtPmp | All
SCE | Agricultural | DHW HtPmp | All
SCE | Hospital | DHW HtPmp | All
SCE | Hotel_Motel | Refrigeration | All
SCE | Assembly | Refrigeration | All
SCE | Assembly | DHW HtPmp | All
SCE | Res | DEER:HVAC_Eff_AC | 9
SCE | Grocery_Store | Pool HtPmp | All
SCE | Res | DEER:Indoor_CFL_Ltg | 16
SCE | Misc._Commercial | DayLt & Controls | All
SCE | Misc._Commercial | Refrigeration | All
SCE | Trans_Comm_Util | Refrigeration | All
SCE | Res | DEER:Indoor_CFL_Ltg | 15
SCE | Hospital | DayLt & Controls | All
SCE | Misc._Commercial | IndoorLt | All
SCE | Agricultural | DayLt & Controls | All
SCE | Industrial | Refrigeration | All
SCE | Agricultural | Refrigeration | All
SCE | Sit_Down_Restaurant | Pool HtPmp | All
SCE | Trans_Comm_Util | IndoorLt | All
SCE | Res | DEER:RefgFrzr_HighEff | 8
SCE | Small_Office | Perimter Lt Control | All
SCE | Res | DEER:Indoor_CFL_Ltg | SYSTEM
SCE | Res | DEER:RefgFrzr_HighEff | 9
SCE | Industrial | IndoorLt | All
SCE | Agricultural | IndoorLt | All
SCE | Refrigerated_Warehouse | Pool HtPmp | All
SCE | Medical_Clinic | IndoorLt | All
SCE | Res | DEER:HVAC_Duct_Sealing | 10
SCE | Res | DEER:Indoor_CFL_Ltg | 9
SCE | Res | DEER:HVAC_Eff_HP | 6
SCE | Industrial | DHW HtPmp | All
SCE | Non_Res | DEER:HVAC_Split-Package_AC | 14
SCE | Res | DEER:HVAC_Duct_Sealing | 14
SCE | Non_Res | DEER:HVAC_Split-Package_AC | 15
SCE | Res | DEER:RefgFrzr_HighEff | 13
SCE | Non-Refrig._Warehouse | Pool HtPmp | All
SCE | Res | DEER:HVAC_Eff_HP | 13
SCE | Res | DEER:RefgFrzr_HighEff | 10
SCE | Res | DEER:HVAC_Eff_HP | 14
SCE | Res | DEER:HVAC_Eff_HP | 15
SCE | Small_Office | Outdoor Lt | All
SCE | Hotel_Motel | Pool HtPmp | All
SCE | Non_Res | DEER:Indoor_CFL_Ltg | 14
SCE | Non_Res | DEER:Indoor_CFL_Ltg | 15
SCE | Res | DEER:HVAC_Eff_HP | SYSTEM
SCE | Non_Res | DEER:Indoor_CFL_Ltg | 13
SCE | Res | DEER:HVAC_Duct_Sealing | 6
SCE | Res | DEER:RefgFrzr_HighEff | 14
SCE | Res | DEER:HVAC_Duct_Sealing | 8
SCE | Res | DEER:HVAC_Duct_Sealing | 9
SCE | Non_Res | DEER:Indoor_CFL_Ltg | 16
SCE | Hospital | Refrigeration | All
SCE | Fast_Food_Restaurant | Pool HtPmp | All
SCE | Storage_Building | Pool HtPmp | All
SCE | Res | DEER:HVAC_Duct_Sealing | 15
SCE | Non_Res | DEER:Indoor_CFL_Ltg | SYSTEM
SCE | Res | DEER:HVAC_Duct_Sealing | SYSTEM
SCE | Res | DEER:RefgFrzr_HighEff | 16
SCE | Res | DEER:RefgFrzr_Recyc-Conditioned | 6
SCE | Non_Res | DEER:HVAC_Split-Package_AC | SYSTEM
SCE | Res | DEER:RefgFrzr_HighEff | SYSTEM
SCE | Non_Res | DEER:Indoor_Non-CFL_Ltg | 6
SCE | Res | DEER:HVAC_Duct_Sealing | 16
SCE | Non_Res | DEER:Indoor_Non-CFL_Ltg | 8
SCE | Non_Res | DEER:Indoor_Non-CFL_Ltg | 9
SCE | Non_Res | DEER:Indoor_Non-CFL_Ltg | 10
SCE | Non_Res | DEER:Indoor_Non-CFL_Ltg | 13
SCE | Non_Res | DEER:HVAC_Duct_Sealing | 6
SCE | Res | DEER:HVAC_Duct_Sealing | 13
SCE | Non_Res | DEER:HVAC_Duct_Sealing | 8
SCE | Res | DEER:HVAC_Refrig_Charge | 8
SCE | Res | DEER:HVAC_Refrig_Charge | 10
SCE | Non_Res | DEER:HVAC_Duct_Sealing | 10
SCE | Non_Res | DEER:Indoor_Non-CFL_Ltg | 15
SCE | Res | DEER:HVAC_Refrig_Charge | 9
SCE | Non_Res | DEER:HVAC_Duct_Sealing | 13
SCE | Res | DEER:HVAC_Refrig_Charge | 13
SCE | Non_Res | DEER:HVAC_Duct_Sealing | 14
SCE | Res | DEER:HVAC_Eff_HP | 16
SCE | Res | DEER:HVAC_Refrig_Charge | 14
SCE | Res | DEER:HVAC_Refrig_Charge | 15
SCE | Non_Res | DEER:HVAC_Split-Package_AC | 16
SCE | Non_Res | DEER:Indoor_Non-CFL_Ltg | 16
SCE | Non_Res | DEER:HVAC_Chillers | 8
SCE | Res | DEER:Refg_Chrg_Duct_Seal | 9
SCE | Res | DEER:HVAC_Refrig_Charge | SYSTEM
SCE | Non_Res | DEER:HVAC_Duct_Sealing | 16
SCE | Non_Res | DEER:HVAC_Duct_Sealing | 15
SCE | Non_Res | DEER:HVAC_Duct_Sealing | SYSTEM
SCE | Non_Res | DEER:HVAC_Chillers | 9
SCE | Res | DEER:Refg_Chrg_Duct_Seal | 6
SCE | Res | DEER:RefgFrzr_HighEff | 15
SCE | Non_Res | DEER:HVAC_Chillers | 10
SCE | Non_Res | DEER:HVAC_Split-Package_HP | 8
SCE | Non_Res | DEER:HVAC_Split-Package_HP | 6
SCE | Res | DEER:HVAC_Refrig_Charge | 6
SCE | Res | DEER:Refg_Chrg_Duct_Seal | 14
SCE | Non_Res | DEER:HVAC_Chillers | 6
SCE | Res | DEER:Refg_Chrg_Duct_Seal | 8
SCE | Res | DEER:Refg_Chrg_Duct_Seal | 10
SCE | Res | DEER:Refg_Chrg_Duct_Seal | 13
SCE | Non_Res | DEER:HVAC_Chillers | 13
SCE | Non_Res | DEER:HVAC_Chillers | 14
SCE | Non_Res | DEER:HVAC_Chillers | 15
SCE | Non_Res | DEER:HVAC_Chillers | SYSTEM
SCE | Res | DEER:Refg_Chrg_Duct_Seal | 16
SCE | Res | DEER:Refg_Chrg_Duct_Seal | 15
SCE | Non_Res | DEER:HVAC_Split-Package_HP | 10
SCE | Non_Res | DEER:HVAC_Split-Package_HP | 9
SCE | Non_Res | DEER:HVAC_Split-Package_HP | 13
SCE | Non_Res | DEER:HVAC_Chillers | 16
SCE | Res | DEER:Refg_Chrg_Duct_Seal | SYSTEM
SCE | Res | DEER:RefgFrzr_Recycling | 8
SCE | Non_Res | DEER:HVAC_Refrig_Charge | 6
SCE | Non_Res | DEER:HVAC_Refrig_Charge | 8
SCE | Res | DEER:RefgFrzr_Recycling | 6
SCE | Non_Res | DEER:HVAC_Split-Package_HP | 15
SCE | Non_Res | DEER:HVAC_Split-Package_HP | 14
SCE | Non_Res | DEER:Indoor_Non-CFL_Ltg | 14
SCE | Non_Res | DEER:HVAC_Duct_Sealing | 9
SCE | Res | DEER:RefgFrzr_Recycling | 9
SCE | Res | DEER:RefgFrzr_Recycling | 10
SCE | Non_Res | DEER:HVAC_Split-Package_HP | 16
SCE | Res | DEER:RefgFrzr_Recycling | 14
SCE | Non_Res | DEER:HVAC_Refrig_Charge | 13
SCE | Non_Res | DEER:HVAC_Refrig_Charge | 16
SCE | Res | DEER:RefgFrzr_Recycling | 13
SCE | Non_Res | DEER:HVAC_Refrig_Charge | 9
SCE | Non_Res | DEER:HVAC_Refrig_Charge | 10
SCE | Non_Res | DEER:HVAC_Split-Package_HP | SYSTEM
SCE | Non_Res | DEER:HVAC_Refrig_Charge | 14
SCE | Non_Res | DEER:Indoor_Non-CFL_Ltg | SYSTEM
SCE | Res | DEER:HVAC_Refrig_Charge | 16
SCE | Non_Res | DEER:HVAC_Refrig_Charge | 15
SCE | Non_Res | DEER:HVAC_Split-Package_AC | 8
SCE | Non_Res | DEER:HVAC_Refrig_Charge | SYSTEM
SCE | Res | DEER:RefgFrzr_Recycling | 16
SCE | Non_Res | DEER:Indoor_CFL_Ltg | 8
SCE | Res | DEER:RefgFrzr_Recycling | SYSTEM
SCE | Non_Res | DEER:Indoor_CFL_Ltg | 9
SCE | Non_Res | DEER:Indoor_CFL_Ltg | 6
SCE | Non_Res | DEER:HVAC_Split-Package_AC | 9
SCE | Res | DEER:RefgFrzr_Recycling | 15
SCE | Non_Res | DEER:HVAC_Split-Package_AC | 6
SCE | Non_Res | DEER:Indoor_CFL_Ltg | 10
SCE | Non_Res | DEER:HVAC_Split-Package_AC | 13
SCE | Non_Res | DEER:HVAC_Split-Package_AC | 10
SCE | Assembly | Lighting-NC | 15
SCE | Assembly | Lighting-NC | 16
SCE | Assembly | Lighting-NC | SYSTEM
SCE | College_University | Lighting-NC | 6
SCE | College_University | Lighting-NC | 8
SCE | College_University | Lighting-NC | 9
SCE | College_University | Lighting-NC | 10
SCE | College_University | Lighting-NC | 13
SCE | College_University | Lighting-NC | 14
SCE | College_University | Lighting-NC | 15
SCE | College_University | Lighting-NC | 16
SCE | College_University | Lighting-NC | SYSTEM
SCE | Fast_Food_Restaurant | Lighting-NC | 6
SCE | Fast_Food_Restaurant | Lighting-NC | 8
SCE | Fast_Food_Restaurant | Lighting-NC | 9
SCE | Fast_Food_Restaurant | Lighting-NC | 10
SCE | Fast_Food_Restaurant | Lighting-NC | 13
SCE | Fast_Food_Restaurant | Lighting-NC | 14
SCE | Fast_Food_Restaurant | Lighting-NC | 15
SCE | Fast_Food_Restaurant | Lighting-NC | 16
SCE | Fast_Food_Restaurant | Lighting-NC | SYSTEM
SCE | Grocery_Store | Lighting-NC | 6
SCE | Grocery_Store | Lighting-NC | 8
SCE | Grocery_Store | Lighting-NC | 9
SCE | Grocery_Store | Lighting-NC | 10
SCE | Grocery_Store | Lighting-NC | 13
SCE | Grocery_Store | Lighting-NC | 14
SCE | Grocery_Store | Lighting-NC | 15
SCE | Grocery_Store | Lighting-NC | 16
SCE | Grocery_Store | Lighting-NC | SYSTEM
SCE | Hospital | Lighting-NC | 6
SCE | Hospital | Lighting-NC | 8
SCE | Hospital | Lighting-NC | 9
SCE | Hospital | Lighting-NC | 10
SCE | Hospital | Lighting-NC | 13
SCE | Hospital | Lighting-NC | 14
SCE | Hospital | Lighting-NC | 15
SCE | Hospital | Lighting-NC | 16
SCE | Hospital | Lighting-NC | SYSTEM
SCE | Hotel_Motel | Lighting-NC | 6
SCE | Hotel_Motel | Lighting-NC | 8
SCE | Hotel_Motel | Lighting-NC | 9
SCE | Hotel_Motel | Lighting-NC | 10
SCE | Hotel_Motel | Lighting-NC | 13
SCE | Hotel_Motel | Lighting-NC | 14
SCE | Hotel_Motel | Lighting-NC | 15
SCE | Hotel_Motel | Lighting-NC | 16
SCE | Hotel_Motel | Lighting-NC | SYSTEM
SCE | Large_Office | Lighting-NC | 6
SCE | Large_Office | Lighting-NC | 8
SCE | Large_Office | Lighting-NC | 9
SCE | Large_Office | Lighting-NC | 10
SCE | Large_Office | Lighting-NC | 13
SCE | Large_Office | Lighting-NC | 14
SCE | Large_Office | Lighting-NC | 15
SCE | Large_Office | Lighting-NC | 16
SCE | Large_Office | Lighting-NC | SYSTEM
SCE | Large_Retail_Store | Lighting-NC | 6
SCE | Large_Retail_Store | Lighting-NC | 8
SCE | Large_Retail_Store | Lighting-NC | 9
SCE | Large_Retail_Store | Lighting-NC | 10
SCE | Large_Retail_Store | Lighting-NC | 13
SCE | Large_Retail_Store | Lighting-NC | 14
SCE | Large_Retail_Store | Lighting-NC | 15
SCE | Large_Retail_Store | Lighting-NC | 16
SCE | Large_Retail_Store | Lighting-NC | SYSTEM
SCE | School | Lighting-NC | 6
SCE | School | Lighting-NC | 8
SCE | School | Lighting-NC | 9
SCE | School | Lighting-NC | 10
SCE | School | Lighting-NC | 13
SCE | School | Lighting-NC | 14
SCE | School | Lighting-NC | 15
SCE | School | Lighting-NC | 16
SCE | School | Lighting-NC | SYSTEM
SCE | Sit_Down_Restaurant | Lighting-NC | 6
SCE | Sit_Down_Restaurant | Lighting-NC | 8
SCE | Sit_Down_Restaurant | Lighting-NC | 9
SCE | Sit_Down_Restaurant | Lighting-NC | 10
SCE | Sit_Down_Restaurant | Lighting-NC | 13
SCE | Sit_Down_Restaurant | Lighting-NC | 14
SCE | Sit_Down_Restaurant | Lighting-NC | 15
SCE | Sit_Down_Restaurant | Lighting-NC | 16
SCE | Sit_Down_Restaurant | Lighting-NC | SYSTEM
SCE | Small_Office | Lighting-NC | 6
SCE | Small_Office | Lighting-NC | 8
SCE | Small_Office | Lighting-NC | 9
SCE | Small_Office | Lighting-NC | 10
SCE | Small_Office | Lighting-NC | 13
SCE | Small_Office | Lighting-NC | 14
SCE | Small_Office | Lighting-NC | 15
SCE | Small_Office | Lighting-NC | 16
SCE | Small_Office | Lighting-NC | SYSTEM
SCE | Small_Retail_Store | Lighting-NC | 6
SCE | Small_Retail_Store | Lighting-NC | 8
SCE | Small_Retail_Store | Lighting-NC | 9
SCE | Small_Retail_Store | Lighting-NC | 10
SCE | Small_Retail_Store | Lighting-NC | 13
SCE | Small_Retail_Store | Lighting-NC | 14
SCE | Small_Retail_Store | Lighting-NC | 15
SCE | Small_Retail_Store | Lighting-NC | 16
SCE | Small_Retail_Store | Lighting-NC | SYSTEM
SCE | Storage_Building | Lighting-NC | 6
SCE | Storage_Building | Lighting-NC | 8
SCE | Storage_Building | Lighting-NC | 9
SCE | Storage_Building | Lighting-NC | 10
SCE | Storage_Building | Lighting-NC | 13
SCE | Storage_Building | Lighting-NC | 14
SCE | Storage_Building | Lighting-NC | 15
SCE | Storage_Building | Lighting-NC | 16
SCE | Storage_Building | Lighting-NC | SYSTEM
SCE | Assembly | Hi_Perf_Glass-NC | 6
SCE | Assembly | Hi_Perf_Glass-NC | 8
SCE | Assembly | Hi_Perf_Glass-NC | 9
SCE | Assembly | Hi_Perf_Glass-NC | 10
SCE | Assembly | Hi_Perf_Glass-NC | 13
SCE | Assembly | Hi_Perf_Glass-NC | 14
SCE | Assembly | Hi_Perf_Glass-NC | 15
SCE | Assembly | Hi_Perf_Glass-NC | 16
SCE | Assembly | Hi_Perf_Glass-NC | SYSTEM
SCE | College_University | Hi_Perf_Glass-NC | 6
SCE | College_University | Hi_Perf_Glass-NC | 8
SCE | College_University | Hi_Perf_Glass-NC | 9
SCE | College_University | Hi_Perf_Glass-NC | 10
SCE | College_University | Hi_Perf_Glass-NC | 13
SCE | College_University | Hi_Perf_Glass-NC | 14
SCE | College_University | Hi_Perf_Glass-NC | 15
SCE | College_University | Hi_Perf_Glass-NC | 16
SCE | College_University | Hi_Perf_Glass-NC | SYSTEM
SCE | Fast_Food_Restaurant | Hi_Perf_Glass-NC | 6
SCE | Fast_Food_Restaurant | Hi_Perf_Glass-NC | 8
SCE | Fast_Food_Restaurant | Hi_Perf_Glass-NC | 9
SCE | Fast_Food_Restaurant | Hi_Perf_Glass-NC | 10
SCE | Fast_Food_Restaurant | Hi_Perf_Glass-NC | 13
SCE | Fast_Food_Restaurant | Hi_Perf_Glass-NC | 14
SCE | Fast_Food_Restaurant | Hi_Perf_Glass-NC | 15
SCE | Fast_Food_Restaurant | Hi_Perf_Glass-NC | 16
SCE | Fast_Food_Restaurant | Hi_Perf_Glass-NC | SYSTEM
SCE | Grocery_Store | Hi_Perf_Glass-NC | 6
SCE | Grocery_Store | Hi_Perf_Glass-NC | 8
SCE | Grocery_Store | Hi_Perf_Glass-NC | 9
SCE | Grocery_Store | Hi_Perf_Glass-NC | 10
SCE | Grocery_Store | Hi_Perf_Glass-NC | 13
SCE | Grocery_Store | Hi_Perf_Glass-NC | 14
SCE | Grocery_Store | Hi_Perf_Glass-NC | 15
SCE | Grocery_Store | Hi_Perf_Glass-NC | 16
SCE | Grocery_Store | Hi_Perf_Glass-NC | SYSTEM
SCE | Hospital | Hi_Perf_Glass-NC | 6
SCE | Hospital | Hi_Perf_Glass-NC | 8
SCE | Hospital | Hi_Perf_Glass-NC | 9
SCE | Hospital | Hi_Perf_Glass-NC | 10
SCE | Hospital | Hi_Perf_Glass-NC | 13
SCE | Hospital | Hi_Perf_Glass-NC | 14
SCE | Hospital | Hi_Perf_Glass-NC | 15
SCE | Hospital | Hi_Perf_Glass-NC | 16
SCE | Hospital | Hi_Perf_Glass-NC | SYSTEM
SCE | Large_Office | Hi_Perf_Glass-NC | 6
SCE | Large_Office | Hi_Perf_Glass-NC | 8
SCE | Large_Office | Hi_Perf_Glass-NC | 9
SCE | Large_Office | Hi_Perf_Glass-NC | 10
SCE | Large_Office | Hi_Perf_Glass-NC | 13
SCE | Large_Office | Hi_Perf_Glass-NC | 14
SCE | Large_Office | Hi_Perf_Glass-NC | 15
SCE | Large_Office | Hi_Perf_Glass-NC | 16
SCE | Large_Office | Hi_Perf_Glass-NC | SYSTEM
SCE | School | Hi_Perf_Glass-NC | 6
SCE | School | Hi_Perf_Glass-NC | 8
SCE | School | Hi_Perf_Glass-NC | 9
SCE | School | Hi_Perf_Glass-NC | 10
SCE | School | Hi_Perf_Glass-NC | 13
SCE | School | Hi_Perf_Glass-NC | 14
SCE | School | Hi_Perf_Glass-NC | 15
SCE | School | Hi_Perf_Glass-NC | 16
SCE | School | Hi_Perf_Glass-NC | SYSTEM
SCE | Sit_Down_Restaurant | Hi_Perf_Glass-NC | 6
SCE | Sit_Down_Restaurant | Hi_Perf_Glass-NC | 8
SCE | Sit_Down_Restaurant | Hi_Perf_Glass-NC | 9
SCE | Sit_Down_Restaurant | Hi_Perf_Glass-NC | 10
SCE | Sit_Down_Restaurant | Hi_Perf_Glass-NC | 13
SCE | Sit_Down_Restaurant | Hi_Perf_Glass-NC | 14
SCE | Sit_Down_Restaurant | Hi_Perf_Glass-NC | 15
SCE | Sit_Down_Restaurant | Hi_Perf_Glass-NC | 16
SCE | Sit_Down_Restaurant | Hi_Perf_Glass-NC | SYSTEM
SCE | Small_Office | Hi_Perf_Glass-NC | 6
SCE | Small_Office | Hi_Perf_Glass-NC | 8
SCE | Small_Office | Hi_Perf_Glass-NC | 9
SCE | Small_Office | Hi_Perf_Glass-NC | 10
SCE | Small_Office | Hi_Perf_Glass-NC | 13
SCE | Small_Office | Hi_Perf_Glass-NC | 14
SCE | Small_Office | Hi_Perf_Glass-NC | 15
SCE | Small_Office | Hi_Perf_Glass-NC | 16
SCE | Small_Office | Hi_Perf_Glass-NC | SYSTEM
SCE | Assembly | Lo_Gain_Wndw-NC | 6
SCE | Assembly | Lo_Gain_Wndw-NC | 8
SCE | Assembly | Lo_Gain_Wndw-NC | 9
SCE | Assembly | Lo_Gain_Wndw-NC | 10
SCE | Assembly | Lo_Gain_Wndw-NC | 13
SCE | Assembly | Lo_Gain_Wndw-NC | 14
SCE | Assembly | Lo_Gain_Wndw-NC | 15
SCE | Assembly | Lo_Gain_Wndw-NC | 16
SCE | Assembly | Lo_Gain_Wndw-NC | SYSTEM
SCE | College_University | Lo_Gain_Wndw-NC | 6
SCE | College_University | Lo_Gain_Wndw-NC | 8
SCE | College_University | Lo_Gain_Wndw-NC | 9
SCE | College_University | Lo_Gain_Wndw-NC | 10
SCE | College_University | Lo_Gain_Wndw-NC | 13
SCE | College_University | Lo_Gain_Wndw-NC | 14
SCE | College_University | Lo_Gain_Wndw-NC | 15
SCE | College_University | Lo_Gain_Wndw-NC | 16
SCE | College_University | Lo_Gain_Wndw-NC | SYSTEM
SCE | Fast_Food_Restaurant | Lo_Gain_Wndw-NC | 6
SCE | Fast_Food_Restaurant | Lo_Gain_Wndw-NC | 8
SCE | Fast_Food_Restaurant | Lo_Gain_Wndw-NC | 9
SCE | Fast_Food_Restaurant | Lo_Gain_Wndw-NC | 10
SCE | Fast_Food_Restaurant | Lo_Gain_Wndw-NC | 13
SCE | Fast_Food_Restaurant | Lo_Gain_Wndw-NC | 14
SCE | Fast_Food_Restaurant | Lo_Gain_Wndw-NC | 15
SCE | Fast_Food_Restaurant | Lo_Gain_Wndw-NC | 16
SCE | Fast_Food_Restaurant | Lo_Gain_Wndw-NC | SYSTEM
SCE | Grocery_Store | Lo_Gain_Wndw-NC | 6
SCE | Grocery_Store | Lo_Gain_Wndw-NC | 8
SCE | Grocery_Store | Lo_Gain_Wndw-NC | 9
SCE | Grocery_Store | Lo_Gain_Wndw-NC | 10
SCE | Grocery_Store | Lo_Gain_Wndw-NC | 13
SCE | Grocery_Store | Lo_Gain_Wndw-NC | 14
SCE | Grocery_Store | Lo_Gain_Wndw-NC | 15
SCE | Grocery_Store | Lo_Gain_Wndw-NC | 16
SCE | Grocery_Store | Lo_Gain_Wndw-NC | SYSTEM
SCE | Hospital | Lo_Gain_Wndw-NC | 6
SCE | Hospital | Lo_Gain_Wndw-NC | 8
SCE | Hospital | Lo_Gain_Wndw-NC | 9
SCE | Hospital | Lo_Gain_Wndw-NC | 10
SCE | Hospital | Lo_Gain_Wndw-NC | 13
SCE | Hospital | Lo_Gain_Wndw-NC | 14
SCE | Hospital | Lo_Gain_Wndw-NC | 15
SCE | Hospital | Lo_Gain_Wndw-NC | 16
SCE | Hospital | Lo_Gain_Wndw-NC | SYSTEM
SCE | Large_Office | Lo_Gain_Wndw-NC | 6
SCE | Large_Office | Lo_Gain_Wndw-NC | 8
SCE | Large_Office | Lo_Gain_Wndw-NC | 9
SCE | Large_Office | Lo_Gain_Wndw-NC | 10
SCE | Large_Office | Lo_Gain_Wndw-NC | 13
SCE | Large_Office | Lo_Gain_Wndw-NC | 14
SCE | Large_Office | Lo_Gain_Wndw-NC | 15
SCE | Large_Office | Lo_Gain_Wndw-NC | 16
SCE | Large_Office | Lo_Gain_Wndw-NC | SYSTEM
SCE | School | Lo_Gain_Wndw-NC | 6
SCE | School | Lo_Gain_Wndw-NC | 8
SCE | School | Lo_Gain_Wndw-NC | 9
SCE | School | Lo_Gain_Wndw-NC | 10
SCE | School | Lo_Gain_Wndw-NC | 13
SCE | School | Lo_Gain_Wndw-NC | 14
SCE | School | Lo_Gain_Wndw-NC | 15
SCE | School | Lo_Gain_Wndw-NC | 16
SCE | School | Lo_Gain_Wndw-NC | SYSTEM
SCE | Sit_Down_Restaurant | Lo_Gain_Wndw-NC | 6
SCE | Sit_Down_Restaurant | Lo_Gain_Wndw-NC | 8
SCE | Sit_Down_Restaurant | Lo_Gain_Wndw-NC | 9
SCE | Sit_Down_Restaurant | Lo_Gain_Wndw-NC | 10
SCE | Sit_Down_Restaurant | Lo_Gain_Wndw-NC | 13
SCE | Sit_Down_Restaurant | Lo_Gain_Wndw-NC | 14
SCE | Sit_Down_Restaurant | Lo_Gain_Wndw-NC | 15
SCE | Sit_Down_Restaurant | Lo_Gain_Wndw-NC | 16
SCE | Sit_Down_Restaurant | Lo_Gain_Wndw-NC | SYSTEM
SCE | Small_Office | Lo_Gain_Wndw-NC | 6
SCE | Small_Office | Lo_Gain_Wndw-NC | 8
SCE | Small_Office | Lo_Gain_Wndw-NC | 9
SCE | Small_Office | Lo_Gain_Wndw-NC | 10
SCE | Small_Office | Lo_Gain_Wndw-NC | 13
SCE | Small_Office | Lo_Gain_Wndw-NC | 14
SCE | Small_Office | Lo_Gain_Wndw-NC | 15
SCE | Small_Office | Lo_Gain_Wndw-NC | 16
SCE | Small_Office | Lo_Gain_Wndw-NC | SYSTEM
SCE | Assembly | Wtr_Cool_Chiller-NC | 6
SCE | Assembly | Wtr_Cool_Chiller-NC | 8
SCE | Assembly | Wtr_Cool_Chiller-NC | 9
SCE | Assembly | Wtr_Cool_Chiller-NC | 10
SCE | Assembly | Wtr_Cool_Chiller-NC | 13
SCE | Assembly | Wtr_Cool_Chiller-NC | 14
SCE | Assembly | Wtr_Cool_Chiller-NC | 15
SCE | Assembly | Wtr_Cool_Chiller-NC | 16
SCE | Assembly | Wtr_Cool_Chiller-NC | SYSTEM
SCE | College_University | Wtr_Cool_Chiller-NC | 6
SCE | College_University | Wtr_Cool_Chiller-NC | 8
SCE | College_University | Wtr_Cool_Chiller-NC | 9
SCE | College_University | Wtr_Cool_Chiller-NC | 10
SCE | College_University | Wtr_Cool_Chiller-NC | 13
SCE | College_University | Wtr_Cool_Chiller-NC | 14
SCE | College_University | Wtr_Cool_Chiller-NC | 15
SCE | College_University | Wtr_Cool_Chiller-NC | 16
SCE | College_University | Wtr_Cool_Chiller-NC | SYSTEM
SCE | Grocery_Store | Wtr_Cool_Chiller-NC | 6
SCE | Grocery_Store | Wtr_Cool_Chiller-NC | 8
SCE | Grocery_Store | Wtr_Cool_Chiller-NC | 9
SCE | Grocery_Store | Wtr_Cool_Chiller-NC | 10
SCE | Grocery_Store | Wtr_Cool_Chiller-NC | 13
SCE | Grocery_Store | Wtr_Cool_Chiller-NC | 14
SCE | Grocery_Store | Wtr_Cool_Chiller-NC | 15
SCE | Grocery_Store | Wtr_Cool_Chiller-NC | 16
SCE | Grocery_Store | Wtr_Cool_Chiller-NC | SYSTEM
SCE | Hospital | Wtr_Cool_Chiller-NC | 6
SCE | Hospital | Wtr_Cool_Chiller-NC | 8
SCE | Hospital | Wtr_Cool_Chiller-NC | 9
SCE | Hospital | Wtr_Cool_Chiller-NC | 10
SCE | Hospital | Wtr_Cool_Chiller-NC | 13
SCE | Hospital | Wtr_Cool_Chiller-NC | 14
SCE | Hospital | Wtr_Cool_Chiller-NC | 15
SCE | Hospital | Wtr_Cool_Chiller-NC | 16
SCE | Hospital | Wtr_Cool_Chiller-NC | SYSTEM
SCE | Hotel_Motel | Wtr_Cool_Chiller-NC | 6
SCE | Hotel_Motel | Wtr_Cool_Chiller-NC | 8
SCE | Hotel_Motel | Wtr_Cool_Chiller-NC | 9
SCE | Hotel_Motel | Wtr_Cool_Chiller-NC | 10
SCE | Hotel_Motel | Wtr_Cool_Chiller-NC | 13
SCE | Hotel_Motel | Wtr_Cool_Chiller-NC | 14
SCE | Hotel_Motel | Wtr_Cool_Chiller-NC | 15
SCE | Hotel_Motel | Wtr_Cool_Chiller-NC | 16
SCE | Hotel_Motel | Wtr_Cool_Chiller-NC | SYSTEM
SCE | Large_Office | Wtr_Cool_Chiller-NC | 6
SCE | Large_Office | Wtr_Cool_Chiller-NC | 8
SCE | Large_Office | Wtr_Cool_Chiller-NC | 9
SCE | Large_Office | Wtr_Cool_Chiller-NC | 10
SCE | Large_Office | Wtr_Cool_Chiller-NC | 13
SCE | Large_Office | Wtr_Cool_Chiller-NC | 14
SCE | Large_Office | Wtr_Cool_Chiller-NC | 15
SCE | Large_Office | Wtr_Cool_Chiller-NC | 16
SCE | Large_Office | Wtr_Cool_Chiller-NC | SYSTEM
SCE | Large_Retail_Store | Wtr_Cool_Chiller-NC | 6
SCE | Large_Retail_Store | Wtr_Cool_Chiller-NC | 8
SCE | Large_Retail_Store | Wtr_Cool_Chiller-NC | 9
SCE | Large_Retail_Store | Wtr_Cool_Chiller-NC | 10
SCE | Large_Retail_Store | Wtr_Cool_Chiller-NC | 13
SCE | Large_Retail_Store | Wtr_Cool_Chiller-NC | 14
SCE | Large_Retail_Store | Wtr_Cool_Chiller-NC | 15
SCE | Large_Retail_Store | Wtr_Cool_Chiller-NC | 16
SCE | Large_Retail_Store | Wtr_Cool_Chiller-NC | SYSTEM
SCE | School | Wtr_Cool_Chiller-NC | 6
SCE | School | Wtr_Cool_Chiller-NC | 8
SCE | School | Wtr_Cool_Chiller-NC | 9
SCE | School | Wtr_Cool_Chiller-NC | 10
SCE | School | Wtr_Cool_Chiller-NC | 13
SCE | School | Wtr_Cool_Chiller-NC | 14
SCE | School | Wtr_Cool_Chiller-NC | 15
SCE | School | Wtr_Cool_Chiller-NC | 16
SCE | School | Wtr_Cool_Chiller-NC | SYSTEM
SCE | Small_Office | Wtr_Cool_Chiller-NC | 6
SCE | Small_Office | Wtr_Cool_Chiller-NC | 8
SCE | Small_Office | Wtr_Cool_Chiller-NC | 9
SCE | Small_Office | Wtr_Cool_Chiller-NC | 10
SCE | Small_Office | Wtr_Cool_Chiller-NC | 13
SCE | Small_Office | Wtr_Cool_Chiller-NC | 14
SCE | Small_Office | Wtr_Cool_Chiller-NC | 15
SCE | Small_Office | Wtr_Cool_Chiller-NC | 16
SCE | Small_Office | Wtr_Cool_Chiller-NC | SYSTEM
SCE | Fast_Food_Restaurant | Package_AC-NC | 6
SCE | Fast_Food_Restaurant | Package_AC-NC | 8
SCE | Fast_Food_Restaurant | Package_AC-NC | 9
SCE | Fast_Food_Restaurant | Package_AC-NC | 10
SCE | Fast_Food_Restaurant | Package_AC-NC | 13
SCE | Fast_Food_Restaurant | Package_AC-NC | 14
SCE | Fast_Food_Restaurant | Package_AC-NC | 15
SCE | Fast_Food_Restaurant | Package_AC-NC | 16
SCE | Fast_Food_Restaurant | Package_AC-NC | SYSTEM
SCE | Hotel_Motel | Package_AC-NC | 6
SCE | Hotel_Motel | Package_AC-NC | 8
SCE | Hotel_Motel | Package_AC-NC | 9
SCE | Hotel_Motel | Package_AC-NC | 10
SCE | Hotel_Motel | Package_AC-NC | 13
SCE | Hotel_Motel | Package_AC-NC | 14
SCE | Hotel_Motel | Package_AC-NC | 15
SCE | Hotel_Motel | Package_AC-NC | 16
SCE | Hotel_Motel | Package_AC-NC | SYSTEM
SCE | School | Package_AC-NC | 6
SCE | School | Package_AC-NC | 8
SCE | School | Package_AC-NC | 9
SCE | School | Package_AC-NC | 10
SCE | School | Package_AC-NC | 13
SCE | School | Package_AC-NC | 14
SCE | School | Package_AC-NC | 15
SCE | School | Package_AC-NC | 16
SCE | School | Package_AC-NC | SYSTEM
SCE | Small_Office | Package_AC-NC | 6
SCE | Small_Office | Package_AC-NC | 8
SCE | Small_Office | Package_AC-NC | 9
SCE | Small_Office | Package_AC-NC | 10
SCE | Small_Office | Package_AC-NC | 13
SCE | Small_Office | Package_AC-NC | 14
SCE | Small_Office | Package_AC-NC | 15
SCE | Small_Office | Package_AC-NC | 16
SCE | Small_Office | Package_AC-NC | SYSTEM
SCE | Small_Retail_Store | Package_AC-NC | 6
SCE | Small_Retail_Store | Package_AC-NC | 8
SCE | Small_Retail_Store | Package_AC-NC | 9
SCE | Small_Retail_Store | Package_AC-NC | 10
SCE | Small_Retail_Store | Package_AC-NC | 13
SCE | Small_Retail_Store | Package_AC-NC | 14
SCE | Small_Retail_Store | Package_AC-NC | 15
SCE | Small_Retail_Store | Package_AC-NC | 16
SCE | Small_Retail_Store | Package_AC-NC | SYSTEM
SCE | Fast_Food_Restaurant | <65K_AC_Split-NC | 6
SCE | Fast_Food_Restaurant | <65K_AC_Split-NC | 8
SCE | Fast_Food_Restaurant | <65K_AC_Split-NC | 9
SCE | Fast_Food_Restaurant | <65K_AC_Split-NC | 10
SCE | Fast_Food_Restaurant | <65K_AC_Split-NC | 13
SCE | Fast_Food_Restaurant | <65K_AC_Split-NC | 14
SCE | Fast_Food_Restaurant | <65K_AC_Split-NC | 15
SCE | Fast_Food_Restaurant | <65K_AC_Split-NC | 16
SCE | Fast_Food_Restaurant | <65K_AC_Split-NC | SYSTEM
SCE | Sit_Down_Restaurant | <65K_AC_Split-NC | 6
SCE | Sit_Down_Restaurant | <65K_AC_Split-NC | 8
SCE | Sit_Down_Restaurant | <65K_AC_Split-NC | 9
SCE | Sit_Down_Restaurant | <65K_AC_Split-NC | 10
SCE | Sit_Down_Restaurant | <65K_AC_Split-NC | 13
SCE | Sit_Down_Restaurant | <65K_AC_Split-NC | 14
SCE | Sit_Down_Restaurant | <65K_AC_Split-NC | 15
SCE | Sit_Down_Restaurant | <65K_AC_Split-NC | 16
SCE | Sit_Down_Restaurant | <65K_AC_Split-NC | SYSTEM
SCE | Small_Office | <65K_AC_Split-NC | 6
SCE | Small_Office | <65K_AC_Split-NC | 8
SCE | Small_Office | <65K_AC_Split-NC | 9
SCE | Small_Office | <65K_AC_Split-NC | 10
SCE | Small_Office | <65K_AC_Split-NC | 13
SCE | Small_Office | <65K_AC_Split-NC | 14
SCE | Small_Office | <65K_AC_Split-NC | 15
SCE | Small_Office | <65K_AC_Split-NC | 16
SCE | Small_Office | <65K_AC_Split-NC | SYSTEM
SCE | Small_Retail_Store | <65K_AC_Split-NC | 6
SCE | Small_Retail_Store | <65K_AC_Split-NC | 8
SCE | Small_Retail_Store | <65K_AC_Split-NC | 9
SCE | Small_Retail_Store | <65K_AC_Split-NC | 10
SCE | Small_Retail_Store | <65K_AC_Split-NC | 13
SCE | Small_Retail_Store | <65K_AC_Split-NC | 14
SCE | Small_Retail_Store | <65K_AC_Split-NC | 15
SCE | Small_Retail_Store | <65K_AC_Split-NC | 16
SCE | Small_Retail_Store | <65K_AC_Split-NC | SYSTEM
SCE | Storage_Building | <65K_AC_Split-NC | 6
SCE | Storage_Building | <65K_AC_Split-NC | 8
SCE | Storage_Building | <65K_AC_Split-NC | 9
SCE | Storage_Building | <65K_AC_Split-NC | 10
SCE | Storage_Building | <65K_AC_Split-NC | 13
SCE | Storage_Building | <65K_AC_Split-NC | 14
SCE | Storage_Building | <65K_AC_Split-NC | 15
SCE | Storage_Building | <65K_AC_Split-NC | 16
SCE | Storage_Building | <65K_AC_Split-NC | SYSTEM
SCE | Fast_Food_Restaurant | <65K_AC_Pckg-NC | 6
SCE | Fast_Food_Restaurant | <65K_AC_Pckg-NC | 8
SCE | Fast_Food_Restaurant | <65K_AC_Pckg-NC | 9
SCE | Fast_Food_Restaurant | <65K_AC_Pckg-NC | 10
SCE | Fast_Food_Restaurant | <65K_AC_Pckg-NC | 13
SCE | Fast_Food_Restaurant | <65K_AC_Pckg-NC | 14
SCE | Fast_Food_Restaurant | <65K_AC_Pckg-NC | 15
SCE | Fast_Food_Restaurant | <65K_AC_Pckg-NC | 16
SCE | Fast_Food_Restaurant | <65K_AC_Pckg-NC | SYSTEM
SCE | Sit_Down_Restaurant | <65K_AC_Pckg-NC | 6
SCE | Sit_Down_Restaurant | <65K_AC_Pckg-NC | 8
SCE | Sit_Down_Restaurant | <65K_AC_Pckg-NC | 9
SCE | Sit_Down_Restaurant | <65K_AC_Pckg-NC | 10
SCE | Sit_Down_Restaurant | <65K_AC_Pckg-NC | 13
SCE | Sit_Down_Restaurant | <65K_AC_Pckg-NC | 14
SCE | Sit_Down_Restaurant | <65K_AC_Pckg-NC | 15
SCE | Sit_Down_Restaurant | <65K_AC_Pckg-NC | 16
SCE | Sit_Down_Restaurant | <65K_AC_Pckg-NC | SYSTEM
SCE | Small_Office | <65K_AC_Pckg-NC | 6
SCE | Small_Office | <65K_AC_Pckg-NC | 8
SCE | Small_Office | <65K_AC_Pckg-NC | 9
SCE | Small_Office | <65K_AC_Pckg-NC | 10
SCE | Small_Office | <65K_AC_Pckg-NC | 13
SCE | Small_Office | <65K_AC_Pckg-NC | 14
SCE | Small_Office | <65K_AC_Pckg-NC | 15
SCE | Small_Office | <65K_AC_Pckg-NC | 16
SCE | Small_Office | <65K_AC_Pckg-NC | SYSTEM
SCE | Small_Retail_Store | <65K_AC_Pckg-NC | 6
SCE | Small_Retail_Store | <65K_AC_Pckg-NC | 8
SCE | Small_Retail_Store | <65K_AC_Pckg-NC | 9
SCE | Small_Retail_Store | <65K_AC_Pckg-NC | 10
SCE | Small_Retail_Store | <65K_AC_Pckg-NC | 13
SCE | Small_Retail_Store | <65K_AC_Pckg-NC | 14
SCE | Small_Retail_Store | <65K_AC_Pckg-NC | 15
SCE | Small_Retail_Store | <65K_AC_Pckg-NC | 16
SCE | Small_Retail_Store | <65K_AC_Pckg-NC | SYSTEM
SCE | Storage_Building | <65K_AC_Pckg-NC | 6
SCE | Storage_Building | <65K_AC_Pckg-NC | 8
SCE | Storage_Building | <65K_AC_Pckg-NC | 9
SCE | Storage_Building | <65K_AC_Pckg-NC | 10
SCE | Storage_Building | <65K_AC_Pckg-NC | 13
SCE | Storage_Building | <65K_AC_Pckg-NC | 14
SCE | Storage_Building | <65K_AC_Pckg-NC | 15
SCE | Storage_Building | <65K_AC_Pckg-NC | 16
SCE | Storage_Building | <65K_AC_Pckg-NC | SYSTEM
SCE | Fast_Food_Restaurant | <65K_EvapCool-NC | 6
SCE | Fast_Food_Restaurant | <65K_EvapCool-NC | 8
SCE | Fast_Food_Restaurant | <65K_EvapCool-NC | 9
SCE | Fast_Food_Restaurant | <65K_EvapCool-NC | 10
SCE | Fast_Food_Restaurant | <65K_EvapCool-NC | 13
SCE | Fast_Food_Restaurant | <65K_EvapCool-NC | 14
SCE | Fast_Food_Restaurant | <65K_EvapCool-NC | 15
SCE | Fast_Food_Restaurant | <65K_EvapCool-NC | 16
SCE | Fast_Food_Restaurant | <65K_EvapCool-NC | SYSTEM
SCE | Sit_Down_Restaurant | <65K_EvapCool-NC | 6
SCE | Sit_Down_Restaurant | <65K_EvapCool-NC | 8
SCE | Sit_Down_Restaurant | <65K_EvapCool-NC | 9
SCE | Sit_Down_Restaurant | <65K_EvapCool-NC | 10
SCE | Sit_Down_Restaurant | <65K_EvapCool-NC | 13
SCE | Sit_Down_Restaurant | <65K_EvapCool-NC | 14
SCE | Sit_Down_Restaurant | <65K_EvapCool-NC | 15
SCE | Sit_Down_Restaurant | <65K_EvapCool-NC | 16
SCE | Sit_Down_Restaurant | <65K_EvapCool-NC | SYSTEM
SCE | Small_Office | <65K_EvapCool-NC | 6
SCE | Small_Office | <65K_EvapCool-NC | 8
SCE | Small_Office | <65K_EvapCool-NC | 9
SCE | Small_Office | <65K_EvapCool-NC | 10
SCE | Small_Office | <65K_EvapCool-NC | 13
SCE | Small_Office | <65K_EvapCool-NC | 14
SCE | Small_Office | <65K_EvapCool-NC | 15
SCE | Small_Office | <65K_EvapCool-NC | 16
SCE | Small_Office | <65K_EvapCool-NC | SYSTEM
SCE | Small_Retail_Store | <65K_EvapCool-NC | 6
SCE | Small_Retail_Store | <65K_EvapCool-NC | 8
SCE | Small_Retail_Store | <65K_EvapCool-NC | 9
SCE | Small_Retail_Store | <65K_EvapCool-NC | 10
SCE | Small_Retail_Store | <65K_EvapCool-NC | 13
SCE | Small_Retail_Store | <65K_EvapCool-NC | 14
SCE | Small_Retail_Store | <65K_EvapCool-NC | 15
SCE | Small_Retail_Store | <65K_EvapCool-NC | 16
SCE | Small_Retail_Store | <65K_EvapCool-NC | SYSTEM
SCE | Storage_Building | <65K_EvapCool-NC | 6
SCE | Storage_Building | <65K_EvapCool-NC | 8
SCE | Storage_Building | <65K_EvapCool-NC | 9
SCE | Storage_Building | <65K_EvapCool-NC | 10
SCE | Storage_Building | <65K_EvapCool-NC | 13
SCE | Storage_Building | <65K_EvapCool-NC | 14
SCE | Storage_Building | <65K_EvapCool-NC | 15
SCE | Storage_Building | <65K_EvapCool-NC | 16
SCE | Storage_Building | <65K_EvapCool-NC | SYSTEM
SCE | College_University | 65K-135K_Air_AC-NC | 6
SCE | College_University | 65K-135K_Air_AC-NC | 8
SCE | College_University | 65K-135K_Air_AC-NC | 9
SCE | College_University | 65K-135K_Air_AC-NC | 10
SCE | College_University | 65K-135K_Air_AC-NC | 13
SCE | College_University | 65K-135K_Air_AC-NC | 14
SCE | College_University | 65K-135K_Air_AC-NC | 15
SCE | College_University | 65K-135K_Air_AC-NC | 16
SCE | College_University | 65K-135K_Air_AC-NC | SYSTEM
SCE | Fast_Food_Restaurant | 65K-135K_Air_AC-NC | 6
SCE | Fast_Food_Restaurant | 65K-135K_Air_AC-NC | 8
SCE | Fast_Food_Restaurant | 65K-135K_Air_AC-NC | 9
SCE | Fast_Food_Restaurant | 65K-135K_Air_AC-NC | 10
SCE | Fast_Food_Restaurant | 65K-135K_Air_AC-NC | 13
SCE | Fast_Food_Restaurant | 65K-135K_Air_AC-NC | 14
SCE | Fast_Food_Restaurant | 65K-135K_Air_AC-NC | 15
SCE | Fast_Food_Restaurant | 65K-135K_Air_AC-NC | 16
SCE | Fast_Food_Restaurant | 65K-135K_Air_AC-NC | SYSTEM
SCE | Grocery_Store | 65K-135K_Air_AC-NC | 6
SCE | Grocery_Store | 65K-135K_Air_AC-NC | 8
SCE | Grocery_Store | 65K-135K_Air_AC-NC | 9
SCE | Grocery_Store | 65K-135K_Air_AC-NC | 10
SCE | Grocery_Store | 65K-135K_Air_AC-NC | 13
SCE | Grocery_Store | 65K-135K_Air_AC-NC | 14
SCE | Grocery_Store | 65K-135K_Air_AC-NC | 15
SCE | Grocery_Store | 65K-135K_Air_AC-NC | 16
SCE | Grocery_Store | 65K-135K_Air_AC-NC | SYSTEM
SCE | Sit_Down_Restaurant | 65K-135K_Air_AC-NC | 6
SCE | Sit_Down_Restaurant | 65K-135K_Air_AC-NC | 8
SCE | Sit_Down_Restaurant | 65K-135K_Air_AC-NC | 9
SCE | Sit_Down_Restaurant | 65K-135K_Air_AC-NC | 10
SCE | Sit_Down_Restaurant | 65K-135K_Air_AC-NC | 13
SCE | Sit_Down_Restaurant | 65K-135K_Air_AC-NC | 14
SCE | Sit_Down_Restaurant | 65K-135K_Air_AC-NC | 15
SCE | Sit_Down_Restaurant | 65K-135K_Air_AC-NC | 16
SCE | Sit_Down_Restaurant | 65K-135K_Air_AC-NC | SYSTEM
SCE | Small_Office | 65K-135K_Air_AC-NC | 6
SCE | Small_Office | 65K-135K_Air_AC-NC | 8
SCE | Small_Office | 65K-135K_Air_AC-NC | 9
SCE | Small_Office | 65K-135K_Air_AC-NC | 10
SCE | Small_Office | 65K-135K_Air_AC-NC | 13
SCE | Small_Office | 65K-135K_Air_AC-NC | 14
SCE | Small_Office | 65K-135K_Air_AC-NC | 15
SCE | Small_Office | 65K-135K_Air_AC-NC | 16
SCE | Small_Office | 65K-135K_Air_AC-NC | SYSTEM
SCE | Small_Retail_Store | 65K-135K_Air_AC-NC | 6
SCE | Small_Retail_Store | 65K-135K_Air_AC-NC | 8
SCE | Small_Retail_Store | 65K-135K_Air_AC-NC | 9
SCE | Small_Retail_Store | 65K-135K_Air_AC-NC | 10
SCE | Small_Retail_Store | 65K-135K_Air_AC-NC | 13
SCE | Small_Retail_Store | 65K-135K_Air_AC-NC | 14
SCE | Small_Retail_Store | 65K-135K_Air_AC-NC | 15
SCE | Small_Retail_Store | 65K-135K_Air_AC-NC | 16
SCE | Small_Retail_Store | 65K-135K_Air_AC-NC | SYSTEM
SCE | College_University | 65K-135_Wtr_AC-NC | 6
SCE | College_University | 65K-135_Wtr_AC-NC | 8
SCE | College_University | 65K-135_Wtr_AC-NC | 9
SCE | College_University | 65K-135_Wtr_AC-NC | 10
SCE | College_University | 65K-135_Wtr_AC-NC | 13
SCE | College_University | 65K-135_Wtr_AC-NC | 14
SCE | College_University | 65K-135_Wtr_AC-NC | 15
SCE | College_University | 65K-135_Wtr_AC-NC | 16
SCE | College_University | 65K-135_Wtr_AC-NC | SYSTEM
SCE | Fast_Food_Restaurant | 65K-135_Wtr_AC-NC | 6
SCE | Fast_Food_Restaurant | 65K-135_Wtr_AC-NC | 8
SCE | Fast_Food_Restaurant | 65K-135_Wtr_AC-NC | 9
SCE | Fast_Food_Restaurant | 65K-135_Wtr_AC-NC | 10
SCE | Fast_Food_Restaurant | 65K-135_Wtr_AC-NC | 13
SCE | Fast_Food_Restaurant | 65K-135_Wtr_AC-NC | 14
SCE | Fast_Food_Restaurant | 65K-135_Wtr_AC-NC | 15
SCE | Fast_Food_Restaurant | 65K-135_Wtr_AC-NC | 16
SCE | Fast_Food_Restaurant | 65K-135_Wtr_AC-NC | SYSTEM
SCE | Grocery_Store | 65K-135_Wtr_AC-NC | 6
SCE | Grocery_Store | 65K-135_Wtr_AC-NC | 8
SCE | Grocery_Store | 65K-135_Wtr_AC-NC | 9
SCE | Grocery_Store | 65K-135_Wtr_AC-NC | 10
SCE | Grocery_Store | 65K-135_Wtr_AC-NC | 13
SCE | Grocery_Store | 65K-135_Wtr_AC-NC | 14
SCE | Grocery_Store | 65K-135_Wtr_AC-NC | 15
SCE | Grocery_Store | 65K-135_Wtr_AC-NC | 16
SCE | Grocery_Store | 65K-135_Wtr_AC-NC | SYSTEM
SCE | Sit_Down_Restaurant | 65K-135_Wtr_AC-NC | 6
SCE | Sit_Down_Restaurant | 65K-135_Wtr_AC-NC | 8
SCE | Sit_Down_Restaurant | 65K-135_Wtr_AC-NC | 9
SCE | Sit_Down_Restaurant | 65K-135_Wtr_AC-NC | 10
SCE | Sit_Down_Restaurant | 65K-135_Wtr_AC-NC | 13
SCE | Sit_Down_Restaurant | 65K-135_Wtr_AC-NC | 14
SCE | Sit_Down_Restaurant | 65K-135_Wtr_AC-NC | 15
SCE | Sit_Down_Restaurant | 65K-135_Wtr_AC-NC | 16
SCE | Sit_Down_Restaurant | 65K-135_Wtr_AC-NC | SYSTEM
SCE | Small_Office | 65K-135_Wtr_AC-NC | 6
SCE | Small_Office | 65K-135_Wtr_AC-NC | 8
SCE | Small_Office | 65K-135_Wtr_AC-NC | 9
SCE | Small_Office | 65K-135_Wtr_AC-NC | 10
SCE | Small_Office | 65K-135_Wtr_AC-NC | 13
SCE | Small_Office | 65K-135_Wtr_AC-NC | 14
SCE | Small_Office | 65K-135_Wtr_AC-NC | 15
SCE | Small_Office | 65K-135_Wtr_AC-NC | 16
SCE | Small_Office | 65K-135_Wtr_AC-NC | SYSTEM
SCE | Small_Retail_Store | 65K-135_Wtr_AC-NC | 6
SCE | Small_Retail_Store | 65K-135_Wtr_AC-NC | 8
SCE | Small_Retail_Store | 65K-135_Wtr_AC-NC | 9
SCE | Small_Retail_Store | 65K-135_Wtr_AC-NC | 10
SCE | Small_Retail_Store | 65K-135_Wtr_AC-NC | 13
SCE | Small_Retail_Store | 65K-135_Wtr_AC-NC | 14
SCE | Small_Retail_Store | 65K-135_Wtr_AC-NC | 15
SCE | Small_Retail_Store | 65K-135_Wtr_AC-NC | 16
SCE | Small_Retail_Store | 65K-135_Wtr_AC-NC | SYSTEM
SCE | Assembly | >135K_Air_AC-NC | 6
SCE | Assembly | >135K_Air_AC-NC | 8
SCE | Assembly | >135K_Air_AC-NC | 9
SCE | Assembly | >135K_Air_AC-NC | 10
SCE | Assembly | >135K_Air_AC-NC | 13
SCE | Assembly | >135K_Air_AC-NC | 14
SCE | Assembly | >135K_Air_AC-NC | 15
SCE | Assembly | >135K_Air_AC-NC | 16
SCE | Assembly | >135K_Air_AC-NC | SYSTEM
SCE | College_University | >135K_Air_AC-NC | 6
SCE | College_University | >135K_Air_AC-NC | 8
SCE | College_University | >135K_Air_AC-NC | 9
SCE | College_University | >135K_Air_AC-NC | 10
SCE | College_University | >135K_Air_AC-NC | 13
SCE | College_University | >135K_Air_AC-NC | 14
SCE | College_University | >135K_Air_AC-NC | 15
SCE | College_University | >135K_Air_AC-NC | 16
SCE | College_University | >135K_Air_AC-NC | SYSTEM
SCE | Grocery_Store | >135K_Air_AC-NC | 6
SCE | Grocery_Store | >135K_Air_AC-NC | 8
SCE | Grocery_Store | >135K_Air_AC-NC | 9
SCE | Grocery_Store | >135K_Air_AC-NC | 10
SCE | Grocery_Store | >135K_Air_AC-NC | 13
SCE | Grocery_Store | >135K_Air_AC-NC | 14
SCE | Grocery_Store | >135K_Air_AC-NC | 15
SCE | Grocery_Store | >135K_Air_AC-NC | 16
SCE | Grocery_Store | >135K_Air_AC-NC | SYSTEM
SCE | Hospital | >135K_Air_AC-NC | 6
SCE | Hospital | >135K_Air_AC-NC | 8
SCE | Hospital | >135K_Air_AC-NC | 9
SCE | Hospital | >135K_Air_AC-NC | 10
SCE | Hospital | >135K_Air_AC-NC | 13
SCE | Hospital | >135K_Air_AC-NC | 14
SCE | Hospital | >135K_Air_AC-NC | 15
SCE | Hospital | >135K_Air_AC-NC | 16
SCE | Hospital | >135K_Air_AC-NC | SYSTEM
SCE | Hotel_Motel | >135K_Air_AC-NC | 6
SCE | Hotel_Motel | >135K_Air_AC-NC | 8
SCE | Hotel_Motel | >135K_Air_AC-NC | 9
SCE | Hotel_Motel | >135K_Air_AC-NC | 10
SCE | Hotel_Motel | >135K_Air_AC-NC | 13
SCE | Hotel_Motel | >135K_Air_AC-NC | 14
SCE | Hotel_Motel | >135K_Air_AC-NC | 15
SCE | Hotel_Motel | >135K_Air_AC-NC | 16
SCE | Hotel_Motel | >135K_Air_AC-NC | SYSTEM
SCE | Large_Office | >135K_Air_AC-NC | 6
SCE | Large_Office | >135K_Air_AC-NC | 8
SCE | Large_Office | >135K_Air_AC-NC | 9
SCE | Large_Office | >135K_Air_AC-NC | 10
SCE | Large_Office | >135K_Air_AC-NC | 13
SCE | Large_Office | >135K_Air_AC-NC | 14
SCE | Large_Office | >135K_Air_AC-NC | 15
SCE | Large_Office | >135K_Air_AC-NC | 16
SCE | Large_Office | >135K_Air_AC-NC | SYSTEM
SCE | Large_Retail_Store | >135K_Air_AC-NC | 6
SCE | Large_Retail_Store | >135K_Air_AC-NC | 8
SCE | Large_Retail_Store | >135K_Air_AC-NC | 9
SCE | Large_Retail_Store | >135K_Air_AC-NC | 10
SCE | Large_Retail_Store | >135K_Air_AC-NC | 13
SCE | Large_Retail_Store | >135K_Air_AC-NC | 14
SCE | Large_Retail_Store | >135K_Air_AC-NC | 15
SCE | Large_Retail_Store | >135K_Air_AC-NC | 16
SCE | Large_Retail_Store | >135K_Air_AC-NC | SYSTEM
SCE | School | >135K_Air_AC-NC | 6
SCE | School | >135K_Air_AC-NC | 8
SCE | School | >135K_Air_AC-NC | 9
SCE | School | >135K_Air_AC-NC | 10
SCE | School | >135K_Air_AC-NC | 13
SCE | School | >135K_Air_AC-NC | 14
SCE | School | >135K_Air_AC-NC | 15
SCE | School | >135K_Air_AC-NC | 16
SCE | School | >135K_Air_AC-NC | SYSTEM
SCE | Sit_Down_Restaurant | >135K_Air_AC-NC | 6
SCE | Sit_Down_Restaurant | >135K_Air_AC-NC | 8
SCE | Sit_Down_Restaurant | >135K_Air_AC-NC | 9
SCE | Sit_Down_Restaurant | >135K_Air_AC-NC | 10
SCE | Sit_Down_Restaurant | >135K_Air_AC-NC | 13
SCE | Sit_Down_Restaurant | >135K_Air_AC-NC | 14
SCE | Sit_Down_Restaurant | >135K_Air_AC-NC | 15
SCE | Sit_Down_Restaurant | >135K_Air_AC-NC | 16
SCE | Sit_Down_Restaurant | >135K_Air_AC-NC | SYSTEM
SCE | Small_Office | >135K_Air_AC-NC | 6
SCE | Small_Office | >135K_Air_AC-NC | 8
SCE | Small_Office | >135K_Air_AC-NC | 9
SCE | Small_Office | >135K_Air_AC-NC | 10
SCE | Small_Office | >135K_Air_AC-NC | 13
SCE | Small_Office | >135K_Air_AC-NC | 14
SCE | Small_Office | >135K_Air_AC-NC | 15
SCE | Small_Office | >135K_Air_AC-NC | 16
SCE | Small_Office | >135K_Air_AC-NC | SYSTEM
SCE | Storage_Building | >135K_Air_AC-NC | 6
SCE | Storage_Building | >135K_Air_AC-NC | 8
SCE | Storage_Building | >135K_Air_AC-NC | 9
SCE | Storage_Building | >135K_Air_AC-NC | 10
SCE | Storage_Building | >135K_Air_AC-NC | 13
SCE | Storage_Building | >135K_Air_AC-NC | 14
SCE | Storage_Building | >135K_Air_AC-NC | 15
SCE | Storage_Building | >135K_Air_AC-NC | 16
SCE | Storage_Building | >135K_Air_AC-NC | SYSTEM
SCE | Assembly | >135K_Wtr_AC-NC | 6
SCE | Assembly | >135K_Wtr_AC-NC | 8
SCE | Assembly | >135K_Wtr_AC-NC | 9
SCE | Assembly | >135K_Wtr_AC-NC | 10
SCE | Assembly | >135K_Wtr_AC-NC | 13
SCE | Assembly | >135K_Wtr_AC-NC | 14
SCE | Assembly | >135K_Wtr_AC-NC | 15
SCE | Assembly | >135K_Wtr_AC-NC | 16
SCE | Assembly | >135K_Wtr_AC-NC | SYSTEM
SCE | College_University | >135K_Wtr_AC-NC | 6
SCE | College_University | >135K_Wtr_AC-NC | 8
SCE | College_University | >135K_Wtr_AC-NC | 9
SCE | College_University | >135K_Wtr_AC-NC | 10
SCE | College_University | >135K_Wtr_AC-NC | 13
SCE | College_University | >135K_Wtr_AC-NC | 14
SCE | College_University | >135K_Wtr_AC-NC | 15
SCE | College_University | >135K_Wtr_AC-NC | 16
SCE | College_University | >135K_Wtr_AC-NC | SYSTEM
SCE | Grocery_Store | >135K_Wtr_AC-NC | 6
SCE | Grocery_Store | >135K_Wtr_AC-NC | 8
SCE | Grocery_Store | >135K_Wtr_AC-NC | 9
SCE | Grocery_Store | >135K_Wtr_AC-NC | 10
SCE | Grocery_Store | >135K_Wtr_AC-NC | 13
SCE | Grocery_Store | >135K_Wtr_AC-NC | 14
SCE | Grocery_Store | >135K_Wtr_AC-NC | 15
SCE | Grocery_Store | >135K_Wtr_AC-NC | 16
SCE | Grocery_Store | >135K_Wtr_AC-NC | SYSTEM
SCE | Hospital | >135K_Wtr_AC-NC | 6
SCE | Hospital | >135K_Wtr_AC-NC | 8
SCE | Hospital | >135K_Wtr_AC-NC | 9
SCE | Hospital | >135K_Wtr_AC-NC | 10
SCE | Hospital | >135K_Wtr_AC-NC | 13
SCE | Hospital | >135K_Wtr_AC-NC | 14
SCE | Hospital | >135K_Wtr_AC-NC | 15
SCE | Hospital | >135K_Wtr_AC-NC | 16
SCE | Hospital | >135K_Wtr_AC-NC | SYSTEM
SCE | Hotel_Motel | >135K_Wtr_AC-NC | 6
SCE | Hotel_Motel | >135K_Wtr_AC-NC | 8
SCE | Hotel_Motel | >135K_Wtr_AC-NC | 9
SCE | Hotel_Motel | >135K_Wtr_AC-NC | 10
SCE | Hotel_Motel | >135K_Wtr_AC-NC | 13
SCE | Hotel_Motel | >135K_Wtr_AC-NC | 14
SCE | Hotel_Motel | >135K_Wtr_AC-NC | 15
SCE | Hotel_Motel | >135K_Wtr_AC-NC | 16
SCE | Hotel_Motel | >135K_Wtr_AC-NC | SYSTEM
SCE | Large_Office | >135K_Wtr_AC-NC | 6
SCE | Large_Office | >135K_Wtr_AC-NC | 8
SCE | Large_Office | >135K_Wtr_AC-NC | 9
SCE | Large_Office | >135K_Wtr_AC-NC | 10
SCE | Large_Office | >135K_Wtr_AC-NC | 13
SCE | Large_Office | >135K_Wtr_AC-NC | 14
SCE | Large_Office | >135K_Wtr_AC-NC | 15
SCE | Large_Office | >135K_Wtr_AC-NC | 16
SCE | Large_Office | >135K_Wtr_AC-NC | SYSTEM
SCE | Large_Retail_Store | >135K_Wtr_AC-NC | 6
SCE | Large_Retail_Store | >135K_Wtr_AC-NC | 8
SCE | Large_Retail_Store | >135K_Wtr_AC-NC | 9
SCE | Large_Retail_Store | >135K_Wtr_AC-NC | 10
SCE | Large_Retail_Store | >135K_Wtr_AC-NC | 13
SCE | Large_Retail_Store | >135K_Wtr_AC-NC | 14
SCE | Large_Retail_Store | >135K_Wtr_AC-NC | 15
SCE | Large_Retail_Store | >135K_Wtr_AC-NC | 16
SCE | Large_Retail_Store | >135K_Wtr_AC-NC | SYSTEM
SCE | School | >135K_Wtr_AC-NC | 6
SCE | School | >135K_Wtr_AC-NC | 8
SCE | School | >135K_Wtr_AC-NC | 9
SCE | School | >135K_Wtr_AC-NC | 10
SCE | School | >135K_Wtr_AC-NC | 13
SCE | School | >135K_Wtr_AC-NC | 14
SCE | School | >135K_Wtr_AC-NC | 15
SCE | School | >135K_Wtr_AC-NC | 16
SCE | School | >135K_Wtr_AC-NC | SYSTEM
SCE | Sit_Down_Restaurant | >135K_Wtr_AC-NC | 6
SCE | Sit_Down_Restaurant | >135K_Wtr_AC-NC | 8
SCE | Sit_Down_Restaurant | >135K_Wtr_AC-NC | 9
SCE | Sit_Down_Restaurant | >135K_Wtr_AC-NC | 10
SCE | Sit_Down_Restaurant | >135K_Wtr_AC-NC | 13
SCE | Sit_Down_Restaurant | >135K_Wtr_AC-NC | 14
SCE | Sit_Down_Restaurant | >135K_Wtr_AC-NC | 15
SCE | Sit_Down_Restaurant | >135K_Wtr_AC-NC | 16
SCE | Sit_Down_Restaurant | >135K_Wtr_AC-NC | SYSTEM
SCE | Small_Office | >135K_Wtr_AC-NC | 6
SCE | Small_Office | >135K_Wtr_AC-NC | 8
SCE | Small_Office | >135K_Wtr_AC-NC | 9
SCE | Small_Office | >135K_Wtr_AC-NC | 10
SCE | Small_Office | >135K_Wtr_AC-NC | 13
SCE | Small_Office | >135K_Wtr_AC-NC | 14
SCE | Small_Office | >135K_Wtr_AC-NC | 15
SCE | Small_Office | >135K_Wtr_AC-NC | 16
SCE | Small_Office | >135K_Wtr_AC-NC | SYSTEM
SCE | Storage_Building | >135K_Wtr_AC-NC | 6
SCE | Storage_Building | >135K_Wtr_AC-NC | 8
SCE | Storage_Building | >135K_Wtr_AC-NC | 9
SCE | Storage_Building | >135K_Wtr_AC-NC | 10
SCE | Storage_Building | >135K_Wtr_AC-NC | 13
SCE | Storage_Building | >135K_Wtr_AC-NC | 14
SCE | Storage_Building | >135K_Wtr_AC-NC | 15
SCE | Storage_Building | >135K_Wtr_AC-NC | 16
SCE | Storage_Building | >135K_Wtr_AC-NC | SYSTEM
SCE | Assembly | Hi_Eff_AC_Mtr-NC | 6
SCE | Assembly | Hi_Eff_AC_Mtr-NC | 8
SCE | Assembly | Hi_Eff_AC_Mtr-NC | 9
SCE | Assembly | Hi_Eff_AC_Mtr-NC | 10
SCE | Assembly | Hi_Eff_AC_Mtr-NC | 13
SCE | Assembly | Hi_Eff_AC_Mtr-NC | 14
SCE | Assembly | Hi_Eff_AC_Mtr-NC | 15
SCE | Assembly | Hi_Eff_AC_Mtr-NC | 16
SCE | Assembly | Hi_Eff_AC_Mtr-NC | SYSTEM
SCE | College_University | Hi_Eff_AC_Mtr-NC | 6
SCE | College_University | Hi_Eff_AC_Mtr-NC | 8
SCE | College_University | Hi_Eff_AC_Mtr-NC | 9
SCE | College_University | Hi_Eff_AC_Mtr-NC | 10
SCE | College_University | Hi_Eff_AC_Mtr-NC | 13
SCE | College_University | Hi_Eff_AC_Mtr-NC | 14
SCE | College_University | Hi_Eff_AC_Mtr-NC | 15
SCE | College_University | Hi_Eff_AC_Mtr-NC | 16
SCE | College_University | Hi_Eff_AC_Mtr-NC | SYSTEM
SCE | Grocery_Store | Hi_Eff_AC_Mtr-NC | 6
SCE | Grocery_Store | Hi_Eff_AC_Mtr-NC | 8
SCE | Grocery_Store | Hi_Eff_AC_Mtr-NC | 9
SCE | Grocery_Store | Hi_Eff_AC_Mtr-NC | 10
SCE | Grocery_Store | Hi_Eff_AC_Mtr-NC | 13
SCE | Grocery_Store | Hi_Eff_AC_Mtr-NC | 14
SCE | Grocery_Store | Hi_Eff_AC_Mtr-NC | 15
SCE | Grocery_Store | Hi_Eff_AC_Mtr-NC | 16
SCE | Grocery_Store | Hi_Eff_AC_Mtr-NC | SYSTEM
SCE | Hospital | Hi_Eff_AC_Mtr-NC | 6
SCE | Hospital | Hi_Eff_AC_Mtr-NC | 8
SCE | Hospital | Hi_Eff_AC_Mtr-NC | 9
SCE | Hospital | Hi_Eff_AC_Mtr-NC | 10
SCE | Hospital | Hi_Eff_AC_Mtr-NC | 13
SCE | Hospital | Hi_Eff_AC_Mtr-NC | 14
SCE | Hospital | Hi_Eff_AC_Mtr-NC | 15
SCE | Hospital | Hi_Eff_AC_Mtr-NC | 16
SCE | Hospital | Hi_Eff_AC_Mtr-NC | SYSTEM
SCE | Large_Office | Hi_Eff_AC_Mtr-NC | 6
SCE | Large_Office | Hi_Eff_AC_Mtr-NC | 8
SCE | Large_Office | Hi_Eff_AC_Mtr-NC | 9
SCE | Large_Office | Hi_Eff_AC_Mtr-NC | 10
SCE | Large_Office | Hi_Eff_AC_Mtr-NC | 13
SCE | Large_Office | Hi_Eff_AC_Mtr-NC | 14
SCE | Large_Office | Hi_Eff_AC_Mtr-NC | 15
SCE | Large_Office | Hi_Eff_AC_Mtr-NC | 16
SCE | Large_Office | Hi_Eff_AC_Mtr-NC | SYSTEM
SCE | Large_Retail_Store | Hi_Eff_AC_Mtr-NC | 6
SCE | Large_Retail_Store | Hi_Eff_AC_Mtr-NC | 8
SCE | Large_Retail_Store | Hi_Eff_AC_Mtr-NC | 9
SCE | Large_Retail_Store | Hi_Eff_AC_Mtr-NC | 10
SCE | Large_Retail_Store | Hi_Eff_AC_Mtr-NC | 13
SCE | Large_Retail_Store | Hi_Eff_AC_Mtr-NC | 14
SCE | Large_Retail_Store | Hi_Eff_AC_Mtr-NC | 15
SCE | Large_Retail_Store | Hi_Eff_AC_Mtr-NC | 16
SCE | Large_Retail_Store | Hi_Eff_AC_Mtr-NC | SYSTEM
SCE | School | Hi_Eff_AC_Mtr-NC | 6
SCE | School | Hi_Eff_AC_Mtr-NC | 8
SCE | School | Hi_Eff_AC_Mtr-NC | 9
SCE | School | Hi_Eff_AC_Mtr-NC | 10
SCE | School | Hi_Eff_AC_Mtr-NC | 13
SCE | School | Hi_Eff_AC_Mtr-NC | 14
SCE | School | Hi_Eff_AC_Mtr-NC | 15
SCE | School | Hi_Eff_AC_Mtr-NC | 16
SCE | School | Hi_Eff_AC_Mtr-NC | SYSTEM
SCE | Small_Office | Hi_Eff_AC_Mtr-NC | 6
SCE | Small_Office | Hi_Eff_AC_Mtr-NC | 8
SCE | Small_Office | Hi_Eff_AC_Mtr-NC | 9
SCE | Small_Office | Hi_Eff_AC_Mtr-NC | 10
SCE | Small_Office | Hi_Eff_AC_Mtr-NC | 13
SCE | Small_Office | Hi_Eff_AC_Mtr-NC | 14
SCE | Small_Office | Hi_Eff_AC_Mtr-NC | 15
SCE | Small_Office | Hi_Eff_AC_Mtr-NC | 16
SCE | Small_Office | Hi_Eff_AC_Mtr-NC | SYSTEM
SCE | Assembly | Var_Spd_AC_Mtr-NC | 6
SCE | Assembly | Var_Spd_AC_Mtr-NC | 8
SCE | Assembly | Var_Spd_AC_Mtr-NC | 9
SCE | Assembly | Var_Spd_AC_Mtr-NC | 10
SCE | Assembly | Var_Spd_AC_Mtr-NC | 13
SCE | Assembly | Var_Spd_AC_Mtr-NC | 14
SCE | Assembly | Var_Spd_AC_Mtr-NC | 15
SCE | Assembly | Var_Spd_AC_Mtr-NC | 16
SCE | Assembly | Var_Spd_AC_Mtr-NC | SYSTEM
SCE | College_University | Var_Spd_AC_Mtr-NC | 6
SCE | College_University | Var_Spd_AC_Mtr-NC | 8
SCE | College_University | Var_Spd_AC_Mtr-NC | 9
SCE | College_University | Var_Spd_AC_Mtr-NC | 10
SCE | College_University | Var_Spd_AC_Mtr-NC | 13
SCE | College_University | Var_Spd_AC_Mtr-NC | 14
SCE | College_University | Var_Spd_AC_Mtr-NC | 15
SCE | College_University | Var_Spd_AC_Mtr-NC | 16
SCE | College_University | Var_Spd_AC_Mtr-NC | SYSTEM
SCE | Grocery_Store | Var_Spd_AC_Mtr-NC | 6
SCE | Grocery_Store | Var_Spd_AC_Mtr-NC | 8
SCE | Grocery_Store | Var_Spd_AC_Mtr-NC | 9
SCE | Grocery_Store | Var_Spd_AC_Mtr-NC | 10
SCE | Grocery_Store | Var_Spd_AC_Mtr-NC | 13
SCE | Grocery_Store | Var_Spd_AC_Mtr-NC | 14
SCE | Grocery_Store | Var_Spd_AC_Mtr-NC | 15
SCE | Grocery_Store | Var_Spd_AC_Mtr-NC | 16
SCE | Grocery_Store | Var_Spd_AC_Mtr-NC | SYSTEM
SCE | Hospital | Var_Spd_AC_Mtr-NC | 6
SCE | Hospital | Var_Spd_AC_Mtr-NC | 8
SCE | Hospital | Var_Spd_AC_Mtr-NC | 9
SCE | Hospital | Var_Spd_AC_Mtr-NC | 10
SCE | Hospital | Var_Spd_AC_Mtr-NC | 13
SCE | Hospital | Var_Spd_AC_Mtr-NC | 14
SCE | Hospital | Var_Spd_AC_Mtr-NC | 15
SCE | Hospital | Var_Spd_AC_Mtr-NC | 16
SCE | Hospital | Var_Spd_AC_Mtr-NC | SYSTEM
SCE | Hotel_Motel | Var_Spd_AC_Mtr-NC | 6
SCE | Hotel_Motel | Var_Spd_AC_Mtr-NC | 8
SCE | Hotel_Motel | Var_Spd_AC_Mtr-NC | 9
SCE | Hotel_Motel | Var_Spd_AC_Mtr-NC | 10
SCE | Hotel_Motel | Var_Spd_AC_Mtr-NC | 13
SCE | Hotel_Motel | Var_Spd_AC_Mtr-NC | 14
SCE | Hotel_Motel | Var_Spd_AC_Mtr-NC | 15
SCE | Hotel_Motel | Var_Spd_AC_Mtr-NC | 16
SCE | Hotel_Motel | Var_Spd_AC_Mtr-NC | SYSTEM
SCE | Large_Office | Var_Spd_AC_Mtr-NC | 6
SCE | Large_Office | Var_Spd_AC_Mtr-NC | 8
SCE | Large_Office | Var_Spd_AC_Mtr-NC | 9
SCE | Large_Office | Var_Spd_AC_Mtr-NC | 10
SCE | Large_Office | Var_Spd_AC_Mtr-NC | 13
SCE | Large_Office | Var_Spd_AC_Mtr-NC | 14
SCE | Large_Office | Var_Spd_AC_Mtr-NC | 15
SCE | Large_Office | Var_Spd_AC_Mtr-NC | 16
SCE | Large_Office | Var_Spd_AC_Mtr-NC | SYSTEM
SCE | Large_Retail_Store | Var_Spd_AC_Mtr-NC | 6
SCE | Large_Retail_Store | Var_Spd_AC_Mtr-NC | 8
SCE | Large_Retail_Store | Var_Spd_AC_Mtr-NC | 9
SCE | Large_Retail_Store | Var_Spd_AC_Mtr-NC | 10
SCE | Large_Retail_Store | Var_Spd_AC_Mtr-NC | 13
SCE | Large_Retail_Store | Var_Spd_AC_Mtr-NC | 14
SCE | Large_Retail_Store | Var_Spd_AC_Mtr-NC | 15
SCE | Large_Retail_Store | Var_Spd_AC_Mtr-NC | 16
SCE | Large_Retail_Store | Var_Spd_AC_Mtr-NC | SYSTEM
SCE | School | Var_Spd_AC_Mtr-NC | 6
SCE | School | Var_Spd_AC_Mtr-NC | 8
SCE | School | Var_Spd_AC_Mtr-NC | 9
SCE | School | Var_Spd_AC_Mtr-NC | 10
SCE | School | Var_Spd_AC_Mtr-NC | 13
SCE | School | Var_Spd_AC_Mtr-NC | 14
SCE | School | Var_Spd_AC_Mtr-NC | 15
SCE | School | Var_Spd_AC_Mtr-NC | 16
SCE | School | Var_Spd_AC_Mtr-NC | SYSTEM
SCE | Small_Office | Var_Spd_AC_Mtr-NC | 6
SCE | Small_Office | Var_Spd_AC_Mtr-NC | 8
SCE | Small_Office | Var_Spd_AC_Mtr-NC | 9
SCE | Small_Office | Var_Spd_AC_Mtr-NC | 10
SCE | Small_Office | Var_Spd_AC_Mtr-NC | 13
SCE | Small_Office | Var_Spd_AC_Mtr-NC | 14
SCE | Small_Office | Var_Spd_AC_Mtr-NC | 15
SCE | Small_Office | Var_Spd_AC_Mtr-NC | 16
SCE | Small_Office | Var_Spd_AC_Mtr-NC | SYSTEM
SCE | Assembly | DayLt_Cntrl-NC | 6
SCE | Assembly | DayLt_Cntrl-NC | 8
SCE | Assembly | DayLt_Cntrl-NC | 9
SCE | Assembly | DayLt_Cntrl-NC | 10
SCE | Assembly | DayLt_Cntrl-NC | 13
SCE | Assembly | DayLt_Cntrl-NC | 14
SCE | Assembly | DayLt_Cntrl-NC | 15
SCE | Assembly | DayLt_Cntrl-NC | 16
SCE | Assembly | DayLt_Cntrl-NC | SYSTEM
SCE | College_University | DayLt_Cntrl-NC | 6
SCE | College_University | DayLt_Cntrl-NC | 8
SCE | College_University | DayLt_Cntrl-NC | 9
SCE | College_University | DayLt_Cntrl-NC | 10
SCE | College_University | DayLt_Cntrl-NC | 13
SCE | College_University | DayLt_Cntrl-NC | 14
SCE | College_University | DayLt_Cntrl-NC | 15
SCE | College_University | DayLt_Cntrl-NC | 16
SCE | College_University | DayLt_Cntrl-NC | SYSTEM
SCE | Fast_Food_Restaurant | DayLt_Cntrl-NC | 6
SCE | Fast_Food_Restaurant | DayLt_Cntrl-NC | 8
SCE | Fast_Food_Restaurant | DayLt_Cntrl-NC | 9
SCE | Fast_Food_Restaurant | DayLt_Cntrl-NC | 10
SCE | Fast_Food_Restaurant | DayLt_Cntrl-NC | 13
SCE | Fast_Food_Restaurant | DayLt_Cntrl-NC | 14
SCE | Fast_Food_Restaurant | DayLt_Cntrl-NC | 15
SCE | Fast_Food_Restaurant | DayLt_Cntrl-NC | 16
SCE | Fast_Food_Restaurant | DayLt_Cntrl-NC | SYSTEM
SCE | Grocery_Store | DayLt_Cntrl-NC | 6
SCE | Grocery_Store | DayLt_Cntrl-NC | 8
SCE | Grocery_Store | DayLt_Cntrl-NC | 9
SCE | Grocery_Store | DayLt_Cntrl-NC | 10
SCE | Grocery_Store | DayLt_Cntrl-NC | 13
SCE | Grocery_Store | DayLt_Cntrl-NC | 14
SCE | Grocery_Store | DayLt_Cntrl-NC | 15
SCE | Grocery_Store | DayLt_Cntrl-NC | 16
SCE | Grocery_Store | DayLt_Cntrl-NC | SYSTEM
SCE | Hospital | DayLt_Cntrl-NC | 6
SCE | Hospital | DayLt_Cntrl-NC | 8
SCE | Hospital | DayLt_Cntrl-NC | 9
SCE | Hospital | DayLt_Cntrl-NC | 10
SCE | Hospital | DayLt_Cntrl-NC | 13
SCE | Hospital | DayLt_Cntrl-NC | 14
SCE | Hospital | DayLt_Cntrl-NC | 15
SCE | Hospital | DayLt_Cntrl-NC | 16
SCE | Hospital | DayLt_Cntrl-NC | SYSTEM
SCE | Large_Office | DayLt_Cntrl-NC | 6
SCE | Large_Office | DayLt_Cntrl-NC | 8
SCE | Large_Office | DayLt_Cntrl-NC | 9
SCE | Large_Office | DayLt_Cntrl-NC | 10
SCE | Large_Office | DayLt_Cntrl-NC | 13
SCE | Large_Office | DayLt_Cntrl-NC | 14
SCE | Large_Office | DayLt_Cntrl-NC | 15
SCE | Large_Office | DayLt_Cntrl-NC | 16
SCE | Large_Office | DayLt_Cntrl-NC | SYSTEM
SCE | School | DayLt_Cntrl-NC | 6
SCE | School | DayLt_Cntrl-NC | 8
SCE | School | DayLt_Cntrl-NC | 9
SCE | School | DayLt_Cntrl-NC | 10
SCE | School | DayLt_Cntrl-NC | 13
SCE | School | DayLt_Cntrl-NC | 14
SCE | School | DayLt_Cntrl-NC | 15
SCE | School | DayLt_Cntrl-NC | 16
SCE | School | DayLt_Cntrl-NC | SYSTEM
SCE | Sit_Down_Restaurant | DayLt_Cntrl-NC | 6
SCE | Sit_Down_Restaurant | DayLt_Cntrl-NC | 8
SCE | Sit_Down_Restaurant | DayLt_Cntrl-NC | 9
SCE | Sit_Down_Restaurant | DayLt_Cntrl-NC | 10
SCE | Sit_Down_Restaurant | DayLt_Cntrl-NC | 13
SCE | Sit_Down_Restaurant | DayLt_Cntrl-NC | 14
SCE | Sit_Down_Restaurant | DayLt_Cntrl-NC | 15
SCE | Sit_Down_Restaurant | DayLt_Cntrl-NC | 16
SCE | Sit_Down_Restaurant | DayLt_Cntrl-NC | SYSTEM
SCE | Small_Office | DayLt_Cntrl-NC | 6
SCE | Small_Office | DayLt_Cntrl-NC | 8
SCE | Small_Office | DayLt_Cntrl-NC | 9
SCE | Small_Office | DayLt_Cntrl-NC | 10
SCE | Small_Office | DayLt_Cntrl-NC | 13
SCE | Small_Office | DayLt_Cntrl-NC | 14
SCE | Small_Office | DayLt_Cntrl-NC | 15
SCE | Small_Office | DayLt_Cntrl-NC | 16
SCE | Small_Office | DayLt_Cntrl-NC | SYSTEM
SCE | Small_Office | Economy_cycle-Ret | 6
SCE | Small_Office | Economy_cycle-Ret | 8
SCE | Small_Office | Economy_cycle-Ret | 9
SCE | Small_Office | Economy_cycle-Ret | 10
SCE | Small_Office | Economy_cycle-Ret | 13
SCE | Small_Office | Economy_cycle-Ret | 14
SCE | Small_Office | Economy_cycle-Ret | 15
SCE | Small_Office | Economy_cycle-Ret | 16
SCE | Small_Office | Economy_cycle-Ret | SYSTEM
SCE | Large_Office | Economy_cycle-Ret | 6
SCE | Large_Office | Economy_cycle-Ret | 8
SCE | Large_Office | Economy_cycle-Ret | 9
SCE | Large_Office | Economy_cycle-Ret | 10
SCE | Large_Office | Economy_cycle-Ret | 13
SCE | Large_Office | Economy_cycle-Ret | 14
SCE | Large_Office | Economy_cycle-Ret | 15
SCE | Large_Office | Economy_cycle-Ret | 16
SCE | Large_Office | Economy_cycle-Ret | SYSTEM
SCE | Restaurant | Economy_cycle-Ret | 6
SCE | Restaurant | Economy_cycle-Ret | 8
SCE | Restaurant | Economy_cycle-Ret | 9
SCE | Restaurant | Economy_cycle-Ret | 10
SCE | Restaurant | Economy_cycle-Ret | 13
SCE | Restaurant | Economy_cycle-Ret | 14
SCE | Restaurant | Economy_cycle-Ret | 15
SCE | Restaurant | Economy_cycle-Ret | 16
SCE | Restaurant | Economy_cycle-Ret | SYSTEM
SCE | Small_Retail_Store | Economy_cycle-Ret | 6
SCE | Small_Retail_Store | Economy_cycle-Ret | 8
SCE | Small_Retail_Store | Economy_cycle-Ret | 9
SCE | Small_Retail_Store | Economy_cycle-Ret | 10
SCE | Small_Retail_Store | Economy_cycle-Ret | 13
SCE | Small_Retail_Store | Economy_cycle-Ret | 14
SCE | Small_Retail_Store | Economy_cycle-Ret | 15
SCE | Small_Retail_Store | Economy_cycle-Ret | 16
SCE | Small_Retail_Store | Economy_cycle-Ret | SYSTEM
SCE | Large_Retail_Store | Economy_cycle-Ret | 6
SCE | Large_Retail_Store | Economy_cycle-Ret | 8
SCE | Large_Retail_Store | Economy_cycle-Ret | 9
SCE | Large_Retail_Store | Economy_cycle-Ret | 10
SCE | Large_Retail_Store | Economy_cycle-Ret | 13
SCE | Large_Retail_Store | Economy_cycle-Ret | 14
SCE | Large_Retail_Store | Economy_cycle-Ret | 15
SCE | Large_Retail_Store | Economy_cycle-Ret | 16
SCE | Large_Retail_Store | Economy_cycle-Ret | SYSTEM
SCE | College_University | Economy_cycle-Ret | 6
SCE | College_University | Economy_cycle-Ret | 8
SCE | College_University | Economy_cycle-Ret | 9
SCE | College_University | Economy_cycle-Ret | 10
SCE | College_University | Economy_cycle-Ret | 13
SCE | College_University | Economy_cycle-Ret | 14
SCE | College_University | Economy_cycle-Ret | 15
SCE | College_University | Economy_cycle-Ret | 16
SCE | College_University | Economy_cycle-Ret | SYSTEM
SCE | Misc._Commercial | Economy_cycle-Ret | 6
SCE | Misc._Commercial | Economy_cycle-Ret | 8
SCE | Misc._Commercial | Economy_cycle-Ret | 9
SCE | Misc._Commercial | Economy_cycle-Ret | 10
SCE | Misc._Commercial | Economy_cycle-Ret | 13
SCE | Misc._Commercial | Economy_cycle-Ret | 14
SCE | Misc._Commercial | Economy_cycle-Ret | 15
SCE | Misc._Commercial | Economy_cycle-Ret | 16
SCE | Misc._Commercial | Economy_cycle-Ret | SYSTEM
SCE | Restaurant | Evap_Cooling-Ret | 6
SCE | Restaurant | Evap_Cooling-Ret | 8
SCE | Restaurant | Evap_Cooling-Ret | 9
SCE | Restaurant | Evap_Cooling-Ret | 10
SCE | Restaurant | Evap_Cooling-Ret | 13
SCE | Restaurant | Evap_Cooling-Ret | 14
SCE | Restaurant | Evap_Cooling-Ret | 15
SCE | Restaurant | Evap_Cooling-Ret | 16
SCE | Restaurant | Evap_Cooling-Ret | SYSTEM
SCE | Small_Retail_Store | Evap_Cooling-Ret | 6
SCE | Small_Retail_Store | Evap_Cooling-Ret | 8
SCE | Small_Retail_Store | Evap_Cooling-Ret | 9
SCE | Small_Retail_Store | Evap_Cooling-Ret | 10
SCE | Small_Retail_Store | Evap_Cooling-Ret | 13
SCE | Small_Retail_Store | Evap_Cooling-Ret | 14
SCE | Small_Retail_Store | Evap_Cooling-Ret | 15
SCE | Small_Retail_Store | Evap_Cooling-Ret | 16
SCE | Small_Retail_Store | Evap_Cooling-Ret | SYSTEM
SCE | Large_Retail_Store | Evap_Cooling-Ret | 6
SCE | Large_Retail_Store | Evap_Cooling-Ret | 8
SCE | Large_Retail_Store | Evap_Cooling-Ret | 9
SCE | Large_Retail_Store | Evap_Cooling-Ret | 10
SCE | Large_Retail_Store | Evap_Cooling-Ret | 13
SCE | Large_Retail_Store | Evap_Cooling-Ret | 14
SCE | Large_Retail_Store | Evap_Cooling-Ret | 15
SCE | Large_Retail_Store | Evap_Cooling-Ret | 16
SCE | Large_Retail_Store | Evap_Cooling-Ret | SYSTEM
SCE | College_University | Evap_Cooling-Ret | 6
SCE | College_University | Evap_Cooling-Ret | 8
SCE | College_University | Evap_Cooling-Ret | 9
SCE | College_University | Evap_Cooling-Ret | 10
SCE | College_University | Evap_Cooling-Ret | 13
SCE | College_University | Evap_Cooling-Ret | 14
SCE | College_University | Evap_Cooling-Ret | 15
SCE | College_University | Evap_Cooling-Ret | 16
SCE | College_University | Evap_Cooling-Ret | SYSTEM
SCE | Small_Retail_Store | Replace_Chiller-Ret | 6
SCE | Small_Retail_Store | Replace_Chiller-Ret | 8
SCE | Small_Retail_Store | Replace_Chiller-Ret | 9
SCE | Small_Retail_Store | Replace_Chiller-Ret | 10
SCE | Small_Retail_Store | Replace_Chiller-Ret | 13
SCE | Small_Retail_Store | Replace_Chiller-Ret | 14
SCE | Small_Retail_Store | Replace_Chiller-Ret | 15
SCE | Small_Retail_Store | Replace_Chiller-Ret | 16
SCE | Small_Retail_Store | Replace_Chiller-Ret | SYSTEM
SCE | Large_Retail_Store | Replace_Chiller-Ret | 6
SCE | Large_Retail_Store | Replace_Chiller-Ret | 8
SCE | Large_Retail_Store | Replace_Chiller-Ret | 9
SCE | Large_Retail_Store | Replace_Chiller-Ret | 10
SCE | Large_Retail_Store | Replace_Chiller-Ret | 13
SCE | Large_Retail_Store | Replace_Chiller-Ret | 14
SCE | Large_Retail_Store | Replace_Chiller-Ret | 15
SCE | Large_Retail_Store | Replace_Chiller-Ret | 16
SCE | Large_Retail_Store | Replace_Chiller-Ret | SYSTEM
SCE | Hospital | Replace_Chiller-Ret | 6
SCE | Hospital | Replace_Chiller-Ret | 8
SCE | Hospital | Replace_Chiller-Ret | 9
SCE | Hospital | Replace_Chiller-Ret | 10
SCE | Hospital | Replace_Chiller-Ret | 13
SCE | Hospital | Replace_Chiller-Ret | 14
SCE | Hospital | Replace_Chiller-Ret | 15
SCE | Hospital | Replace_Chiller-Ret | 16
SCE | Hospital | Replace_Chiller-Ret | SYSTEM
SCE | Medical_Clinic | Replace_Chiller-Ret | 6
SCE | Medical_Clinic | Replace_Chiller-Ret | 8
SCE | Medical_Clinic | Replace_Chiller-Ret | 9
SCE | Medical_Clinic | Replace_Chiller-Ret | 10
SCE | Medical_Clinic | Replace_Chiller-Ret | 13
SCE | Medical_Clinic | Replace_Chiller-Ret | 14
SCE | Medical_Clinic | Replace_Chiller-Ret | 15
SCE | Medical_Clinic | Replace_Chiller-Ret | 16
SCE | Medical_Clinic | Replace_Chiller-Ret | SYSTEM
SCE | Hotel_Motel | Replace_Chiller-Ret | 6
SCE | Hotel_Motel | Replace_Chiller-Ret | 8
SCE | Hotel_Motel | Replace_Chiller-Ret | 9
SCE | Hotel_Motel | Replace_Chiller-Ret | 10
SCE | Hotel_Motel | Replace_Chiller-Ret | 13
SCE | Hotel_Motel | Replace_Chiller-Ret | 14
SCE | Hotel_Motel | Replace_Chiller-Ret | 15
SCE | Hotel_Motel | Replace_Chiller-Ret | 16
SCE | Hotel_Motel | Replace_Chiller-Ret | SYSTEM
SCE | Trans_Comm_Util | Replace_Chiller-Ret | 6
SCE | Trans_Comm_Util | Replace_Chiller-Ret | 8
SCE | Trans_Comm_Util | Replace_Chiller-Ret | 9
SCE | Trans_Comm_Util | Replace_Chiller-Ret | 10
SCE | Trans_Comm_Util | Replace_Chiller-Ret | 13
SCE | Trans_Comm_Util | Replace_Chiller-Ret | 14
SCE | Trans_Comm_Util | Replace_Chiller-Ret | 15
SCE | Trans_Comm_Util | Replace_Chiller-Ret | 16
SCE | Trans_Comm_Util | Replace_Chiller-Ret | SYSTEM
SCE | Industrial | Replace_Chiller-Ret | 6
SCE | Industrial | Replace_Chiller-Ret | 8
SCE | Industrial | Replace_Chiller-Ret | 9
SCE | Industrial | Replace_Chiller-Ret | 10
SCE | Industrial | Replace_Chiller-Ret | 13
SCE | Industrial | Replace_Chiller-Ret | 14
SCE | Industrial | Replace_Chiller-Ret | 15
SCE | Industrial | Replace_Chiller-Ret | 16
SCE | Industrial | Replace_Chiller-Ret | SYSTEM
SCE | Agricultural | Replace_Chiller-Ret | 6
SCE | Agricultural | Replace_Chiller-Ret | 8
SCE | Agricultural | Replace_Chiller-Ret | 9
SCE | Agricultural | Replace_Chiller-Ret | 10
SCE | Agricultural | Replace_Chiller-Ret | 13
SCE | Agricultural | Replace_Chiller-Ret | 14
SCE | Agricultural | Replace_Chiller-Ret | 15
SCE | Agricultural | Replace_Chiller-Ret | 16
SCE | Agricultural | Replace_Chiller-Ret | SYSTEM
SCE | Small_Office | New_AC-Ret | 6
SCE | Small_Office | New_AC-Ret | 8
SCE | Small_Office | New_AC-Ret | 9
SCE | Small_Office | New_AC-Ret | 10
SCE | Small_Office | New_AC-Ret | 13
SCE | Small_Office | New_AC-Ret | 14
SCE | Small_Office | New_AC-Ret | 15
SCE | Small_Office | New_AC-Ret | 16
SCE | Small_Office | New_AC-Ret | SYSTEM
SCE | Large_Office | New_AC-Ret | 6
SCE | Large_Office | New_AC-Ret | 8
SCE | Large_Office | New_AC-Ret | 9
SCE | Large_Office | New_AC-Ret | 10
SCE | Large_Office | New_AC-Ret | 13
SCE | Large_Office | New_AC-Ret | 14
SCE | Large_Office | New_AC-Ret | 15
SCE | Large_Office | New_AC-Ret | 16
SCE | Large_Office | New_AC-Ret | SYSTEM
SCE | Restaurant | New_AC-Ret | 6
SCE | Restaurant | New_AC-Ret | 8
SCE | Restaurant | New_AC-Ret | 9
SCE | Restaurant | New_AC-Ret | 10
SCE | Restaurant | New_AC-Ret | 13
SCE | Restaurant | New_AC-Ret | 14
SCE | Restaurant | New_AC-Ret | 15
SCE | Restaurant | New_AC-Ret | 16
SCE | Restaurant | New_AC-Ret | SYSTEM
SCE | Small_Retail_Store | New_AC-Ret | 6
SCE | Small_Retail_Store | New_AC-Ret | 8
SCE | Small_Retail_Store | New_AC-Ret | 9
SCE | Small_Retail_Store | New_AC-Ret | 10
SCE | Small_Retail_Store | New_AC-Ret | 13
SCE | Small_Retail_Store | New_AC-Ret | 14
SCE | Small_Retail_Store | New_AC-Ret | 15
SCE | Small_Retail_Store | New_AC-Ret | 16
SCE | Small_Retail_Store | New_AC-Ret | SYSTEM
SCE | Large_Retail_Store | New_AC-Ret | 6
SCE | Large_Retail_Store | New_AC-Ret | 8
SCE | Large_Retail_Store | New_AC-Ret | 9
SCE | Large_Retail_Store | New_AC-Ret | 10
SCE | Large_Retail_Store | New_AC-Ret | 13
SCE | Large_Retail_Store | New_AC-Ret | 14
SCE | Large_Retail_Store | New_AC-Ret | 15
SCE | Large_Retail_Store | New_AC-Ret | 16
SCE | Large_Retail_Store | New_AC-Ret | SYSTEM
SCE | Food_Store | New_AC-Ret | 6
SCE | Food_Store | New_AC-Ret | 8
SCE | Food_Store | New_AC-Ret | 9
SCE | Food_Store | New_AC-Ret | 10
SCE | Food_Store | New_AC-Ret | 13
SCE | Food_Store | New_AC-Ret | 14
SCE | Food_Store | New_AC-Ret | 15
SCE | Food_Store | New_AC-Ret | 16
SCE | Food_Store | New_AC-Ret | SYSTEM
SCE | Refrigerated_Warehouse | New_AC-Ret | 6
SCE | Refrigerated_Warehouse | New_AC-Ret | 8
SCE | Refrigerated_Warehouse | New_AC-Ret | 9
SCE | Refrigerated_Warehouse | New_AC-Ret | 10
SCE | Refrigerated_Warehouse | New_AC-Ret | 13
SCE | Refrigerated_Warehouse | New_AC-Ret | 14
SCE | Refrigerated_Warehouse | New_AC-Ret | 15
SCE | Refrigerated_Warehouse | New_AC-Ret | 16
SCE | Refrigerated_Warehouse | New_AC-Ret | SYSTEM
SCE | Non-Refrig._Warehouse | New_AC-Ret | 6
SCE | Non-Refrig._Warehouse | New_AC-Ret | 8
SCE | Non-Refrig._Warehouse | New_AC-Ret | 9
SCE | Non-Refrig._Warehouse | New_AC-Ret | 10
SCE | Non-Refrig._Warehouse | New_AC-Ret | 13
SCE | Non-Refrig._Warehouse | New_AC-Ret | 14
SCE | Non-Refrig._Warehouse | New_AC-Ret | 15
SCE | Non-Refrig._Warehouse | New_AC-Ret | 16
SCE | Non-Refrig._Warehouse | New_AC-Ret | SYSTEM
SCE | K_thru_12_School | New_AC-Ret | 6
SCE | K_thru_12_School | New_AC-Ret | 8
SCE | K_thru_12_School | New_AC-Ret | 9
SCE | K_thru_12_School | New_AC-Ret | 10
SCE | K_thru_12_School | New_AC-Ret | 13
SCE | K_thru_12_School | New_AC-Ret | 14
SCE | K_thru_12_School | New_AC-Ret | 15
SCE | K_thru_12_School | New_AC-Ret | 16
SCE | K_thru_12_School | New_AC-Ret | SYSTEM
SCE | College_University | New_AC-Ret | 6
SCE | College_University | New_AC-Ret | 8
SCE | College_University | New_AC-Ret | 9
SCE | College_University | New_AC-Ret | 10
SCE | College_University | New_AC-Ret | 13
SCE | College_University | New_AC-Ret | 14
SCE | College_University | New_AC-Ret | 15
SCE | College_University | New_AC-Ret | 16
SCE | College_University | New_AC-Ret | SYSTEM
SCE | Hospital | New_AC-Ret | 6
SCE | Hospital | New_AC-Ret | 8
SCE | Hospital | New_AC-Ret | 9
SCE | Hospital | New_AC-Ret | 10
SCE | Hospital | New_AC-Ret | 13
SCE | Hospital | New_AC-Ret | 14
SCE | Hospital | New_AC-Ret | 15
SCE | Hospital | New_AC-Ret | 16
SCE | Hospital | New_AC-Ret | SYSTEM
SCE | Medical_Clinic | New_AC-Ret | 6
SCE | Medical_Clinic | New_AC-Ret | 8
SCE | Medical_Clinic | New_AC-Ret | 9
SCE | Medical_Clinic | New_AC-Ret | 10
SCE | Medical_Clinic | New_AC-Ret | 13
SCE | Medical_Clinic | New_AC-Ret | 14
SCE | Medical_Clinic | New_AC-Ret | 15
SCE | Medical_Clinic | New_AC-Ret | 16
SCE | Medical_Clinic | New_AC-Ret | SYSTEM
SCE | Hotel_Motel | New_AC-Ret | 6
SCE | Hotel_Motel | New_AC-Ret | 8
SCE | Hotel_Motel | New_AC-Ret | 9
SCE | Hotel_Motel | New_AC-Ret | 10
SCE | Hotel_Motel | New_AC-Ret | 13
SCE | Hotel_Motel | New_AC-Ret | 14
SCE | Hotel_Motel | New_AC-Ret | 15
SCE | Hotel_Motel | New_AC-Ret | 16
SCE | Hotel_Motel | New_AC-Ret | SYSTEM
SCE | Trans_Comm_Util | New_AC-Ret | 6
SCE | Trans_Comm_Util | New_AC-Ret | 8
SCE | Trans_Comm_Util | New_AC-Ret | 9
SCE | Trans_Comm_Util | New_AC-Ret | 10
SCE | Trans_Comm_Util | New_AC-Ret | 13
SCE | Trans_Comm_Util | New_AC-Ret | 14
SCE | Trans_Comm_Util | New_AC-Ret | 15
SCE | Trans_Comm_Util | New_AC-Ret | 16
SCE | Trans_Comm_Util | New_AC-Ret | SYSTEM
SCE | Misc._Commercial | New_AC-Ret | 6
SCE | Misc._Commercial | New_AC-Ret | 8
SCE | Misc._Commercial | New_AC-Ret | 9
SCE | Misc._Commercial | New_AC-Ret | 10
SCE | Misc._Commercial | New_AC-Ret | 13
SCE | Misc._Commercial | New_AC-Ret | 14
SCE | Misc._Commercial | New_AC-Ret | 15
SCE | Misc._Commercial | New_AC-Ret | 16
SCE | Misc._Commercial | New_AC-Ret | SYSTEM
SCE | Industrial | New_AC-Ret | 6
SCE | Industrial | New_AC-Ret | 8
SCE | Industrial | New_AC-Ret | 9
SCE | Industrial | New_AC-Ret | 10
SCE | Industrial | New_AC-Ret | 13
SCE | Industrial | New_AC-Ret | 14
SCE | Industrial | New_AC-Ret | 15
SCE | Industrial | New_AC-Ret | 16
SCE | Industrial | New_AC-Ret | SYSTEM
SCE | Agricultural | New_AC-Ret | 6
SCE | Agricultural | New_AC-Ret | 8
SCE | Agricultural | New_AC-Ret | 9
SCE | Agricultural | New_AC-Ret | 10
SCE | Agricultural | New_AC-Ret | 13
SCE | Agricultural | New_AC-Ret | 14
SCE | Agricultural | New_AC-Ret | 15
SCE | Agricultural | New_AC-Ret | 16
SCE | Agricultural | New_AC-Ret | SYSTEM
SCE | Small_Office | New_HtPmp-Ret | 6
SCE | Small_Office | New_HtPmp-Ret | 8
SCE | Small_Office | New_HtPmp-Ret | 9
SCE | Small_Office | New_HtPmp-Ret | 10
SCE | Small_Office | New_HtPmp-Ret | 13
SCE | Small_Office | New_HtPmp-Ret | 14
SCE | Small_Office | New_HtPmp-Ret | 15
SCE | Small_Office | New_HtPmp-Ret | 16
SCE | Small_Office | New_HtPmp-Ret | SYSTEM
SCE | Large_Office | New_HtPmp-Ret | 6
SCE | Large_Office | New_HtPmp-Ret | 8
SCE | Large_Office | New_HtPmp-Ret | 9
SCE | Large_Office | New_HtPmp-Ret | 10
SCE | Large_Office | New_HtPmp-Ret | 13
SCE | Large_Office | New_HtPmp-Ret | 14
SCE | Large_Office | New_HtPmp-Ret | 15
SCE | Large_Office | New_HtPmp-Ret | 16
SCE | Large_Office | New_HtPmp-Ret | SYSTEM
SCE | Restaurant | New_HtPmp-Ret | 6
SCE | Restaurant | New_HtPmp-Ret | 8
SCE | Restaurant | New_HtPmp-Ret | 9
SCE | Restaurant | New_HtPmp-Ret | 10
SCE | Restaurant | New_HtPmp-Ret | 13
SCE | Restaurant | New_HtPmp-Ret | 14
SCE | Restaurant | New_HtPmp-Ret | 15
SCE | Restaurant | New_HtPmp-Ret | 16
SCE | Restaurant | New_HtPmp-Ret | SYSTEM
SCE | Small_Retail_Store | New_HtPmp-Ret | 6
SCE | Small_Retail_Store | New_HtPmp-Ret | 8
SCE | Small_Retail_Store | New_HtPmp-Ret | 9
SCE | Small_Retail_Store | New_HtPmp-Ret | 10
SCE | Small_Retail_Store | New_HtPmp-Ret | 13
SCE | Small_Retail_Store | New_HtPmp-Ret | 14
SCE | Small_Retail_Store | New_HtPmp-Ret | 15
SCE | Small_Retail_Store | New_HtPmp-Ret | 16
SCE | Small_Retail_Store | New_HtPmp-Ret | SYSTEM
SCE | Large_Retail_Store | New_HtPmp-Ret | 6
SCE | Large_Retail_Store | New_HtPmp-Ret | 8
SCE | Large_Retail_Store | New_HtPmp-Ret | 9
SCE | Large_Retail_Store | New_HtPmp-Ret | 10
SCE | Large_Retail_Store | New_HtPmp-Ret | 13
SCE | Large_Retail_Store | New_HtPmp-Ret | 14
SCE | Large_Retail_Store | New_HtPmp-Ret | 15
SCE | Large_Retail_Store | New_HtPmp-Ret | 16
SCE | Large_Retail_Store | New_HtPmp-Ret | SYSTEM
SCE | Food_Store | New_HtPmp-Ret | 6
SCE | Food_Store | New_HtPmp-Ret | 8
SCE | Food_Store | New_HtPmp-Ret | 9
SCE | Food_Store | New_HtPmp-Ret | 10
SCE | Food_Store | New_HtPmp-Ret | 13
SCE | Food_Store | New_HtPmp-Ret | 14
SCE | Food_Store | New_HtPmp-Ret | 15
SCE | Food_Store | New_HtPmp-Ret | 16
SCE | Food_Store | New_HtPmp-Ret | SYSTEM
SCE | Refrigerated_Warehouse | New_HtPmp-Ret | 6
SCE | Refrigerated_Warehouse | New_HtPmp-Ret | 8
SCE | Refrigerated_Warehouse | New_HtPmp-Ret | 9
SCE | Refrigerated_Warehouse | New_HtPmp-Ret | 10
SCE | Refrigerated_Warehouse | New_HtPmp-Ret | 13
SCE | Refrigerated_Warehouse | New_HtPmp-Ret | 14
SCE | Refrigerated_Warehouse | New_HtPmp-Ret | 15
SCE | Refrigerated_Warehouse | New_HtPmp-Ret | 16
SCE | Refrigerated_Warehouse | New_HtPmp-Ret | SYSTEM
SCE | Non-Refrig._Warehouse | New_HtPmp-Ret | 6
SCE | Non-Refrig._Warehouse | New_HtPmp-Ret | 8
SCE | Non-Refrig._Warehouse | New_HtPmp-Ret | 9
SCE | Non-Refrig._Warehouse | New_HtPmp-Ret | 10
SCE | Non-Refrig._Warehouse | New_HtPmp-Ret | 13
SCE | Non-Refrig._Warehouse | New_HtPmp-Ret | 14
SCE | Non-Refrig._Warehouse | New_HtPmp-Ret | 15
SCE | Non-Refrig._Warehouse | New_HtPmp-Ret | 16
SCE | Non-Refrig._Warehouse | New_HtPmp-Ret | SYSTEM
SCE | K_thru_12_School | New_HtPmp-Ret | 6
SCE | K_thru_12_School | New_HtPmp-Ret | 8
SCE | K_thru_12_School | New_HtPmp-Ret | 9
SCE | K_thru_12_School | New_HtPmp-Ret | 10
SCE | K_thru_12_School | New_HtPmp-Ret | 13
SCE | K_thru_12_School | New_HtPmp-Ret | 14
SCE | K_thru_12_School | New_HtPmp-Ret | 15
SCE | K_thru_12_School | New_HtPmp-Ret | 16
SCE | K_thru_12_School | New_HtPmp-Ret | SYSTEM
SCE | College_University | New_HtPmp-Ret | 6
SCE | College_University | New_HtPmp-Ret | 8
SCE | College_University | New_HtPmp-Ret | 9
SCE | College_University | New_HtPmp-Ret | 10
SCE | College_University | New_HtPmp-Ret | 13
SCE | College_University | New_HtPmp-Ret | 14
SCE | College_University | New_HtPmp-Ret | 15
SCE | College_University | New_HtPmp-Ret | 16
SCE | College_University | New_HtPmp-Ret | SYSTEM
SCE | Hospital | New_HtPmp-Ret | 6
SCE | Hospital | New_HtPmp-Ret | 8
SCE | Hospital | New_HtPmp-Ret | 9
SCE | Hospital | New_HtPmp-Ret | 10
SCE | Hospital | New_HtPmp-Ret | 13
SCE | Hospital | New_HtPmp-Ret | 14
SCE | Hospital | New_HtPmp-Ret | 15
SCE | Hospital | New_HtPmp-Ret | 16
SCE | Hospital | New_HtPmp-Ret | SYSTEM
SCE | Medical_Clinic | New_HtPmp-Ret | 6
SCE | Medical_Clinic | New_HtPmp-Ret | 8
SCE | Medical_Clinic | New_HtPmp-Ret | 9
SCE | Medical_Clinic | New_HtPmp-Ret | 10
SCE | Medical_Clinic | New_HtPmp-Ret | 13
SCE | Medical_Clinic | New_HtPmp-Ret | 14
SCE | Medical_Clinic | New_HtPmp-Ret | 15
SCE | Medical_Clinic | New_HtPmp-Ret | 16
SCE | Medical_Clinic | New_HtPmp-Ret | SYSTEM
SCE | Hotel_Motel | New_HtPmp-Ret | 6
SCE | Hotel_Motel | New_HtPmp-Ret | 8
SCE | Hotel_Motel | New_HtPmp-Ret | 9
SCE | Hotel_Motel | New_HtPmp-Ret | 10
SCE | Hotel_Motel | New_HtPmp-Ret | 13
SCE | Hotel_Motel | New_HtPmp-Ret | 14
SCE | Hotel_Motel | New_HtPmp-Ret | 15
SCE | Hotel_Motel | New_HtPmp-Ret | 16
SCE | Hotel_Motel | New_HtPmp-Ret | SYSTEM
SCE | Trans_Comm_Util | New_HtPmp-Ret | 6
SCE | Trans_Comm_Util | New_HtPmp-Ret | 8
SCE | Trans_Comm_Util | New_HtPmp-Ret | 9
SCE | Trans_Comm_Util | New_HtPmp-Ret | 10
SCE | Trans_Comm_Util | New_HtPmp-Ret | 13
SCE | Trans_Comm_Util | New_HtPmp-Ret | 14
SCE | Trans_Comm_Util | New_HtPmp-Ret | 15
SCE | Trans_Comm_Util | New_HtPmp-Ret | 16
SCE | Trans_Comm_Util | New_HtPmp-Ret | SYSTEM
SCE | Misc._Commercial | New_HtPmp-Ret | 6
SCE | Misc._Commercial | New_HtPmp-Ret | 8
SCE | Misc._Commercial | New_HtPmp-Ret | 9
SCE | Misc._Commercial | New_HtPmp-Ret | 10
SCE | Misc._Commercial | New_HtPmp-Ret | 13
SCE | Misc._Commercial | New_HtPmp-Ret | 14
SCE | Misc._Commercial | New_HtPmp-Ret | 15
SCE | Misc._Commercial | New_HtPmp-Ret | 16
SCE | Misc._Commercial | New_HtPmp-Ret | SYSTEM
SCE | Industrial | New_HtPmp-Ret | 6
SCE | Industrial | New_HtPmp-Ret | 8
SCE | Industrial | New_HtPmp-Ret | 9
SCE | Industrial | New_HtPmp-Ret | 10
SCE | Industrial | New_HtPmp-Ret | 13
SCE | Industrial | New_HtPmp-Ret | 14
SCE | Industrial | New_HtPmp-Ret | 15
SCE | Industrial | New_HtPmp-Ret | 16
SCE | Industrial | New_HtPmp-Ret | SYSTEM
SCE | Agricultural | New_HtPmp-Ret | 6
SCE | Agricultural | New_HtPmp-Ret | 8
SCE | Agricultural | New_HtPmp-Ret | 9
SCE | Agricultural | New_HtPmp-Ret | 10
SCE | Agricultural | New_HtPmp-Ret | 13
SCE | Agricultural | New_HtPmp-Ret | 14
SCE | Agricultural | New_HtPmp-Ret | 15
SCE | Agricultural | New_HtPmp-Ret | 16
SCE | Agricultural | New_HtPmp-Ret | SYSTEM
SCE | Small_Office | Roof_insul-Ret | 6
SCE | Small_Office | Roof_insul-Ret | 8
SCE | Small_Office | Roof_insul-Ret | 9
SCE | Small_Office | Roof_insul-Ret | 10
SCE | Small_Office | Roof_insul-Ret | 13
SCE | Small_Office | Roof_insul-Ret | 14
SCE | Small_Office | Roof_insul-Ret | 15
SCE | Small_Office | Roof_insul-Ret | 16
SCE | Small_Office | Roof_insul-Ret | SYSTEM
SCE | Large_Office | Roof_insul-Ret | 6
SCE | Large_Office | Roof_insul-Ret | 8
SCE | Large_Office | Roof_insul-Ret | 9
SCE | Large_Office | Roof_insul-Ret | 10
SCE | Large_Office | Roof_insul-Ret | 13
SCE | Large_Office | Roof_insul-Ret | 14
SCE | Large_Office | Roof_insul-Ret | 15
SCE | Large_Office | Roof_insul-Ret | 16
SCE | Large_Office | Roof_insul-Ret | SYSTEM
SCE | Small_Retail_Store | Roof_insul-Ret | 6
SCE | Small_Retail_Store | Roof_insul-Ret | 8
SCE | Small_Retail_Store | Roof_insul-Ret | 9
SCE | Small_Retail_Store | Roof_insul-Ret | 10
SCE | Small_Retail_Store | Roof_insul-Ret | 13
SCE | Small_Retail_Store | Roof_insul-Ret | 14
SCE | Small_Retail_Store | Roof_insul-Ret | 15
SCE | Small_Retail_Store | Roof_insul-Ret | 16
SCE | Small_Retail_Store | Roof_insul-Ret | SYSTEM
SCE | Large_Retail_Store | Roof_insul-Ret | 6
SCE | Large_Retail_Store | Roof_insul-Ret | 8
SCE | Large_Retail_Store | Roof_insul-Ret | 9
SCE | Large_Retail_Store | Roof_insul-Ret | 10
SCE | Large_Retail_Store | Roof_insul-Ret | 13
SCE | Large_Retail_Store | Roof_insul-Ret | 14
SCE | Large_Retail_Store | Roof_insul-Ret | 15
SCE | Large_Retail_Store | Roof_insul-Ret | 16
SCE | Large_Retail_Store | Roof_insul-Ret | SYSTEM
SCE | Food_Store | Roof_insul-Ret | 6
SCE | Food_Store | Roof_insul-Ret | 8
SCE | Food_Store | Roof_insul-Ret | 9
SCE | Food_Store | Roof_insul-Ret | 10
SCE | Food_Store | Roof_insul-Ret | 13
SCE | Food_Store | Roof_insul-Ret | 14
SCE | Food_Store | Roof_insul-Ret | 15
SCE | Food_Store | Roof_insul-Ret | 16
SCE | Food_Store | Roof_insul-Ret | SYSTEM
SCE | Non-Refrig._Warehouse | Roof_insul-Ret | 6
SCE | Non-Refrig._Warehouse | Roof_insul-Ret | 8
SCE | Non-Refrig._Warehouse | Roof_insul-Ret | 9
SCE | Non-Refrig._Warehouse | Roof_insul-Ret | 10
SCE | Non-Refrig._Warehouse | Roof_insul-Ret | 13
SCE | Non-Refrig._Warehouse | Roof_insul-Ret | 14
SCE | Non-Refrig._Warehouse | Roof_insul-Ret | 15
SCE | Non-Refrig._Warehouse | Roof_insul-Ret | 16
SCE | Non-Refrig._Warehouse | Roof_insul-Ret | SYSTEM
SCE | K_thru_12_School | Roof_insul-Ret | 6
SCE | K_thru_12_School | Roof_insul-Ret | 8
SCE | K_thru_12_School | Roof_insul-Ret | 9
SCE | K_thru_12_School | Roof_insul-Ret | 10
SCE | K_thru_12_School | Roof_insul-Ret | 13
SCE | K_thru_12_School | Roof_insul-Ret | 14
SCE | K_thru_12_School | Roof_insul-Ret | 15
SCE | K_thru_12_School | Roof_insul-Ret | 16
SCE | K_thru_12_School | Roof_insul-Ret | SYSTEM
SCE | College_University | Roof_insul-Ret | 6
SCE | College_University | Roof_insul-Ret | 8
SCE | College_University | Roof_insul-Ret | 9
SCE | College_University | Roof_insul-Ret | 10
SCE | College_University | Roof_insul-Ret | 13
SCE | College_University | Roof_insul-Ret | 14
SCE | College_University | Roof_insul-Ret | 15
SCE | College_University | Roof_insul-Ret | 16
SCE | College_University | Roof_insul-Ret | SYSTEM
SCE | Hospital | Roof_insul-Ret | 6
SCE | Hospital | Roof_insul-Ret | 8
SCE | Hospital | Roof_insul-Ret | 9
SCE | Hospital | Roof_insul-Ret | 10
SCE | Hospital | Roof_insul-Ret | 13
SCE | Hospital | Roof_insul-Ret | 14
SCE | Hospital | Roof_insul-Ret | 15
SCE | Hospital | Roof_insul-Ret | 16
SCE | Hospital | Roof_insul-Ret | SYSTEM
SCE | Medical_Clinic | Roof_insul-Ret | 6
SCE | Medical_Clinic | Roof_insul-Ret | 8
SCE | Medical_Clinic | Roof_insul-Ret | 9
SCE | Medical_Clinic | Roof_insul-Ret | 10
SCE | Medical_Clinic | Roof_insul-Ret | 13
SCE | Medical_Clinic | Roof_insul-Ret | 14
SCE | Medical_Clinic | Roof_insul-Ret | 15
SCE | Medical_Clinic | Roof_insul-Ret | 16
SCE | Medical_Clinic | Roof_insul-Ret | SYSTEM
SCE | Hotel_Motel | Roof_insul-Ret | 6
SCE | Hotel_Motel | Roof_insul-Ret | 8
SCE | Hotel_Motel | Roof_insul-Ret | 9
SCE | Hotel_Motel | Roof_insul-Ret | 10
SCE | Hotel_Motel | Roof_insul-Ret | 13
SCE | Hotel_Motel | Roof_insul-Ret | 14
SCE | Hotel_Motel | Roof_insul-Ret | 15
SCE | Hotel_Motel | Roof_insul-Ret | 16
SCE | Hotel_Motel | Roof_insul-Ret | SYSTEM
SCE | Trans_Comm_Util | Roof_insul-Ret | 6
SCE | Trans_Comm_Util | Roof_insul-Ret | 8
SCE | Trans_Comm_Util | Roof_insul-Ret | 9
SCE | Trans_Comm_Util | Roof_insul-Ret | 10
SCE | Trans_Comm_Util | Roof_insul-Ret | 13
SCE | Trans_Comm_Util | Roof_insul-Ret | 14
SCE | Trans_Comm_Util | Roof_insul-Ret | 15
SCE | Trans_Comm_Util | Roof_insul-Ret | 16
SCE | Trans_Comm_Util | Roof_insul-Ret | SYSTEM
SCE | Misc._Commercial | Roof_insul-Ret | 6
SCE | Misc._Commercial | Roof_insul-Ret | 8
SCE | Misc._Commercial | Roof_insul-Ret | 9
SCE | Misc._Commercial | Roof_insul-Ret | 10
SCE | Misc._Commercial | Roof_insul-Ret | 13
SCE | Misc._Commercial | Roof_insul-Ret | 14
SCE | Misc._Commercial | Roof_insul-Ret | 15
SCE | Misc._Commercial | Roof_insul-Ret | 16
SCE | Misc._Commercial | Roof_insul-Ret | SYSTEM
SCE | Industrial | Roof_insul-Ret | 6
SCE | Industrial | Roof_insul-Ret | 8
SCE | Industrial | Roof_insul-Ret | 9
SCE | Industrial | Roof_insul-Ret | 10
SCE | Industrial | Roof_insul-Ret | 13
SCE | Industrial | Roof_insul-Ret | 14
SCE | Industrial | Roof_insul-Ret | 15
SCE | Industrial | Roof_insul-Ret | 16
SCE | Industrial | Roof_insul-Ret | SYSTEM
SCE | Agricultural | Roof_insul-Ret | 6
SCE | Agricultural | Roof_insul-Ret | 8
SCE | Agricultural | Roof_insul-Ret | 9
SCE | Agricultural | Roof_insul-Ret | 10
SCE | Agricultural | Roof_insul-Ret | 13
SCE | Agricultural | Roof_insul-Ret | 14
SCE | Agricultural | Roof_insul-Ret | 15
SCE | Agricultural | Roof_insul-Ret | 16
SCE | Agricultural | Roof_insul-Ret | SYSTEM
SCE | Small_Office | Wall_insul-Ret | 6
SCE | Small_Office | Wall_insul-Ret | 8
SCE | Small_Office | Wall_insul-Ret | 9
SCE | Small_Office | Wall_insul-Ret | 10
SCE | Small_Office | Wall_insul-Ret | 13
SCE | Small_Office | Wall_insul-Ret | 14
SCE | Small_Office | Wall_insul-Ret | 15
SCE | Small_Office | Wall_insul-Ret | 16
SCE | Small_Office | Wall_insul-Ret | SYSTEM
SCE | Large_Office | Wall_insul-Ret | 6
SCE | Large_Office | Wall_insul-Ret | 8
SCE | Large_Office | Wall_insul-Ret | 9
SCE | Large_Office | Wall_insul-Ret | 10
SCE | Large_Office | Wall_insul-Ret | 13
SCE | Large_Office | Wall_insul-Ret | 14
SCE | Large_Office | Wall_insul-Ret | 15
SCE | Large_Office | Wall_insul-Ret | 16
SCE | Large_Office | Wall_insul-Ret | SYSTEM
SCE | Small_Retail_Store | Wall_insul-Ret | 6
SCE | Small_Retail_Store | Wall_insul-Ret | 8
SCE | Small_Retail_Store | Wall_insul-Ret | 9
SCE | Small_Retail_Store | Wall_insul-Ret | 10
SCE | Small_Retail_Store | Wall_insul-Ret | 13
SCE | Small_Retail_Store | Wall_insul-Ret | 14
SCE | Small_Retail_Store | Wall_insul-Ret | 15
SCE | Small_Retail_Store | Wall_insul-Ret | 16
SCE | Small_Retail_Store | Wall_insul-Ret | SYSTEM
SCE | Large_Retail_Store | Wall_insul-Ret | 6
SCE | Large_Retail_Store | Wall_insul-Ret | 8
SCE | Large_Retail_Store | Wall_insul-Ret | 9
SCE | Large_Retail_Store | Wall_insul-Ret | 10
SCE | Large_Retail_Store | Wall_insul-Ret | 13
SCE | Large_Retail_Store | Wall_insul-Ret | 14
SCE | Large_Retail_Store | Wall_insul-Ret | 15
SCE | Large_Retail_Store | Wall_insul-Ret | 16
SCE | Large_Retail_Store | Wall_insul-Ret | SYSTEM
SCE | Food_Store | Wall_insul-Ret | 6
SCE | Food_Store | Wall_insul-Ret | 8
SCE | Food_Store | Wall_insul-Ret | 9
SCE | Food_Store | Wall_insul-Ret | 10
SCE | Food_Store | Wall_insul-Ret | 13
SCE | Food_Store | Wall_insul-Ret | 14
SCE | Food_Store | Wall_insul-Ret | 15
SCE | Food_Store | Wall_insul-Ret | 16
SCE | Food_Store | Wall_insul-Ret | SYSTEM
SCE | Non-Refrig._Warehouse | Wall_insul-Ret | 6
SCE | Non-Refrig._Warehouse | Wall_insul-Ret | 8
SCE | Non-Refrig._Warehouse | Wall_insul-Ret | 9
SCE | Non-Refrig._Warehouse | Wall_insul-Ret | 10
SCE | Non-Refrig._Warehouse | Wall_insul-Ret | 13
SCE | Non-Refrig._Warehouse | Wall_insul-Ret | 14
SCE | Non-Refrig._Warehouse | Wall_insul-Ret | 15
SCE | Non-Refrig._Warehouse | Wall_insul-Ret | 16
SCE | Non-Refrig._Warehouse | Wall_insul-Ret | SYSTEM
SCE | K_thru_12_School | Wall_insul-Ret | 6
SCE | K_thru_12_School | Wall_insul-Ret | 8
SCE | K_thru_12_School | Wall_insul-Ret | 9
SCE | K_thru_12_School | Wall_insul-Ret | 10
SCE | K_thru_12_School | Wall_insul-Ret | 13
SCE | K_thru_12_School | Wall_insul-Ret | 14
SCE | K_thru_12_School | Wall_insul-Ret | 15
SCE | K_thru_12_School | Wall_insul-Ret | 16
SCE | K_thru_12_School | Wall_insul-Ret | SYSTEM
SCE | College_University | Wall_insul-Ret | 6
SCE | College_University | Wall_insul-Ret | 8
SCE | College_University | Wall_insul-Ret | 9
SCE | College_University | Wall_insul-Ret | 10
SCE | College_University | Wall_insul-Ret | 13
SCE | College_University | Wall_insul-Ret | 14
SCE | College_University | Wall_insul-Ret | 15
SCE | College_University | Wall_insul-Ret | 16
SCE | College_University | Wall_insul-Ret | SYSTEM
SCE | Hospital | Wall_insul-Ret | 6
SCE | Hospital | Wall_insul-Ret | 8
SCE | Hospital | Wall_insul-Ret | 9
SCE | Hospital | Wall_insul-Ret | 10
SCE | Hospital | Wall_insul-Ret | 13
SCE | Hospital | Wall_insul-Ret | 14
SCE | Hospital | Wall_insul-Ret | 15
SCE | Hospital | Wall_insul-Ret | 16
SCE | Hospital | Wall_insul-Ret | SYSTEM
SCE | Medical_Clinic | Wall_insul-Ret | 6
SCE | Medical_Clinic | Wall_insul-Ret | 8
SCE | Medical_Clinic | Wall_insul-Ret | 9
SCE | Medical_Clinic | Wall_insul-Ret | 10
SCE | Medical_Clinic | Wall_insul-Ret | 13
SCE | Medical_Clinic | Wall_insul-Ret | 14
SCE | Medical_Clinic | Wall_insul-Ret | 15
SCE | Medical_Clinic | Wall_insul-Ret | 16
SCE | Medical_Clinic | Wall_insul-Ret | SYSTEM
SCE | Hotel_Motel | Wall_insul-Ret | 6
SCE | Hotel_Motel | Wall_insul-Ret | 8
SCE | Hotel_Motel | Wall_insul-Ret | 9
SCE | Hotel_Motel | Wall_insul-Ret | 10
SCE | Hotel_Motel | Wall_insul-Ret | 13
SCE | Hotel_Motel | Wall_insul-Ret | 14
SCE | Hotel_Motel | Wall_insul-Ret | 15
SCE | Hotel_Motel | Wall_insul-Ret | 16
SCE | Hotel_Motel | Wall_insul-Ret | SYSTEM
SCE | Trans_Comm_Util | Wall_insul-Ret | 6
SCE | Trans_Comm_Util | Wall_insul-Ret | 8
SCE | Trans_Comm_Util | Wall_insul-Ret | 9
SCE | Trans_Comm_Util | Wall_insul-Ret | 10
SCE | Trans_Comm_Util | Wall_insul-Ret | 13
SCE | Trans_Comm_Util | Wall_insul-Ret | 14
SCE | Trans_Comm_Util | Wall_insul-Ret | 15
SCE | Trans_Comm_Util | Wall_insul-Ret | 16
SCE | Trans_Comm_Util | Wall_insul-Ret | SYSTEM
SCE | Misc._Commercial | Wall_insul-Ret | 6
SCE | Misc._Commercial | Wall_insul-Ret | 8
SCE | Misc._Commercial | Wall_insul-Ret | 9
SCE | Misc._Commercial | Wall_insul-Ret | 10
SCE | Misc._Commercial | Wall_insul-Ret | 13
SCE | Misc._Commercial | Wall_insul-Ret | 14
SCE | Misc._Commercial | Wall_insul-Ret | 15
SCE | Misc._Commercial | Wall_insul-Ret | 16
SCE | Misc._Commercial | Wall_insul-Ret | SYSTEM
SCE | Industrial | Wall_insul-Ret | 6
SCE | Industrial | Wall_insul-Ret | 8
SCE | Industrial | Wall_insul-Ret | 9
SCE | Industrial | Wall_insul-Ret | 10
SCE | Industrial | Wall_insul-Ret | 13
SCE | Industrial | Wall_insul-Ret | 14
SCE | Industrial | Wall_insul-Ret | 15
SCE | Industrial | Wall_insul-Ret | 16
SCE | Industrial | Wall_insul-Ret | SYSTEM
SCE | Agricultural | Wall_insul-Ret | 6
SCE | Agricultural | Wall_insul-Ret | 8
SCE | Agricultural | Wall_insul-Ret | 9
SCE | Agricultural | Wall_insul-Ret | 10
SCE | Agricultural | Wall_insul-Ret | 13
SCE | Agricultural | Wall_insul-Ret | 14
SCE | Agricultural | Wall_insul-Ret | 15
SCE | Agricultural | Wall_insul-Ret | 16
SCE | Agricultural | Wall_insul-Ret | SYSTEM
SCE | Small_Office | Window_Tint-Ret | 6
SCE | Small_Office | Window_Tint-Ret | 8
SCE | Small_Office | Window_Tint-Ret | 9
SCE | Small_Office | Window_Tint-Ret | 10
SCE | Small_Office | Window_Tint-Ret | 13
SCE | Small_Office | Window_Tint-Ret | 14
SCE | Small_Office | Window_Tint-Ret | 15
SCE | Small_Office | Window_Tint-Ret | 16
SCE | Small_Office | Window_Tint-Ret | SYSTEM
SCE | Large_Office | Window_Tint-Ret | 6
SCE | Large_Office | Window_Tint-Ret | 8
SCE | Large_Office | Window_Tint-Ret | 9
SCE | Large_Office | Window_Tint-Ret | 10
SCE | Large_Office | Window_Tint-Ret | 13
SCE | Large_Office | Window_Tint-Ret | 14
SCE | Large_Office | Window_Tint-Ret | 15
SCE | Large_Office | Window_Tint-Ret | 16
SCE | Large_Office | Window_Tint-Ret | SYSTEM
SCE | Small_Office | Reduce_Cooling_Load-Ret | 6
SCE | Small_Office | Reduce_Cooling_Load-Ret | 8
SCE | Small_Office | Reduce_Cooling_Load-Ret | 9
SCE | Small_Office | Reduce_Cooling_Load-Ret | 10
SCE | Small_Office | Reduce_Cooling_Load-Ret | 13
SCE | Small_Office | Reduce_Cooling_Load-Ret | 14
SCE | Small_Office | Reduce_Cooling_Load-Ret | 15
SCE | Small_Office | Reduce_Cooling_Load-Ret | 16
SCE | Small_Office | Reduce_Cooling_Load-Ret | SYSTEM
SCE | Large_Office | Reduce_Cooling_Load-Ret | 6
SCE | Large_Office | Reduce_Cooling_Load-Ret | 8
SCE | Large_Office | Reduce_Cooling_Load-Ret | 9
SCE | Large_Office | Reduce_Cooling_Load-Ret | 10
SCE | Large_Office | Reduce_Cooling_Load-Ret | 13
SCE | Large_Office | Reduce_Cooling_Load-Ret | 14
SCE | Large_Office | Reduce_Cooling_Load-Ret | 15
SCE | Large_Office | Reduce_Cooling_Load-Ret | 16
SCE | Large_Office | Reduce_Cooling_Load-Ret | SYSTEM
SCE | Small_Retail_Store | Reduce_Cooling_Load-Ret | 6
SCE | Small_Retail_Store | Reduce_Cooling_Load-Ret | 8
SCE | Small_Retail_Store | Reduce_Cooling_Load-Ret | 9
SCE | Small_Retail_Store | Reduce_Cooling_Load-Ret | 10
SCE | Small_Retail_Store | Reduce_Cooling_Load-Ret | 13
SCE | Small_Retail_Store | Reduce_Cooling_Load-Ret | 14
SCE | Small_Retail_Store | Reduce_Cooling_Load-Ret | 15
SCE | Small_Retail_Store | Reduce_Cooling_Load-Ret | 16
SCE | Small_Retail_Store | Reduce_Cooling_Load-Ret | SYSTEM
SCE | Large_Retail_Store | Reduce_Cooling_Load-Ret | 6
SCE | Large_Retail_Store | Reduce_Cooling_Load-Ret | 8
SCE | Large_Retail_Store | Reduce_Cooling_Load-Ret | 9
SCE | Large_Retail_Store | Reduce_Cooling_Load-Ret | 10
SCE | Large_Retail_Store | Reduce_Cooling_Load-Ret | 13
SCE | Large_Retail_Store | Reduce_Cooling_Load-Ret | 14
SCE | Large_Retail_Store | Reduce_Cooling_Load-Ret | 15
SCE | Large_Retail_Store | Reduce_Cooling_Load-Ret | 16
SCE | Large_Retail_Store | Reduce_Cooling_Load-Ret | SYSTEM
SCE | Food_Store | Reduce_Cooling_Load-Ret | 6
SCE | Food_Store | Reduce_Cooling_Load-Ret | 8
SCE | Food_Store | Reduce_Cooling_Load-Ret | 9
SCE | Food_Store | Reduce_Cooling_Load-Ret | 10
SCE | Food_Store | Reduce_Cooling_Load-Ret | 13
SCE | Food_Store | Reduce_Cooling_Load-Ret | 14
SCE | Food_Store | Reduce_Cooling_Load-Ret | 15
SCE | Food_Store | Reduce_Cooling_Load-Ret | 16
SCE | Food_Store | Reduce_Cooling_Load-Ret | SYSTEM
SCE | Non-Refrig._Warehouse | Reduce_Cooling_Load-Ret | 6
SCE | Non-Refrig._Warehouse | Reduce_Cooling_Load-Ret | 8
SCE | Non-Refrig._Warehouse | Reduce_Cooling_Load-Ret | 9
SCE | Non-Refrig._Warehouse | Reduce_Cooling_Load-Ret | 10
SCE | Non-Refrig._Warehouse | Reduce_Cooling_Load-Ret | 13
SCE | Non-Refrig._Warehouse | Reduce_Cooling_Load-Ret | 14
SCE | Non-Refrig._Warehouse | Reduce_Cooling_Load-Ret | 15
SCE | Non-Refrig._Warehouse | Reduce_Cooling_Load-Ret | 16
SCE | Non-Refrig._Warehouse | Reduce_Cooling_Load-Ret | SYSTEM
SCE | College_University | Reduce_Cooling_Load-Ret | 6
SCE | College_University | Reduce_Cooling_Load-Ret | 8
SCE | College_University | Reduce_Cooling_Load-Ret | 9
SCE | College_University | Reduce_Cooling_Load-Ret | 10
SCE | College_University | Reduce_Cooling_Load-Ret | 13
SCE | College_University | Reduce_Cooling_Load-Ret | 14
SCE | College_University | Reduce_Cooling_Load-Ret | 15
SCE | College_University | Reduce_Cooling_Load-Ret | 16
SCE | College_University | Reduce_Cooling_Load-Ret | SYSTEM
SCE | Hotel_Motel | Reduce_Cooling_Load-Ret | 6
SCE | Hotel_Motel | Reduce_Cooling_Load-Ret | 8
SCE | Hotel_Motel | Reduce_Cooling_Load-Ret | 9
SCE | Hotel_Motel | Reduce_Cooling_Load-Ret | 10
SCE | Hotel_Motel | Reduce_Cooling_Load-Ret | 13
SCE | Hotel_Motel | Reduce_Cooling_Load-Ret | 14
SCE | Hotel_Motel | Reduce_Cooling_Load-Ret | 15
SCE | Hotel_Motel | Reduce_Cooling_Load-Ret | 16
SCE | Hotel_Motel | Reduce_Cooling_Load-Ret | SYSTEM
SCE | Trans_Comm_Util | Reduce_Cooling_Load-Ret | 6
SCE | Trans_Comm_Util | Reduce_Cooling_Load-Ret | 8
SCE | Trans_Comm_Util | Reduce_Cooling_Load-Ret | 9
SCE | Trans_Comm_Util | Reduce_Cooling_Load-Ret | 10
SCE | Trans_Comm_Util | Reduce_Cooling_Load-Ret | 13
SCE | Trans_Comm_Util | Reduce_Cooling_Load-Ret | 14
SCE | Trans_Comm_Util | Reduce_Cooling_Load-Ret | 15
SCE | Trans_Comm_Util | Reduce_Cooling_Load-Ret | 16
SCE | Trans_Comm_Util | Reduce_Cooling_Load-Ret | SYSTEM
SCE | Misc._Commercial | Reduce_Cooling_Load-Ret | 6
SCE | Misc._Commercial | Reduce_Cooling_Load-Ret | 8
SCE | Misc._Commercial | Reduce_Cooling_Load-Ret | 9
SCE | Misc._Commercial | Reduce_Cooling_Load-Ret | 10
SCE | Misc._Commercial | Reduce_Cooling_Load-Ret | 13
SCE | Misc._Commercial | Reduce_Cooling_Load-Ret | 14
SCE | Misc._Commercial | Reduce_Cooling_Load-Ret | 15
SCE | Misc._Commercial | Reduce_Cooling_Load-Ret | 16
SCE | Misc._Commercial | Reduce_Cooling_Load-Ret | SYSTEM
SCE | Industrial | Reduce_Cooling_Load-Ret | 6
SCE | Industrial | Reduce_Cooling_Load-Ret | 8
SCE | Industrial | Reduce_Cooling_Load-Ret | 9
SCE | Industrial | Reduce_Cooling_Load-Ret | 10
SCE | Industrial | Reduce_Cooling_Load-Ret | 13
SCE | Industrial | Reduce_Cooling_Load-Ret | 14
SCE | Industrial | Reduce_Cooling_Load-Ret | 15
SCE | Industrial | Reduce_Cooling_Load-Ret | 16
SCE | Industrial | Reduce_Cooling_Load-Ret | SYSTEM
SCE | Agricultural | Reduce_Cooling_Load-Ret | 6
SCE | Agricultural | Reduce_Cooling_Load-Ret | 8
SCE | Agricultural | Reduce_Cooling_Load-Ret | 9
SCE | Agricultural | Reduce_Cooling_Load-Ret | 10
SCE | Agricultural | Reduce_Cooling_Load-Ret | 13
SCE | Agricultural | Reduce_Cooling_Load-Ret | 14
SCE | Agricultural | Reduce_Cooling_Load-Ret | 15
SCE | Agricultural | Reduce_Cooling_Load-Ret | 16
SCE | Agricultural | Reduce_Cooling_Load-Ret | SYSTEM
SCE | Food_Store | Lower_Cond_temp-Ret | 6
SCE | Food_Store | Lower_Cond_temp-Ret | 8
SCE | Food_Store | Lower_Cond_temp-Ret | 9
SCE | Food_Store | Lower_Cond_temp-Ret | 10
SCE | Food_Store | Lower_Cond_temp-Ret | 13
SCE | Food_Store | Lower_Cond_temp-Ret | 14
SCE | Food_Store | Lower_Cond_temp-Ret | 15
SCE | Food_Store | Lower_Cond_temp-Ret | 16
SCE | Food_Store | Lower_Cond_temp-Ret | SYSTEM
SCE | Small_Office | IndoorLt | 6
SCE | Small_Office | IndoorLt | 8
SCE | Small_Office | IndoorLt | 9
SCE | Small_Office | IndoorLt | 10
SCE | Small_Office | IndoorLt | 13
SCE | Small_Office | IndoorLt | 14
SCE | Small_Office | IndoorLt | 15
SCE | Small_Office | IndoorLt | 16
SCE | Small_Office | IndoorLt | SYSTEM
SCE | Large_Office | IndoorLt | 6
SCE | Large_Office | IndoorLt | 8
SCE | Large_Office | IndoorLt | 9
SCE | Large_Office | IndoorLt | 10
SCE | Large_Office | IndoorLt | 13
SCE | Large_Office | IndoorLt | 14
SCE | Large_Office | IndoorLt | 15
SCE | Large_Office | IndoorLt | 16
SCE | Large_Office | IndoorLt | SYSTEM
SCE | Restaurant | IndoorLt | 6
SCE | Restaurant | IndoorLt | 8
SCE | Restaurant | IndoorLt | 9
SCE | Restaurant | IndoorLt | 10
SCE | Restaurant | IndoorLt | 13
SCE | Restaurant | IndoorLt | 14
SCE | Restaurant | IndoorLt | 15
SCE | Restaurant | IndoorLt | 16
SCE | Restaurant | IndoorLt | SYSTEM
SCE | Small_Retail_Store | IndoorLt | 6
SCE | Small_Retail_Store | IndoorLt | 8
SCE | Small_Retail_Store | IndoorLt | 9
SCE | Small_Retail_Store | IndoorLt | 10
SCE | Small_Retail_Store | IndoorLt | 13
SCE | Small_Retail_Store | IndoorLt | 14
SCE | Small_Retail_Store | IndoorLt | 15
SCE | Small_Retail_Store | IndoorLt | 16
SCE | Small_Retail_Store | IndoorLt | SYSTEM
SCE | Large_Retail_Store | IndoorLt | 6
SCE | Large_Retail_Store | IndoorLt | 8
SCE | Large_Retail_Store | IndoorLt | 9
SCE | Large_Retail_Store | IndoorLt | 10
SCE | Large_Retail_Store | IndoorLt | 13
SCE | Large_Retail_Store | IndoorLt | 14
SCE | Large_Retail_Store | IndoorLt | 15
SCE | Large_Retail_Store | IndoorLt | 16
SCE | Large_Retail_Store | IndoorLt | SYSTEM
SCE | Food_Store | IndoorLt | 6
SCE | Food_Store | IndoorLt | 8
SCE | Food_Store | IndoorLt | 9
SCE | Food_Store | IndoorLt | 10
SCE | Food_Store | IndoorLt | 13
SCE | Food_Store | IndoorLt | 14
SCE | Food_Store | IndoorLt | 15
SCE | Food_Store | IndoorLt | 16
SCE | Food_Store | IndoorLt | SYSTEM
SCE | Refrigerated_Warehouse | IndoorLt | 6
SCE | Refrigerated_Warehouse | IndoorLt | 8
SCE | Refrigerated_Warehouse | IndoorLt | 9
SCE | Refrigerated_Warehouse | IndoorLt | 10
SCE | Refrigerated_Warehouse | IndoorLt | 13
SCE | Refrigerated_Warehouse | IndoorLt | 14
SCE | Refrigerated_Warehouse | IndoorLt | 15
SCE | Refrigerated_Warehouse | IndoorLt | 16
SCE | Refrigerated_Warehouse | IndoorLt | SYSTEM
SCE | Non-Refrig._Warehouse | IndoorLt | 6
SCE | Non-Refrig._Warehouse | IndoorLt | 8
SCE | Non-Refrig._Warehouse | IndoorLt | 9
SCE | Non-Refrig._Warehouse | IndoorLt | 10
SCE | Non-Refrig._Warehouse | IndoorLt | 13
SCE | Non-Refrig._Warehouse | IndoorLt | 14
SCE | Non-Refrig._Warehouse | IndoorLt | 15
SCE | Non-Refrig._Warehouse | IndoorLt | 16
SCE | Non-Refrig._Warehouse | IndoorLt | SYSTEM
SCE | K_thru_12_School | IndoorLt | 6
SCE | K_thru_12_School | IndoorLt | 8
SCE | K_thru_12_School | IndoorLt | 9
SCE | K_thru_12_School | IndoorLt | 10
SCE | K_thru_12_School | IndoorLt | 13
SCE | K_thru_12_School | IndoorLt | 14
SCE | K_thru_12_School | IndoorLt | 15
SCE | K_thru_12_School | IndoorLt | 16
SCE | K_thru_12_School | IndoorLt | SYSTEM
SCE | College_University | IndoorLt | 6
SCE | College_University | IndoorLt | 8
SCE | College_University | IndoorLt | 9
SCE | College_University | IndoorLt | 10
SCE | College_University | IndoorLt | 13
SCE | College_University | IndoorLt | 14
SCE | College_University | IndoorLt | 15
SCE | College_University | IndoorLt | 16
SCE | College_University | IndoorLt | SYSTEM
SCE | Hospital | IndoorLt | 6
SCE | Hospital | IndoorLt | 8
SCE | Hospital | IndoorLt | 9
SCE | Hospital | IndoorLt | 10
SCE | Hospital | IndoorLt | 13
SCE | Hospital | IndoorLt | 14
SCE | Hospital | IndoorLt | 15
SCE | Hospital | IndoorLt | 16
SCE | Hospital | IndoorLt | SYSTEM
SCE | Medical_Clinic | IndoorLt | 6
SCE | Medical_Clinic | IndoorLt | 8
SCE | Medical_Clinic | IndoorLt | 9
SCE | Medical_Clinic | IndoorLt | 10
SCE | Medical_Clinic | IndoorLt | 13
SCE | Medical_Clinic | IndoorLt | 14
SCE | Medical_Clinic | IndoorLt | 15
SCE | Medical_Clinic | IndoorLt | 16
SCE | Medical_Clinic | IndoorLt | SYSTEM
SCE | Hotel_Motel | IndoorLt | 6
SCE | Hotel_Motel | IndoorLt | 8
SCE | Hotel_Motel | IndoorLt | 9
SCE | Hotel_Motel | IndoorLt | 10
SCE | Hotel_Motel | IndoorLt | 13
SCE | Hotel_Motel | IndoorLt | 14
SCE | Hotel_Motel | IndoorLt | 15
SCE | Hotel_Motel | IndoorLt | 16
SCE | Hotel_Motel | IndoorLt | SYSTEM
SCE | Trans_Comm_Util | IndoorLt | 6
SCE | Trans_Comm_Util | IndoorLt | 8
SCE | Trans_Comm_Util | IndoorLt | 9
SCE | Trans_Comm_Util | IndoorLt | 10
SCE | Trans_Comm_Util | IndoorLt | 13
SCE | Trans_Comm_Util | IndoorLt | 14
SCE | Trans_Comm_Util | IndoorLt | 15
SCE | Trans_Comm_Util | IndoorLt | 16
SCE | Trans_Comm_Util | IndoorLt | SYSTEM
SCE | Misc._Commercial | IndoorLt | 6
SCE | Misc._Commercial | IndoorLt | 8
SCE | Misc._Commercial | IndoorLt | 9
SCE | Misc._Commercial | IndoorLt | 10
SCE | Misc._Commercial | IndoorLt | 13
SCE | Misc._Commercial | IndoorLt | 14
SCE | Misc._Commercial | IndoorLt | 15
SCE | Misc._Commercial | IndoorLt | 16
SCE | Misc._Commercial | IndoorLt | SYSTEM
SCE | Industrial | IndoorLt | 6
SCE | Industrial | IndoorLt | 8
SCE | Industrial | IndoorLt | 9
SCE | Industrial | IndoorLt | 10
SCE | Industrial | IndoorLt | 13
SCE | Industrial | IndoorLt | 14
SCE | Industrial | IndoorLt | 15
SCE | Industrial | IndoorLt | 16
SCE | Industrial | IndoorLt | SYSTEM
SCE | Agricultural | IndoorLt | 6
SCE | Agricultural | IndoorLt | 8
SCE | Agricultural | IndoorLt | 9
SCE | Agricultural | IndoorLt | 10
SCE | Agricultural | IndoorLt | 13
SCE | Agricultural | IndoorLt | 14
SCE | Agricultural | IndoorLt | 15
SCE | Agricultural | IndoorLt | 16
SCE | Agricultural | IndoorLt | SYSTEM
SCE | Misc._Commercial | Outdoor Lt | 6
SCE | Misc._Commercial | Outdoor Lt | 8
SCE | Misc._Commercial | Outdoor Lt | 9
SCE | Misc._Commercial | Outdoor Lt | 10
SCE | Misc._Commercial | Outdoor Lt | 13
SCE | Misc._Commercial | Outdoor Lt | 14
SCE | Misc._Commercial | Outdoor Lt | 15
SCE | Misc._Commercial | Outdoor Lt | 16
SCE | Misc._Commercial | Outdoor Lt | SYSTEM
SCE | Small_Office | Outdoor Lt | 6
SCE | Small_Office | Outdoor Lt | 8
SCE | Small_Office | Outdoor Lt | 9
SCE | Small_Office | Outdoor Lt | 10
SCE | Small_Office | Outdoor Lt | 13
SCE | Small_Office | Outdoor Lt | 14
SCE | Small_Office | Outdoor Lt | 15
SCE | Small_Office | Outdoor Lt | 16
SCE | Small_Office | Outdoor Lt | SYSTEM
SCE | Large_Office | Outdoor Lt | 6
SCE | Large_Office | Outdoor Lt | 8
SCE | Large_Office | Outdoor Lt | 9
SCE | Large_Office | Outdoor Lt | 10
SCE | Large_Office | Outdoor Lt | 13
SCE | Large_Office | Outdoor Lt | 14
SCE | Large_Office | Outdoor Lt | 15
SCE | Large_Office | Outdoor Lt | 16
SCE | Large_Office | Outdoor Lt | SYSTEM
SCE | Small_Retail_Store | Outdoor Lt | 6
SCE | Small_Retail_Store | Outdoor Lt | 8
SCE | Small_Retail_Store | Outdoor Lt | 9
SCE | Small_Retail_Store | Outdoor Lt | 10
SCE | Small_Retail_Store | Outdoor Lt | 13
SCE | Small_Retail_Store | Outdoor Lt | 14
SCE | Small_Retail_Store | Outdoor Lt | 15
SCE | Small_Retail_Store | Outdoor Lt | 16
SCE | Small_Retail_Store | Outdoor Lt | SYSTEM
SCE | Large_Retail_Store | Outdoor Lt | 6
SCE | Large_Retail_Store | Outdoor Lt | 8
SCE | Large_Retail_Store | Outdoor Lt | 9
SCE | Large_Retail_Store | Outdoor Lt | 10
SCE | Large_Retail_Store | Outdoor Lt | 13
SCE | Large_Retail_Store | Outdoor Lt | 14
SCE | Large_Retail_Store | Outdoor Lt | 15
SCE | Large_Retail_Store | Outdoor Lt | 16
SCE | Large_Retail_Store | Outdoor Lt | SYSTEM
SCE | Non-Refrig._Warehouse | Outdoor Lt | 6
SCE | Non-Refrig._Warehouse | Outdoor Lt | 8
SCE | Non-Refrig._Warehouse | Outdoor Lt | 9
SCE | Non-Refrig._Warehouse | Outdoor Lt | 10
SCE | Non-Refrig._Warehouse | Outdoor Lt | 13
SCE | Non-Refrig._Warehouse | Outdoor Lt | 14
SCE | Non-Refrig._Warehouse | Outdoor Lt | 15
SCE | Non-Refrig._Warehouse | Outdoor Lt | 16
SCE | Non-Refrig._Warehouse | Outdoor Lt | SYSTEM
SCE | K_thru_12_School | Outdoor Lt | 6
SCE | K_thru_12_School | Outdoor Lt | 8
SCE | K_thru_12_School | Outdoor Lt | 9
SCE | K_thru_12_School | Outdoor Lt | 10
SCE | K_thru_12_School | Outdoor Lt | 13
SCE | K_thru_12_School | Outdoor Lt | 14
SCE | K_thru_12_School | Outdoor Lt | 15
SCE | K_thru_12_School | Outdoor Lt | 16
SCE | K_thru_12_School | Outdoor Lt | SYSTEM
SCE | Hotel_Motel | Outdoor Lt | 6
SCE | Hotel_Motel | Outdoor Lt | 8
SCE | Hotel_Motel | Outdoor Lt | 9
SCE | Hotel_Motel | Outdoor Lt | 10
SCE | Hotel_Motel | Outdoor Lt | 13
SCE | Hotel_Motel | Outdoor Lt | 14
SCE | Hotel_Motel | Outdoor Lt | 15
SCE | Hotel_Motel | Outdoor Lt | 16
SCE | Hotel_Motel | Outdoor Lt | SYSTEM
SCE | Trans_Comm_Util | Outdoor Lt | 6
SCE | Trans_Comm_Util | Outdoor Lt | 8
SCE | Trans_Comm_Util | Outdoor Lt | 9
SCE | Trans_Comm_Util | Outdoor Lt | 10
SCE | Trans_Comm_Util | Outdoor Lt | 13
SCE | Trans_Comm_Util | Outdoor Lt | 14
SCE | Trans_Comm_Util | Outdoor Lt | 15
SCE | Trans_Comm_Util | Outdoor Lt | 16
SCE | Trans_Comm_Util | Outdoor Lt | SYSTEM
SCE | Industrial | Outdoor Lt | 6
SCE | Industrial | Outdoor Lt | 8
SCE | Industrial | Outdoor Lt | 9
SCE | Industrial | Outdoor Lt | 10
SCE | Industrial | Outdoor Lt | 13
SCE | Industrial | Outdoor Lt | 14
SCE | Industrial | Outdoor Lt | 15
SCE | Industrial | Outdoor Lt | 16
SCE | Industrial | Outdoor Lt | SYSTEM
SCE | Agricultural | Outdoor Lt | 6
SCE | Agricultural | Outdoor Lt | 8
SCE | Agricultural | Outdoor Lt | 9
SCE | Agricultural | Outdoor Lt | 10
SCE | Agricultural | Outdoor Lt | 13
SCE | Agricultural | Outdoor Lt | 14
SCE | Agricultural | Outdoor Lt | 15
SCE | Agricultural | Outdoor Lt | 16
SCE | Agricultural | Outdoor Lt | SYSTEM
SCE | Misc._Commercial | Frig Barrier | 6
SCE | Misc._Commercial | Frig Barrier | 8
SCE | Misc._Commercial | Frig Barrier | 9
SCE | Misc._Commercial | Frig Barrier | 10
SCE | Misc._Commercial | Frig Barrier | 13
SCE | Misc._Commercial | Frig Barrier | 14
SCE | Misc._Commercial | Frig Barrier | 15
SCE | Misc._Commercial | Frig Barrier | 16
SCE | Misc._Commercial | Frig Barrier | SYSTEM
SCE | Misc._Commercial | Commercial Whole Building | 6
SCE | Misc._Commercial | Commercial Whole Building | 8
SCE | Misc._Commercial | Commercial Whole Building | 9
SCE | Misc._Commercial | Commercial Whole Building | 10
SCE | Misc._Commercial | Commercial Whole Building | 13
SCE | Misc._Commercial | Commercial Whole Building | 14
SCE | Misc._Commercial | Commercial Whole Building | 15
SCE | Misc._Commercial | Commercial Whole Building | 16
SCE | Misc._Commercial | Commercial Whole Building | SYSTEM
SCE | Agricultural | Ag & Water Pumping | 6
SCE | Agricultural | Ag & Water Pumping | 8
SCE | Agricultural | Ag & Water Pumping | 9
SCE | Agricultural | Ag & Water Pumping | 10
SCE | Agricultural | Ag & Water Pumping | 13
SCE | Agricultural | Ag & Water Pumping | 14
SCE | Agricultural | Ag & Water Pumping | 15
SCE | Agricultural | Ag & Water Pumping | 16
SCE | Agricultural | Ag & Water Pumping | SYSTEM
SCE | Industrial | Industrial | 6
SCE | Industrial | Industrial | 8
SCE | Industrial | Industrial | 9
SCE | Industrial | Industrial | 10
SCE | Industrial | Industrial | 13
SCE | Industrial | Industrial | 14
SCE | Industrial | Industrial | 15
SCE | Industrial | Industrial | 16
SCE | Industrial | Industrial | SYSTEM
SCE | Small_Office | Refrigeration | 6
SCE | Small_Office | Refrigeration | 8
SCE | Small_Office | Refrigeration | 9
SCE | Small_Office | Refrigeration | 10
SCE | Small_Office | Refrigeration | 13
SCE | Small_Office | Refrigeration | 14
SCE | Small_Office | Refrigeration | 15
SCE | Small_Office | Refrigeration | 16
SCE | Small_Office | Refrigeration | SYSTEM
SCE | Large_Office | Refrigeration | 6
SCE | Large_Office | Refrigeration | 8
SCE | Large_Office | Refrigeration | 9
SCE | Large_Office | Refrigeration | 10
SCE | Large_Office | Refrigeration | 13
SCE | Large_Office | Refrigeration | 14
SCE | Large_Office | Refrigeration | 15
SCE | Large_Office | Refrigeration | 16
SCE | Large_Office | Refrigeration | SYSTEM
SCE | Small_Retail_Store | Refrigeration | 6
SCE | Small_Retail_Store | Refrigeration | 8
SCE | Small_Retail_Store | Refrigeration | 9
SCE | Small_Retail_Store | Refrigeration | 10
SCE | Small_Retail_Store | Refrigeration | 13
SCE | Small_Retail_Store | Refrigeration | 14
SCE | Small_Retail_Store | Refrigeration | 15
SCE | Small_Retail_Store | Refrigeration | 16
SCE | Small_Retail_Store | Refrigeration | SYSTEM
SCE | Large_Retail_Store | Refrigeration | 6
SCE | Large_Retail_Store | Refrigeration | 8
SCE | Large_Retail_Store | Refrigeration | 9
SCE | Large_Retail_Store | Refrigeration | 10
SCE | Large_Retail_Store | Refrigeration | 13
SCE | Large_Retail_Store | Refrigeration | 14
SCE | Large_Retail_Store | Refrigeration | 15
SCE | Large_Retail_Store | Refrigeration | 16
SCE | Large_Retail_Store | Refrigeration | SYSTEM
SCE | Grocery_Store | Refrigeration | 6
SCE | Grocery_Store | Refrigeration | 8
SCE | Grocery_Store | Refrigeration | 9
SCE | Grocery_Store | Refrigeration | 10
SCE | Grocery_Store | Refrigeration | 13
SCE | Grocery_Store | Refrigeration | 14
SCE | Grocery_Store | Refrigeration | 15
SCE | Grocery_Store | Refrigeration | 16
SCE | Grocery_Store | Refrigeration | SYSTEM
SCE | Food_Store | Refrigeration | 6
SCE | Food_Store | Refrigeration | 8
SCE | Food_Store | Refrigeration | 9
SCE | Food_Store | Refrigeration | 10
SCE | Food_Store | Refrigeration | 13
SCE | Food_Store | Refrigeration | 14
SCE | Food_Store | Refrigeration | 15
SCE | Food_Store | Refrigeration | 16
SCE | Food_Store | Refrigeration | SYSTEM
SCE | Restaurant | Refrigeration | 6
SCE | Restaurant | Refrigeration | 8
SCE | Restaurant | Refrigeration | 9
SCE | Restaurant | Refrigeration | 10
SCE | Restaurant | Refrigeration | 13
SCE | Restaurant | Refrigeration | 14
SCE | Restaurant | Refrigeration | 15
SCE | Restaurant | Refrigeration | 16
SCE | Restaurant | Refrigeration | SYSTEM
SCE | Fast_Food_Restaurant | Refrigeration | 6
SCE | Fast_Food_Restaurant | Refrigeration | 8
SCE | Fast_Food_Restaurant | Refrigeration | 9
SCE | Fast_Food_Restaurant | Refrigeration | 10
SCE | Fast_Food_Restaurant | Refrigeration | 13
SCE | Fast_Food_Restaurant | Refrigeration | 14
SCE | Fast_Food_Restaurant | Refrigeration | 15
SCE | Fast_Food_Restaurant | Refrigeration | 16
SCE | Fast_Food_Restaurant | Refrigeration | SYSTEM
SCE | Sit_Down_Restaurant | Refrigeration | 6
SCE | Sit_Down_Restaurant | Refrigeration | 8
SCE | Sit_Down_Restaurant | Refrigeration | 9
SCE | Sit_Down_Restaurant | Refrigeration | 10
SCE | Sit_Down_Restaurant | Refrigeration | 13
SCE | Sit_Down_Restaurant | Refrigeration | 14
SCE | Sit_Down_Restaurant | Refrigeration | 15
SCE | Sit_Down_Restaurant | Refrigeration | 16
SCE | Sit_Down_Restaurant | Refrigeration | SYSTEM
SCE | Storage_Building | Refrigeration | 6
SCE | Storage_Building | Refrigeration | 8
SCE | Storage_Building | Refrigeration | 9
SCE | Storage_Building | Refrigeration | 10
SCE | Storage_Building | Refrigeration | 13
SCE | Storage_Building | Refrigeration | 14
SCE | Storage_Building | Refrigeration | 15
SCE | Storage_Building | Refrigeration | 16
SCE | Storage_Building | Refrigeration | SYSTEM
SCE | Refrigerated_Warehouse | Refrigeration | 6
SCE | Refrigerated_Warehouse | Refrigeration | 8
SCE | Refrigerated_Warehouse | Refrigeration | 9
SCE | Refrigerated_Warehouse | Refrigeration | 10
SCE | Refrigerated_Warehouse | Refrigeration | 13
SCE | Refrigerated_Warehouse | Refrigeration | 14
SCE | Refrigerated_Warehouse | Refrigeration | 15
SCE | Refrigerated_Warehouse | Refrigeration | 16
SCE | Refrigerated_Warehouse | Refrigeration | SYSTEM
SCE | Non-Refrig._Warehouse | Refrigeration | 6
SCE | Non-Refrig._Warehouse | Refrigeration | 8
SCE | Non-Refrig._Warehouse | Refrigeration | 9
SCE | Non-Refrig._Warehouse | Refrigeration | 10
SCE | Non-Refrig._Warehouse | Refrigeration | 13
SCE | Non-Refrig._Warehouse | Refrigeration | 14
SCE | Non-Refrig._Warehouse | Refrigeration | 15
SCE | Non-Refrig._Warehouse | Refrigeration | 16
SCE | Non-Refrig._Warehouse | Refrigeration | SYSTEM
SCE | Hotel_Motel | Refrigeration | 6
SCE | Hotel_Motel | Refrigeration | 8
SCE | Hotel_Motel | Refrigeration | 9
SCE | Hotel_Motel | Refrigeration | 10
SCE | Hotel_Motel | Refrigeration | 13
SCE | Hotel_Motel | Refrigeration | 14
SCE | Hotel_Motel | Refrigeration | 15
SCE | Hotel_Motel | Refrigeration | 16
SCE | Hotel_Motel | Refrigeration | SYSTEM
SCE | Medical_Clinic | Refrigeration | 6
SCE | Medical_Clinic | Refrigeration | 8
SCE | Medical_Clinic | Refrigeration | 9
SCE | Medical_Clinic | Refrigeration | 10
SCE | Medical_Clinic | Refrigeration | 13
SCE | Medical_Clinic | Refrigeration | 14
SCE | Medical_Clinic | Refrigeration | 15
SCE | Medical_Clinic | Refrigeration | 16
SCE | Medical_Clinic | Refrigeration | SYSTEM
SCE | School | Refrigeration | 6
SCE | School | Refrigeration | 8
SCE | School | Refrigeration | 9
SCE | School | Refrigeration | 10
SCE | School | Refrigeration | 13
SCE | School | Refrigeration | 14
SCE | School | Refrigeration | 15
SCE | School | Refrigeration | 16
SCE | School | Refrigeration | SYSTEM
SCE | K_thru_12_School | Refrigeration | 6
SCE | K_thru_12_School | Refrigeration | 8
SCE | K_thru_12_School | Refrigeration | 9
SCE | K_thru_12_School | Refrigeration | 10
SCE | K_thru_12_School | Refrigeration | 13
SCE | K_thru_12_School | Refrigeration | 14
SCE | K_thru_12_School | Refrigeration | 15
SCE | K_thru_12_School | Refrigeration | 16
SCE | K_thru_12_School | Refrigeration | SYSTEM
SCE | College_University | Refrigeration | 6
SCE | College_University | Refrigeration | 8
SCE | College_University | Refrigeration | 9
SCE | College_University | Refrigeration | 10
SCE | College_University | Refrigeration | 13
SCE | College_University | Refrigeration | 14
SCE | College_University | Refrigeration | 15
SCE | College_University | Refrigeration | 16
SCE | College_University | Refrigeration | SYSTEM
SCE | Assembly | Refrigeration | 6
SCE | Assembly | Refrigeration | 8
SCE | Assembly | Refrigeration | 9
SCE | Assembly | Refrigeration | 10
SCE | Assembly | Refrigeration | 13
SCE | Assembly | Refrigeration | 14
SCE | Assembly | Refrigeration | 15
SCE | Assembly | Refrigeration | 16
SCE | Assembly | Refrigeration | SYSTEM
SCE | Trans_Comm_Util | Refrigeration | 6
SCE | Trans_Comm_Util | Refrigeration | 8
SCE | Trans_Comm_Util | Refrigeration | 9
SCE | Trans_Comm_Util | Refrigeration | 10
SCE | Trans_Comm_Util | Refrigeration | 13
SCE | Trans_Comm_Util | Refrigeration | 14
SCE | Trans_Comm_Util | Refrigeration | 15
SCE | Trans_Comm_Util | Refrigeration | 16
SCE | Trans_Comm_Util | Refrigeration | SYSTEM
SCE | Misc._Commercial | Refrigeration | 6
SCE | Misc._Commercial | Refrigeration | 8
SCE | Misc._Commercial | Refrigeration | 9
SCE | Misc._Commercial | Refrigeration | 10
SCE | Misc._Commercial | Refrigeration | 13
SCE | Misc._Commercial | Refrigeration | 14
SCE | Misc._Commercial | Refrigeration | 15
SCE | Misc._Commercial | Refrigeration | 16
SCE | Misc._Commercial | Refrigeration | SYSTEM
SCE | Industrial | Refrigeration | 6
SCE | Industrial | Refrigeration | 8
SCE | Industrial | Refrigeration | 9
SCE | Industrial | Refrigeration | 10
SCE | Industrial | Refrigeration | 13
SCE | Industrial | Refrigeration | 14
SCE | Industrial | Refrigeration | 15
SCE | Industrial | Refrigeration | 16
SCE | Industrial | Refrigeration | SYSTEM
SCE | Agricultural | Refrigeration | 6
SCE | Agricultural | Refrigeration | 8
SCE | Agricultural | Refrigeration | 9
SCE | Agricultural | Refrigeration | 10
SCE | Agricultural | Refrigeration | 13
SCE | Agricultural | Refrigeration | 14
SCE | Agricultural | Refrigeration | 15
SCE | Agricultural | Refrigeration | 16
SCE | Agricultural | Refrigeration | SYSTEM
SCE | Hospital | Refrigeration | 6
SCE | Hospital | Refrigeration | 8
SCE | Hospital | Refrigeration | 9
SCE | Hospital | Refrigeration | 10
SCE | Hospital | Refrigeration | 13
SCE | Hospital | Refrigeration | 14
SCE | Hospital | Refrigeration | 15
SCE | Hospital | Refrigeration | 16
SCE | Hospital | Refrigeration | SYSTEM
SCE | Small_Office | Occupancy Sensor | 6
SCE | Small_Office | Occupancy Sensor | 8
SCE | Small_Office | Occupancy Sensor | 9
SCE | Small_Office | Occupancy Sensor | 10
SCE | Small_Office | Occupancy Sensor | 13
SCE | Small_Office | Occupancy Sensor | 14
SCE | Small_Office | Occupancy Sensor | 15
SCE | Small_Office | Occupancy Sensor | 16
SCE | Small_Office | Occupancy Sensor | SYSTEM
SCE | Large_Office | Occupancy Sensor | 6
SCE | Large_Office | Occupancy Sensor | 8
SCE | Large_Office | Occupancy Sensor | 9
SCE | Large_Office | Occupancy Sensor | 10
SCE | Large_Office | Occupancy Sensor | 13
SCE | Large_Office | Occupancy Sensor | 14
SCE | Large_Office | Occupancy Sensor | 15
SCE | Large_Office | Occupancy Sensor | 16
SCE | Large_Office | Occupancy Sensor | SYSTEM
SCE | Small_Retail_Store | Occupancy Sensor | 6
SCE | Small_Retail_Store | Occupancy Sensor | 8
SCE | Small_Retail_Store | Occupancy Sensor | 9
SCE | Small_Retail_Store | Occupancy Sensor | 10
SCE | Small_Retail_Store | Occupancy Sensor | 13
SCE | Small_Retail_Store | Occupancy Sensor | 14
SCE | Small_Retail_Store | Occupancy Sensor | 15
SCE | Small_Retail_Store | Occupancy Sensor | 16
SCE | Small_Retail_Store | Occupancy Sensor | SYSTEM
SCE | Large_Retail_Store | Occupancy Sensor | 6
SCE | Large_Retail_Store | Occupancy Sensor | 8
SCE | Large_Retail_Store | Occupancy Sensor | 9
SCE | Large_Retail_Store | Occupancy Sensor | 10
SCE | Large_Retail_Store | Occupancy Sensor | 13
SCE | Large_Retail_Store | Occupancy Sensor | 14
SCE | Large_Retail_Store | Occupancy Sensor | 15
SCE | Large_Retail_Store | Occupancy Sensor | 16
SCE | Large_Retail_Store | Occupancy Sensor | SYSTEM
SCE | Non-Refrig._Warehouse | Occupancy Sensor | 6
SCE | Non-Refrig._Warehouse | Occupancy Sensor | 8
SCE | Non-Refrig._Warehouse | Occupancy Sensor | 9
SCE | Non-Refrig._Warehouse | Occupancy Sensor | 10
SCE | Non-Refrig._Warehouse | Occupancy Sensor | 13
SCE | Non-Refrig._Warehouse | Occupancy Sensor | 14
SCE | Non-Refrig._Warehouse | Occupancy Sensor | 15
SCE | Non-Refrig._Warehouse | Occupancy Sensor | 16
SCE | Non-Refrig._Warehouse | Occupancy Sensor | SYSTEM
SCE | K_thru_12_School | Occupancy Sensor | 6
SCE | K_thru_12_School | Occupancy Sensor | 8
SCE | K_thru_12_School | Occupancy Sensor | 9
SCE | K_thru_12_School | Occupancy Sensor | 10
SCE | K_thru_12_School | Occupancy Sensor | 13
SCE | K_thru_12_School | Occupancy Sensor | 14
SCE | K_thru_12_School | Occupancy Sensor | 15
SCE | K_thru_12_School | Occupancy Sensor | 16
SCE | K_thru_12_School | Occupancy Sensor | SYSTEM
SCE | Hotel_Motel | Occupancy Sensor | 6
SCE | Hotel_Motel | Occupancy Sensor | 8
SCE | Hotel_Motel | Occupancy Sensor | 9
SCE | Hotel_Motel | Occupancy Sensor | 10
SCE | Hotel_Motel | Occupancy Sensor | 13
SCE | Hotel_Motel | Occupancy Sensor | 14
SCE | Hotel_Motel | Occupancy Sensor | 15
SCE | Hotel_Motel | Occupancy Sensor | 16
SCE | Hotel_Motel | Occupancy Sensor | SYSTEM
SCE | Trans_Comm_Util | Occupancy Sensor | 6
SCE | Trans_Comm_Util | Occupancy Sensor | 8
SCE | Trans_Comm_Util | Occupancy Sensor | 9
SCE | Trans_Comm_Util | Occupancy Sensor | 10
SCE | Trans_Comm_Util | Occupancy Sensor | 13
SCE | Trans_Comm_Util | Occupancy Sensor | 14
SCE | Trans_Comm_Util | Occupancy Sensor | 15
SCE | Trans_Comm_Util | Occupancy Sensor | 16
SCE | Trans_Comm_Util | Occupancy Sensor | SYSTEM
SCE | Misc._Commercial | Occupancy Sensor | 6
SCE | Misc._Commercial | Occupancy Sensor | 8
SCE | Misc._Commercial | Occupancy Sensor | 9
SCE | Misc._Commercial | Occupancy Sensor | 10
SCE | Misc._Commercial | Occupancy Sensor | 13
SCE | Misc._Commercial | Occupancy Sensor | 14
SCE | Misc._Commercial | Occupancy Sensor | 15
SCE | Misc._Commercial | Occupancy Sensor | 16
SCE | Misc._Commercial | Occupancy Sensor | SYSTEM
SCE | Industrial | Occupancy Sensor | 6
SCE | Industrial | Occupancy Sensor | 8
SCE | Industrial | Occupancy Sensor | 9
SCE | Industrial | Occupancy Sensor | 10
SCE | Industrial | Occupancy Sensor | 13
SCE | Industrial | Occupancy Sensor | 14
SCE | Industrial | Occupancy Sensor | 15
SCE | Industrial | Occupancy Sensor | 16
SCE | Industrial | Occupancy Sensor | SYSTEM
SCE | Agricultural | Occupancy Sensor | 6
SCE | Agricultural | Occupancy Sensor | 8
SCE | Agricultural | Occupancy Sensor | 9
SCE | Agricultural | Occupancy Sensor | 10
SCE | Agricultural | Occupancy Sensor | 13
SCE | Agricultural | Occupancy Sensor | 14
SCE | Agricultural | Occupancy Sensor | 15
SCE | Agricultural | Occupancy Sensor | 16
SCE | Agricultural | Occupancy Sensor | SYSTEM
SCE | Small_Office | DayLt & Controls | 6
SCE | Small_Office | DayLt & Controls | 8
SCE | Small_Office | DayLt & Controls | 9
SCE | Small_Office | DayLt & Controls | 10
SCE | Small_Office | DayLt & Controls | 13
SCE | Small_Office | DayLt & Controls | 14
SCE | Small_Office | DayLt & Controls | 15
SCE | Small_Office | DayLt & Controls | 16
SCE | Small_Office | DayLt & Controls | SYSTEM
SCE | Large_Office | DayLt & Controls | 6
SCE | Large_Office | DayLt & Controls | 8
SCE | Large_Office | DayLt & Controls | 9
SCE | Large_Office | DayLt & Controls | 10
SCE | Large_Office | DayLt & Controls | 13
SCE | Large_Office | DayLt & Controls | 14
SCE | Large_Office | DayLt & Controls | 15
SCE | Large_Office | DayLt & Controls | 16
SCE | Large_Office | DayLt & Controls | SYSTEM
SCE | Small_Retail_Store | DayLt & Controls | 6
SCE | Small_Retail_Store | DayLt & Controls | 8
SCE | Small_Retail_Store | DayLt & Controls | 9
SCE | Small_Retail_Store | DayLt & Controls | 10
SCE | Small_Retail_Store | DayLt & Controls | 13
SCE | Small_Retail_Store | DayLt & Controls | 14
SCE | Small_Retail_Store | DayLt & Controls | 15
SCE | Small_Retail_Store | DayLt & Controls | 16
SCE | Small_Retail_Store | DayLt & Controls | SYSTEM
SCE | Large_Retail_Store | DayLt & Controls | 6
SCE | Large_Retail_Store | DayLt & Controls | 8
SCE | Large_Retail_Store | DayLt & Controls | 9
SCE | Large_Retail_Store | DayLt & Controls | 10
SCE | Large_Retail_Store | DayLt & Controls | 13
SCE | Large_Retail_Store | DayLt & Controls | 14
SCE | Large_Retail_Store | DayLt & Controls | 15
SCE | Large_Retail_Store | DayLt & Controls | 16
SCE | Large_Retail_Store | DayLt & Controls | SYSTEM
SCE | Grocery_Store | DayLt & Controls | 6
SCE | Grocery_Store | DayLt & Controls | 8
SCE | Grocery_Store | DayLt & Controls | 9
SCE | Grocery_Store | DayLt & Controls | 10
SCE | Grocery_Store | DayLt & Controls | 13
SCE | Grocery_Store | DayLt & Controls | 14
SCE | Grocery_Store | DayLt & Controls | 15
SCE | Grocery_Store | DayLt & Controls | 16
SCE | Grocery_Store | DayLt & Controls | SYSTEM
SCE | Food_Store | DayLt & Controls | 6
SCE | Food_Store | DayLt & Controls | 8
SCE | Food_Store | DayLt & Controls | 9
SCE | Food_Store | DayLt & Controls | 10
SCE | Food_Store | DayLt & Controls | 13
SCE | Food_Store | DayLt & Controls | 14
SCE | Food_Store | DayLt & Controls | 15
SCE | Food_Store | DayLt & Controls | 16
SCE | Food_Store | DayLt & Controls | SYSTEM
SCE | Restaurant | DayLt & Controls | 6
SCE | Restaurant | DayLt & Controls | 8
SCE | Restaurant | DayLt & Controls | 9
SCE | Restaurant | DayLt & Controls | 10
SCE | Restaurant | DayLt & Controls | 13
SCE | Restaurant | DayLt & Controls | 14
SCE | Restaurant | DayLt & Controls | 15
SCE | Restaurant | DayLt & Controls | 16
SCE | Restaurant | DayLt & Controls | SYSTEM
SCE | Fast_Food_Restaurant | DayLt & Controls | 6
SCE | Fast_Food_Restaurant | DayLt & Controls | 8
SCE | Fast_Food_Restaurant | DayLt & Controls | 9
SCE | Fast_Food_Restaurant | DayLt & Controls | 10
SCE | Fast_Food_Restaurant | DayLt & Controls | 13
SCE | Fast_Food_Restaurant | DayLt & Controls | 14
SCE | Fast_Food_Restaurant | DayLt & Controls | 15
SCE | Fast_Food_Restaurant | DayLt & Controls | 16
SCE | Fast_Food_Restaurant | DayLt & Controls | SYSTEM
SCE | Sit_Down_Restaurant | DayLt & Controls | 6
SCE | Sit_Down_Restaurant | DayLt & Controls | 8
SCE | Sit_Down_Restaurant | DayLt & Controls | 9
SCE | Sit_Down_Restaurant | DayLt & Controls | 10
SCE | Sit_Down_Restaurant | DayLt & Controls | 13
SCE | Sit_Down_Restaurant | DayLt & Controls | 14
SCE | Sit_Down_Restaurant | DayLt & Controls | 15
SCE | Sit_Down_Restaurant | DayLt & Controls | 16
SCE | Sit_Down_Restaurant | DayLt & Controls | SYSTEM
SCE | Storage_Building | DayLt & Controls | 6
SCE | Storage_Building | DayLt & Controls | 8
SCE | Storage_Building | DayLt & Controls | 9
SCE | Storage_Building | DayLt & Controls | 10
SCE | Storage_Building | DayLt & Controls | 13
SCE | Storage_Building | DayLt & Controls | 14
SCE | Storage_Building | DayLt & Controls | 15
SCE | Storage_Building | DayLt & Controls | 16
SCE | Storage_Building | DayLt & Controls | SYSTEM
SCE | Refrigerated_Warehouse | DayLt & Controls | 6
SCE | Refrigerated_Warehouse | DayLt & Controls | 8
SCE | Refrigerated_Warehouse | DayLt & Controls | 9
SCE | Refrigerated_Warehouse | DayLt & Controls | 10
SCE | Refrigerated_Warehouse | DayLt & Controls | 13
SCE | Refrigerated_Warehouse | DayLt & Controls | 14
SCE | Refrigerated_Warehouse | DayLt & Controls | 15
SCE | Refrigerated_Warehouse | DayLt & Controls | 16
SCE | Refrigerated_Warehouse | DayLt & Controls | SYSTEM
SCE | Non-Refrig._Warehouse | DayLt & Controls | 6
SCE | Non-Refrig._Warehouse | DayLt & Controls | 8
SCE | Non-Refrig._Warehouse | DayLt & Controls | 9
SCE | Non-Refrig._Warehouse | DayLt & Controls | 10
SCE | Non-Refrig._Warehouse | DayLt & Controls | 13
SCE | Non-Refrig._Warehouse | DayLt & Controls | 14
SCE | Non-Refrig._Warehouse | DayLt & Controls | 15
SCE | Non-Refrig._Warehouse | DayLt & Controls | 16
SCE | Non-Refrig._Warehouse | DayLt & Controls | SYSTEM
SCE | Hotel_Motel | DayLt & Controls | 6
SCE | Hotel_Motel | DayLt & Controls | 8
SCE | Hotel_Motel | DayLt & Controls | 9
SCE | Hotel_Motel | DayLt & Controls | 10
SCE | Hotel_Motel | DayLt & Controls | 13
SCE | Hotel_Motel | DayLt & Controls | 14
SCE | Hotel_Motel | DayLt & Controls | 15
SCE | Hotel_Motel | DayLt & Controls | 16
SCE | Hotel_Motel | DayLt & Controls | SYSTEM
SCE | Medical_Clinic | DayLt & Controls | 6
SCE | Medical_Clinic | DayLt & Controls | 8
SCE | Medical_Clinic | DayLt & Controls | 9
SCE | Medical_Clinic | DayLt & Controls | 10
SCE | Medical_Clinic | DayLt & Controls | 13
SCE | Medical_Clinic | DayLt & Controls | 14
SCE | Medical_Clinic | DayLt & Controls | 15
SCE | Medical_Clinic | DayLt & Controls | 16
SCE | Medical_Clinic | DayLt & Controls | SYSTEM
SCE | School | DayLt & Controls | 6
SCE | School | DayLt & Controls | 8
SCE | School | DayLt & Controls | 9
SCE | School | DayLt & Controls | 10
SCE | School | DayLt & Controls | 13
SCE | School | DayLt & Controls | 14
SCE | School | DayLt & Controls | 15
SCE | School | DayLt & Controls | 16
SCE | School | DayLt & Controls | SYSTEM
SCE | K_thru_12_School | DayLt & Controls | 6
SCE | K_thru_12_School | DayLt & Controls | 8
SCE | K_thru_12_School | DayLt & Controls | 9
SCE | K_thru_12_School | DayLt & Controls | 10
SCE | K_thru_12_School | DayLt & Controls | 13
SCE | K_thru_12_School | DayLt & Controls | 14
SCE | K_thru_12_School | DayLt & Controls | 15
SCE | K_thru_12_School | DayLt & Controls | 16
SCE | K_thru_12_School | DayLt & Controls | SYSTEM
SCE | College_University | DayLt & Controls | 6
SCE | College_University | DayLt & Controls | 8
SCE | College_University | DayLt & Controls | 9
SCE | College_University | DayLt & Controls | 10
SCE | College_University | DayLt & Controls | 13
SCE | College_University | DayLt & Controls | 14
SCE | College_University | DayLt & Controls | 15
SCE | College_University | DayLt & Controls | 16
SCE | College_University | DayLt & Controls | SYSTEM
SCE | Assembly | DayLt & Controls | 6
SCE | Assembly | DayLt & Controls | 8
SCE | Assembly | DayLt & Controls | 9
SCE | Assembly | DayLt & Controls | 10
SCE | Assembly | DayLt & Controls | 13
SCE | Assembly | DayLt & Controls | 14
SCE | Assembly | DayLt & Controls | 15
SCE | Assembly | DayLt & Controls | 16
SCE | Assembly | DayLt & Controls | SYSTEM
SCE | Trans_Comm_Util | DayLt & Controls | 6
SCE | Trans_Comm_Util | DayLt & Controls | 8
SCE | Trans_Comm_Util | DayLt & Controls | 9
SCE | Trans_Comm_Util | DayLt & Controls | 10
SCE | Trans_Comm_Util | DayLt & Controls | 13
SCE | Trans_Comm_Util | DayLt & Controls | 14
SCE | Trans_Comm_Util | DayLt & Controls | 15
SCE | Trans_Comm_Util | DayLt & Controls | 16
SCE | Trans_Comm_Util | DayLt & Controls | SYSTEM
SCE | Misc._Commercial | DayLt & Controls | 6
SCE | Misc._Commercial | DayLt & Controls | 8
SCE | Misc._Commercial | DayLt & Controls | 9
SCE | Misc._Commercial | DayLt & Controls | 10
SCE | Misc._Commercial | DayLt & Controls | 13
SCE | Misc._Commercial | DayLt & Controls | 14
SCE | Misc._Commercial | DayLt & Controls | 15
SCE | Misc._Commercial | DayLt & Controls | 16
SCE | Misc._Commercial | DayLt & Controls | SYSTEM
SCE | Industrial | DayLt & Controls | 6
SCE | Industrial | DayLt & Controls | 8
SCE | Industrial | DayLt & Controls | 9
SCE | Industrial | DayLt & Controls | 10
SCE | Industrial | DayLt & Controls | 13
SCE | Industrial | DayLt & Controls | 14
SCE | Industrial | DayLt & Controls | 15
SCE | Industrial | DayLt & Controls | 16
SCE | Industrial | DayLt & Controls | SYSTEM
SCE | Agricultural | DayLt & Controls | 6
SCE | Agricultural | DayLt & Controls | 8
SCE | Agricultural | DayLt & Controls | 9
SCE | Agricultural | DayLt & Controls | 10
SCE | Agricultural | DayLt & Controls | 13
SCE | Agricultural | DayLt & Controls | 14
SCE | Agricultural | DayLt & Controls | 15
SCE | Agricultural | DayLt & Controls | 16
SCE | Agricultural | DayLt & Controls | SYSTEM
SCE | Hospital | DayLt & Controls | 6
SCE | Hospital | DayLt & Controls | 8
SCE | Hospital | DayLt & Controls | 9
SCE | Hospital | DayLt & Controls | 10
SCE | Hospital | DayLt & Controls | 13
SCE | Hospital | DayLt & Controls | 14
SCE | Hospital | DayLt & Controls | 15
SCE | Hospital | DayLt & Controls | 16
SCE | Hospital | DayLt & Controls | SYSTEM
SCE | Small_Office | Perimter Lt Control | 6
SCE | Small_Office | Perimter Lt Control | 8
SCE | Small_Office | Perimter Lt Control | 9
SCE | Small_Office | Perimter Lt Control | 10
SCE | Small_Office | Perimter Lt Control | 13
SCE | Small_Office | Perimter Lt Control | 14
SCE | Small_Office | Perimter Lt Control | 15
SCE | Small_Office | Perimter Lt Control | 16
SCE | Small_Office | Perimter Lt Control | SYSTEM
SCE | Large_Office | Perimter Lt Control | 6
SCE | Large_Office | Perimter Lt Control | 8
SCE | Large_Office | Perimter Lt Control | 9
SCE | Large_Office | Perimter Lt Control | 10
SCE | Large_Office | Perimter Lt Control | 13
SCE | Large_Office | Perimter Lt Control | 14
SCE | Large_Office | Perimter Lt Control | 15
SCE | Large_Office | Perimter Lt Control | 16
SCE | Large_Office | Perimter Lt Control | SYSTEM
SCE | Small_Retail_Store | Perimter Lt Control | 6
SCE | Small_Retail_Store | Perimter Lt Control | 8
SCE | Small_Retail_Store | Perimter Lt Control | 9
SCE | Small_Retail_Store | Perimter Lt Control | 10
SCE | Small_Retail_Store | Perimter Lt Control | 13
SCE | Small_Retail_Store | Perimter Lt Control | 14
SCE | Small_Retail_Store | Perimter Lt Control | 15
SCE | Small_Retail_Store | Perimter Lt Control | 16
SCE | Small_Retail_Store | Perimter Lt Control | SYSTEM
SCE | Large_Retail_Store | Perimter Lt Control | 6
SCE | Large_Retail_Store | Perimter Lt Control | 8
SCE | Large_Retail_Store | Perimter Lt Control | 9
SCE | Large_Retail_Store | Perimter Lt Control | 10
SCE | Large_Retail_Store | Perimter Lt Control | 13
SCE | Large_Retail_Store | Perimter Lt Control | 14
SCE | Large_Retail_Store | Perimter Lt Control | 15
SCE | Large_Retail_Store | Perimter Lt Control | 16
SCE | Large_Retail_Store | Perimter Lt Control | SYSTEM
SCE | Grocery_Store | Perimter Lt Control | 6
SCE | Grocery_Store | Perimter Lt Control | 8
SCE | Grocery_Store | Perimter Lt Control | 9
SCE | Grocery_Store | Perimter Lt Control | 10
SCE | Grocery_Store | Perimter Lt Control | 13
SCE | Grocery_Store | Perimter Lt Control | 14
SCE | Grocery_Store | Perimter Lt Control | 15
SCE | Grocery_Store | Perimter Lt Control | 16
SCE | Grocery_Store | Perimter Lt Control | SYSTEM
SCE | Food_Store | Perimter Lt Control | 6
SCE | Food_Store | Perimter Lt Control | 8
SCE | Food_Store | Perimter Lt Control | 9
SCE | Food_Store | Perimter Lt Control | 10
SCE | Food_Store | Perimter Lt Control | 13
SCE | Food_Store | Perimter Lt Control | 14
SCE | Food_Store | Perimter Lt Control | 15
SCE | Food_Store | Perimter Lt Control | 16
SCE | Food_Store | Perimter Lt Control | SYSTEM
SCE | Restaurant | Perimter Lt Control | 6
SCE | Restaurant | Perimter Lt Control | 8
SCE | Restaurant | Perimter Lt Control | 9
SCE | Restaurant | Perimter Lt Control | 10
SCE | Restaurant | Perimter Lt Control | 13
SCE | Restaurant | Perimter Lt Control | 14
SCE | Restaurant | Perimter Lt Control | 15
SCE | Restaurant | Perimter Lt Control | 16
SCE | Restaurant | Perimter Lt Control | SYSTEM
SCE | Fast_Food_Restaurant | Perimter Lt Control | 6
SCE | Fast_Food_Restaurant | Perimter Lt Control | 8
SCE | Fast_Food_Restaurant | Perimter Lt Control | 9
SCE | Fast_Food_Restaurant | Perimter Lt Control | 10
SCE | Fast_Food_Restaurant | Perimter Lt Control | 13
SCE | Fast_Food_Restaurant | Perimter Lt Control | 14
SCE | Fast_Food_Restaurant | Perimter Lt Control | 15
SCE | Fast_Food_Restaurant | Perimter Lt Control | 16
SCE | Fast_Food_Restaurant | Perimter Lt Control | SYSTEM
SCE | Sit_Down_Restaurant | Perimter Lt Control | 6
SCE | Sit_Down_Restaurant | Perimter Lt Control | 8
SCE | Sit_Down_Restaurant | Perimter Lt Control | 9
SCE | Sit_Down_Restaurant | Perimter Lt Control | 10
SCE | Sit_Down_Restaurant | Perimter Lt Control | 13
SCE | Sit_Down_Restaurant | Perimter Lt Control | 14
SCE | Sit_Down_Restaurant | Perimter Lt Control | 15
SCE | Sit_Down_Restaurant | Perimter Lt Control | 16
SCE | Sit_Down_Restaurant | Perimter Lt Control | SYSTEM
SCE | Storage_Building | Perimter Lt Control | 6
SCE | Storage_Building | Perimter Lt Control | 8
SCE | Storage_Building | Perimter Lt Control | 9
SCE | Storage_Building | Perimter Lt Control | 10
SCE | Storage_Building | Perimter Lt Control | 13
SCE | Storage_Building | Perimter Lt Control | 14
SCE | Storage_Building | Perimter Lt Control | 15
SCE | Storage_Building | Perimter Lt Control | 16
SCE | Storage_Building | Perimter Lt Control | SYSTEM
SCE | Refrigerated_Warehouse | Perimter Lt Control | 6
SCE | Refrigerated_Warehouse | Perimter Lt Control | 8
SCE | Refrigerated_Warehouse | Perimter Lt Control | 9
SCE | Refrigerated_Warehouse | Perimter Lt Control | 10
SCE | Refrigerated_Warehouse | Perimter Lt Control | 13
SCE | Refrigerated_Warehouse | Perimter Lt Control | 14
SCE | Refrigerated_Warehouse | Perimter Lt Control | 15
SCE | Refrigerated_Warehouse | Perimter Lt Control | 16
SCE | Refrigerated_Warehouse | Perimter Lt Control | SYSTEM
SCE | Non-Refrig._Warehouse | Perimter Lt Control | 6
SCE | Non-Refrig._Warehouse | Perimter Lt Control | 8
SCE | Non-Refrig._Warehouse | Perimter Lt Control | 9
SCE | Non-Refrig._Warehouse | Perimter Lt Control | 10
SCE | Non-Refrig._Warehouse | Perimter Lt Control | 13
SCE | Non-Refrig._Warehouse | Perimter Lt Control | 14
SCE | Non-Refrig._Warehouse | Perimter Lt Control | 15
SCE | Non-Refrig._Warehouse | Perimter Lt Control | 16
SCE | Non-Refrig._Warehouse | Perimter Lt Control | SYSTEM
SCE | Hotel_Motel | Perimter Lt Control | 6
SCE | Hotel_Motel | Perimter Lt Control | 8
SCE | Hotel_Motel | Perimter Lt Control | 9
SCE | Hotel_Motel | Perimter Lt Control | 10
SCE | Hotel_Motel | Perimter Lt Control | 13
SCE | Hotel_Motel | Perimter Lt Control | 14
SCE | Hotel_Motel | Perimter Lt Control | 15
SCE | Hotel_Motel | Perimter Lt Control | 16
SCE | Hotel_Motel | Perimter Lt Control | SYSTEM
SCE | Medical_Clinic | Perimter Lt Control | 6
SCE | Medical_Clinic | Perimter Lt Control | 8
SCE | Medical_Clinic | Perimter Lt Control | 9
SCE | Medical_Clinic | Perimter Lt Control | 10
SCE | Medical_Clinic | Perimter Lt Control | 13
SCE | Medical_Clinic | Perimter Lt Control | 14
SCE | Medical_Clinic | Perimter Lt Control | 15
SCE | Medical_Clinic | Perimter Lt Control | 16
SCE | Medical_Clinic | Perimter Lt Control | SYSTEM
SCE | School | Perimter Lt Control | 6
SCE | School | Perimter Lt Control | 8
SCE | School | Perimter Lt Control | 9
SCE | School | Perimter Lt Control | 10
SCE | School | Perimter Lt Control | 13
SCE | School | Perimter Lt Control | 14
SCE | School | Perimter Lt Control | 15
SCE | School | Perimter Lt Control | 16
SCE | School | Perimter Lt Control | SYSTEM
SCE | K_thru_12_School | Perimter Lt Control | 6
SCE | K_thru_12_School | Perimter Lt Control | 8
SCE | K_thru_12_School | Perimter Lt Control | 9
SCE | K_thru_12_School | Perimter Lt Control | 10
SCE | K_thru_12_School | Perimter Lt Control | 13
SCE | K_thru_12_School | Perimter Lt Control | 14
SCE | K_thru_12_School | Perimter Lt Control | 15
SCE | K_thru_12_School | Perimter Lt Control | 16
SCE | K_thru_12_School | Perimter Lt Control | SYSTEM
SCE | College_University | Perimter Lt Control | 6
SCE | College_University | Perimter Lt Control | 8
SCE | College_University | Perimter Lt Control | 9
SCE | College_University | Perimter Lt Control | 10
SCE | College_University | Perimter Lt Control | 13
SCE | College_University | Perimter Lt Control | 14
SCE | College_University | Perimter Lt Control | 15
SCE | College_University | Perimter Lt Control | 16
SCE | College_University | Perimter Lt Control | SYSTEM
SCE | Assembly | Perimter Lt Control | 6
SCE | Assembly | Perimter Lt Control | 8
SCE | Assembly | Perimter Lt Control | 9
SCE | Assembly | Perimter Lt Control | 10
SCE | Assembly | Perimter Lt Control | 13
SCE | Assembly | Perimter Lt Control | 14
SCE | Assembly | Perimter Lt Control | 15
SCE | Assembly | Perimter Lt Control | 16
SCE | Assembly | Perimter Lt Control | SYSTEM
SCE | Trans_Comm_Util | Perimter Lt Control | 6
SCE | Trans_Comm_Util | Perimter Lt Control | 8
SCE | Trans_Comm_Util | Perimter Lt Control | 9
SCE | Trans_Comm_Util | Perimter Lt Control | 10
SCE | Trans_Comm_Util | Perimter Lt Control | 13
SCE | Trans_Comm_Util | Perimter Lt Control | 14
SCE | Trans_Comm_Util | Perimter Lt Control | 15
SCE | Trans_Comm_Util | Perimter Lt Control | 16
SCE | Trans_Comm_Util | Perimter Lt Control | SYSTEM
SCE | Misc._Commercial | Perimter Lt Control | 6
SCE | Misc._Commercial | Perimter Lt Control | 8
SCE | Misc._Commercial | Perimter Lt Control | 9
SCE | Misc._Commercial | Perimter Lt Control | 10
SCE | Misc._Commercial | Perimter Lt Control | 13
SCE | Misc._Commercial | Perimter Lt Control | 14
SCE | Misc._Commercial | Perimter Lt Control | 15
SCE | Misc._Commercial | Perimter Lt Control | 16
SCE | Misc._Commercial | Perimter Lt Control | SYSTEM
SCE | Industrial | Perimter Lt Control | 6
SCE | Industrial | Perimter Lt Control | 8
SCE | Industrial | Perimter Lt Control | 9
SCE | Industrial | Perimter Lt Control | 10
SCE | Industrial | Perimter Lt Control | 13
SCE | Industrial | Perimter Lt Control | 14
SCE | Industrial | Perimter Lt Control | 15
SCE | Industrial | Perimter Lt Control | 16
SCE | Industrial | Perimter Lt Control | SYSTEM
SCE | Agricultural | Perimter Lt Control | 6
SCE | Agricultural | Perimter Lt Control | 8
SCE | Agricultural | Perimter Lt Control | 9
SCE | Agricultural | Perimter Lt Control | 10
SCE | Agricultural | Perimter Lt Control | 13
SCE | Agricultural | Perimter Lt Control | 14
SCE | Agricultural | Perimter Lt Control | 15
SCE | Agricultural | Perimter Lt Control | 16
SCE | Agricultural | Perimter Lt Control | SYSTEM
SCE | Hospital | Perimter Lt Control | 6
SCE | Hospital | Perimter Lt Control | 8
SCE | Hospital | Perimter Lt Control | 9
SCE | Hospital | Perimter Lt Control | 10
SCE | Hospital | Perimter Lt Control | 13
SCE | Hospital | Perimter Lt Control | 14
SCE | Hospital | Perimter Lt Control | 15
SCE | Hospital | Perimter Lt Control | 16
SCE | Hospital | Perimter Lt Control | SYSTEM
SCE | Small_Office | Pool HtPmp | 6
SCE | Small_Office | Pool HtPmp | 8
SCE | Small_Office | Pool HtPmp | 9
SCE | Small_Office | Pool HtPmp | 10
SCE | Small_Office | Pool HtPmp | 13
SCE | Small_Office | Pool HtPmp | 14
SCE | Small_Office | Pool HtPmp | 15
SCE | Small_Office | Pool HtPmp | 16
SCE | Small_Office | Pool HtPmp | SYSTEM
SCE | Large_Office | Pool HtPmp | 6
SCE | Large_Office | Pool HtPmp | 8
SCE | Large_Office | Pool HtPmp | 9
SCE | Large_Office | Pool HtPmp | 10
SCE | Large_Office | Pool HtPmp | 13
SCE | Large_Office | Pool HtPmp | 14
SCE | Large_Office | Pool HtPmp | 15
SCE | Large_Office | Pool HtPmp | 16
SCE | Large_Office | Pool HtPmp | SYSTEM
SCE | Small_Retail_Store | Pool HtPmp | 6
SCE | Small_Retail_Store | Pool HtPmp | 8
SCE | Small_Retail_Store | Pool HtPmp | 9
SCE | Small_Retail_Store | Pool HtPmp | 10
SCE | Small_Retail_Store | Pool HtPmp | 13
SCE | Small_Retail_Store | Pool HtPmp | 14
SCE | Small_Retail_Store | Pool HtPmp | 15
SCE | Small_Retail_Store | Pool HtPmp | 16
SCE | Small_Retail_Store | Pool HtPmp | SYSTEM
SCE | Large_Retail_Store | Pool HtPmp | 6
SCE | Large_Retail_Store | Pool HtPmp | 8
SCE | Large_Retail_Store | Pool HtPmp | 9
SCE | Large_Retail_Store | Pool HtPmp | 10
SCE | Large_Retail_Store | Pool HtPmp | 13
SCE | Large_Retail_Store | Pool HtPmp | 14
SCE | Large_Retail_Store | Pool HtPmp | 15
SCE | Large_Retail_Store | Pool HtPmp | 16
SCE | Large_Retail_Store | Pool HtPmp | SYSTEM
SCE | Grocery_Store | Pool HtPmp | 6
SCE | Grocery_Store | Pool HtPmp | 8
SCE | Grocery_Store | Pool HtPmp | 9
SCE | Grocery_Store | Pool HtPmp | 10
SCE | Grocery_Store | Pool HtPmp | 13
SCE | Grocery_Store | Pool HtPmp | 14
SCE | Grocery_Store | Pool HtPmp | 15
SCE | Grocery_Store | Pool HtPmp | 16
SCE | Grocery_Store | Pool HtPmp | SYSTEM
SCE | Food_Store | Pool HtPmp | 6
SCE | Food_Store | Pool HtPmp | 8
SCE | Food_Store | Pool HtPmp | 9
SCE | Food_Store | Pool HtPmp | 10
SCE | Food_Store | Pool HtPmp | 13
SCE | Food_Store | Pool HtPmp | 14
SCE | Food_Store | Pool HtPmp | 15
SCE | Food_Store | Pool HtPmp | 16
SCE | Food_Store | Pool HtPmp | SYSTEM
SCE | Restaurant | Pool HtPmp | 6
SCE | Restaurant | Pool HtPmp | 8
SCE | Restaurant | Pool HtPmp | 9
SCE | Restaurant | Pool HtPmp | 10
SCE | Restaurant | Pool HtPmp | 13
SCE | Restaurant | Pool HtPmp | 14
SCE | Restaurant | Pool HtPmp | 15
SCE | Restaurant | Pool HtPmp | 16
SCE | Restaurant | Pool HtPmp | SYSTEM
SCE | Fast_Food_Restaurant | Pool HtPmp | 6
SCE | Fast_Food_Restaurant | Pool HtPmp | 8
SCE | Fast_Food_Restaurant | Pool HtPmp | 9
SCE | Fast_Food_Restaurant | Pool HtPmp | 10
SCE | Fast_Food_Restaurant | Pool HtPmp | 13
SCE | Fast_Food_Restaurant | Pool HtPmp | 14
SCE | Fast_Food_Restaurant | Pool HtPmp | 15
SCE | Fast_Food_Restaurant | Pool HtPmp | 16
SCE | Fast_Food_Restaurant | Pool HtPmp | SYSTEM
SCE | Sit_Down_Restaurant | Pool HtPmp | 6
SCE | Sit_Down_Restaurant | Pool HtPmp | 8
SCE | Sit_Down_Restaurant | Pool HtPmp | 9
SCE | Sit_Down_Restaurant | Pool HtPmp | 10
SCE | Sit_Down_Restaurant | Pool HtPmp | 13
SCE | Sit_Down_Restaurant | Pool HtPmp | 14
SCE | Sit_Down_Restaurant | Pool HtPmp | 15
SCE | Sit_Down_Restaurant | Pool HtPmp | 16
SCE | Sit_Down_Restaurant | Pool HtPmp | SYSTEM
SCE | Storage_Building | Pool HtPmp | 6
SCE | Storage_Building | Pool HtPmp | 8
SCE | Storage_Building | Pool HtPmp | 9
SCE | Storage_Building | Pool HtPmp | 10
SCE | Storage_Building | Pool HtPmp | 13
SCE | Storage_Building | Pool HtPmp | 14
SCE | Storage_Building | Pool HtPmp | 15
SCE | Storage_Building | Pool HtPmp | 16
SCE | Storage_Building | Pool HtPmp | SYSTEM
SCE | Refrigerated_Warehouse | Pool HtPmp | 6
SCE | Refrigerated_Warehouse | Pool HtPmp | 8
SCE | Refrigerated_Warehouse | Pool HtPmp | 9
SCE | Refrigerated_Warehouse | Pool HtPmp | 10
SCE | Refrigerated_Warehouse | Pool HtPmp | 13
SCE | Refrigerated_Warehouse | Pool HtPmp | 14
SCE | Refrigerated_Warehouse | Pool HtPmp | 15
SCE | Refrigerated_Warehouse | Pool HtPmp | 16
SCE | Refrigerated_Warehouse | Pool HtPmp | SYSTEM
SCE | Non-Refrig._Warehouse | Pool HtPmp | 6
SCE | Non-Refrig._Warehouse | Pool HtPmp | 8
SCE | Non-Refrig._Warehouse | Pool HtPmp | 9
SCE | Non-Refrig._Warehouse | Pool HtPmp | 10
SCE | Non-Refrig._Warehouse | Pool HtPmp | 13
SCE | Non-Refrig._Warehouse | Pool HtPmp | 14
SCE | Non-Refrig._Warehouse | Pool HtPmp | 15
SCE | Non-Refrig._Warehouse | Pool HtPmp | 16
SCE | Non-Refrig._Warehouse | Pool HtPmp | SYSTEM
SCE | Hotel_Motel | Pool HtPmp | 6
SCE | Hotel_Motel | Pool HtPmp | 8
SCE | Hotel_Motel | Pool HtPmp | 9
SCE | Hotel_Motel | Pool HtPmp | 10
SCE | Hotel_Motel | Pool HtPmp | 13
SCE | Hotel_Motel | Pool HtPmp | 14
SCE | Hotel_Motel | Pool HtPmp | 15
SCE | Hotel_Motel | Pool HtPmp | 16
SCE | Hotel_Motel | Pool HtPmp | SYSTEM
SCE | Medical_Clinic | Pool HtPmp | 6
SCE | Medical_Clinic | Pool HtPmp | 8
SCE | Medical_Clinic | Pool HtPmp | 9
SCE | Medical_Clinic | Pool HtPmp | 10
SCE | Medical_Clinic | Pool HtPmp | 13
SCE | Medical_Clinic | Pool HtPmp | 14
SCE | Medical_Clinic | Pool HtPmp | 15
SCE | Medical_Clinic | Pool HtPmp | 16
SCE | Medical_Clinic | Pool HtPmp | SYSTEM
SCE | School | Pool HtPmp | 6
SCE | School | Pool HtPmp | 8
SCE | School | Pool HtPmp | 9
SCE | School | Pool HtPmp | 10
SCE | School | Pool HtPmp | 13
SCE | School | Pool HtPmp | 14
SCE | School | Pool HtPmp | 15
SCE | School | Pool HtPmp | 16
SCE | School | Pool HtPmp | SYSTEM
SCE | K_thru_12_School | Pool HtPmp | 6
SCE | K_thru_12_School | Pool HtPmp | 8
SCE | K_thru_12_School | Pool HtPmp | 9
SCE | K_thru_12_School | Pool HtPmp | 10
SCE | K_thru_12_School | Pool HtPmp | 13
SCE | K_thru_12_School | Pool HtPmp | 14
SCE | K_thru_12_School | Pool HtPmp | 15
SCE | K_thru_12_School | Pool HtPmp | 16
SCE | K_thru_12_School | Pool HtPmp | SYSTEM
SCE | College_University | Pool HtPmp | 6
SCE | College_University | Pool HtPmp | 8
SCE | College_University | Pool HtPmp | 9
SCE | College_University | Pool HtPmp | 10
SCE | College_University | Pool HtPmp | 13
SCE | College_University | Pool HtPmp | 14
SCE | College_University | Pool HtPmp | 15
SCE | College_University | Pool HtPmp | 16
SCE | College_University | Pool HtPmp | SYSTEM
SCE | Assembly | Pool HtPmp | 6
SCE | Assembly | Pool HtPmp | 8
SCE | Assembly | Pool HtPmp | 9
SCE | Assembly | Pool HtPmp | 10
SCE | Assembly | Pool HtPmp | 13
SCE | Assembly | Pool HtPmp | 14
SCE | Assembly | Pool HtPmp | 15
SCE | Assembly | Pool HtPmp | 16
SCE | Assembly | Pool HtPmp | SYSTEM
SCE | Trans_Comm_Util | Pool HtPmp | 6
SCE | Trans_Comm_Util | Pool HtPmp | 8
SCE | Trans_Comm_Util | Pool HtPmp | 9
SCE | Trans_Comm_Util | Pool HtPmp | 10
SCE | Trans_Comm_Util | Pool HtPmp | 13
SCE | Trans_Comm_Util | Pool HtPmp | 14
SCE | Trans_Comm_Util | Pool HtPmp | 15
SCE | Trans_Comm_Util | Pool HtPmp | 16
SCE | Trans_Comm_Util | Pool HtPmp | SYSTEM
SCE | Misc._Commercial | Pool HtPmp | 6
SCE | Misc._Commercial | Pool HtPmp | 8
SCE | Misc._Commercial | Pool HtPmp | 9
SCE | Misc._Commercial | Pool HtPmp | 10
SCE | Misc._Commercial | Pool HtPmp | 13
SCE | Misc._Commercial | Pool HtPmp | 14
SCE | Misc._Commercial | Pool HtPmp | 15
SCE | Misc._Commercial | Pool HtPmp | 16
SCE | Misc._Commercial | Pool HtPmp | SYSTEM
SCE | Industrial | Pool HtPmp | 6
SCE | Industrial | Pool HtPmp | 8
SCE | Industrial | Pool HtPmp | 9
SCE | Industrial | Pool HtPmp | 10
SCE | Industrial | Pool HtPmp | 13
SCE | Industrial | Pool HtPmp | 14
SCE | Industrial | Pool HtPmp | 15
SCE | Industrial | Pool HtPmp | 16
SCE | Industrial | Pool HtPmp | SYSTEM
SCE | Agricultural | Pool HtPmp | 6
SCE | Agricultural | Pool HtPmp | 8
SCE | Agricultural | Pool HtPmp | 9
SCE | Agricultural | Pool HtPmp | 10
SCE | Agricultural | Pool HtPmp | 13
SCE | Agricultural | Pool HtPmp | 14
SCE | Agricultural | Pool HtPmp | 15
SCE | Agricultural | Pool HtPmp | 16
SCE | Agricultural | Pool HtPmp | SYSTEM
SCE | Hospital | Pool HtPmp | 6
SCE | Hospital | Pool HtPmp | 8
SCE | Hospital | Pool HtPmp | 9
SCE | Hospital | Pool HtPmp | 10
SCE | Hospital | Pool HtPmp | 13
SCE | Hospital | Pool HtPmp | 14
SCE | Hospital | Pool HtPmp | 15
SCE | Hospital | Pool HtPmp | 16
SCE | Hospital | Pool HtPmp | SYSTEM
SCE | Small_Office | DHW HtPmp | 6
SCE | Small_Office | DHW HtPmp | 8
SCE | Small_Office | DHW HtPmp | 9
SCE | Small_Office | DHW HtPmp | 10
SCE | Small_Office | DHW HtPmp | 13
SCE | Small_Office | DHW HtPmp | 14
SCE | Small_Office | DHW HtPmp | 15
SCE | Small_Office | DHW HtPmp | 16
SCE | Small_Office | DHW HtPmp | SYSTEM
SCE | Large_Office | DHW HtPmp | 6
SCE | Large_Office | DHW HtPmp | 8
SCE | Large_Office | DHW HtPmp | 9
SCE | Large_Office | DHW HtPmp | 10
SCE | Large_Office | DHW HtPmp | 13
SCE | Large_Office | DHW HtPmp | 14
SCE | Large_Office | DHW HtPmp | 15
SCE | Large_Office | DHW HtPmp | 16
SCE | Large_Office | DHW HtPmp | SYSTEM
SCE | Small_Retail_Store | DHW HtPmp | 6
SCE | Small_Retail_Store | DHW HtPmp | 8
SCE | Small_Retail_Store | DHW HtPmp | 9
SCE | Small_Retail_Store | DHW HtPmp | 10
SCE | Small_Retail_Store | DHW HtPmp | 13
SCE | Small_Retail_Store | DHW HtPmp | 14
SCE | Small_Retail_Store | DHW HtPmp | 15
SCE | Small_Retail_Store | DHW HtPmp | 16
SCE | Small_Retail_Store | DHW HtPmp | SYSTEM
SCE | Large_Retail_Store | DHW HtPmp | 6
SCE | Large_Retail_Store | DHW HtPmp | 8
SCE | Large_Retail_Store | DHW HtPmp | 9
SCE | Large_Retail_Store | DHW HtPmp | 10
SCE | Large_Retail_Store | DHW HtPmp | 13
SCE | Large_Retail_Store | DHW HtPmp | 14
SCE | Large_Retail_Store | DHW HtPmp | 15
SCE | Large_Retail_Store | DHW HtPmp | 16
SCE | Large_Retail_Store | DHW HtPmp | SYSTEM
SCE | Grocery_Store | DHW HtPmp | 6
SCE | Grocery_Store | DHW HtPmp | 8
SCE | Grocery_Store | DHW HtPmp | 9
SCE | Grocery_Store | DHW HtPmp | 10
SCE | Grocery_Store | DHW HtPmp | 13
SCE | Grocery_Store | DHW HtPmp | 14
SCE | Grocery_Store | DHW HtPmp | 15
SCE | Grocery_Store | DHW HtPmp | 16
SCE | Grocery_Store | DHW HtPmp | SYSTEM
SCE | Food_Store | DHW HtPmp | 6
SCE | Food_Store | DHW HtPmp | 8
SCE | Food_Store | DHW HtPmp | 9
SCE | Food_Store | DHW HtPmp | 10
SCE | Food_Store | DHW HtPmp | 13
SCE | Food_Store | DHW HtPmp | 14
SCE | Food_Store | DHW HtPmp | 15
SCE | Food_Store | DHW HtPmp | 16
SCE | Food_Store | DHW HtPmp | SYSTEM
SCE | Restaurant | DHW HtPmp | 6
SCE | Restaurant | DHW HtPmp | 8
SCE | Restaurant | DHW HtPmp | 9
SCE | Restaurant | DHW HtPmp | 10
SCE | Restaurant | DHW HtPmp | 13
SCE | Restaurant | DHW HtPmp | 14
SCE | Restaurant | DHW HtPmp | 15
SCE | Restaurant | DHW HtPmp | 16
SCE | Restaurant | DHW HtPmp | SYSTEM
SCE | Fast_Food_Restaurant | DHW HtPmp | 6
SCE | Fast_Food_Restaurant | DHW HtPmp | 8
SCE | Fast_Food_Restaurant | DHW HtPmp | 9
SCE | Fast_Food_Restaurant | DHW HtPmp | 10
SCE | Fast_Food_Restaurant | DHW HtPmp | 13
SCE | Fast_Food_Restaurant | DHW HtPmp | 14
SCE | Fast_Food_Restaurant | DHW HtPmp | 15
SCE | Fast_Food_Restaurant | DHW HtPmp | 16
SCE | Fast_Food_Restaurant | DHW HtPmp | SYSTEM
SCE | Sit_Down_Restaurant | DHW HtPmp | 6
SCE | Sit_Down_Restaurant | DHW HtPmp | 8
SCE | Sit_Down_Restaurant | DHW HtPmp | 9
SCE | Sit_Down_Restaurant | DHW HtPmp | 10
SCE | Sit_Down_Restaurant | DHW HtPmp | 13
SCE | Sit_Down_Restaurant | DHW HtPmp | 14
SCE | Sit_Down_Restaurant | DHW HtPmp | 15
SCE | Sit_Down_Restaurant | DHW HtPmp | 16
SCE | Sit_Down_Restaurant | DHW HtPmp | SYSTEM
SCE | Storage_Building | DHW HtPmp | 6
SCE | Storage_Building | DHW HtPmp | 8
SCE | Storage_Building | DHW HtPmp | 9
SCE | Storage_Building | DHW HtPmp | 10
SCE | Storage_Building | DHW HtPmp | 13
SCE | Storage_Building | DHW HtPmp | 14
SCE | Storage_Building | DHW HtPmp | 15
SCE | Storage_Building | DHW HtPmp | 16
SCE | Storage_Building | DHW HtPmp | SYSTEM
SCE | Refrigerated_Warehouse | DHW HtPmp | 6
SCE | Refrigerated_Warehouse | DHW HtPmp | 8
SCE | Refrigerated_Warehouse | DHW HtPmp | 9
SCE | Refrigerated_Warehouse | DHW HtPmp | 10
SCE | Refrigerated_Warehouse | DHW HtPmp | 13
SCE | Refrigerated_Warehouse | DHW HtPmp | 14
SCE | Refrigerated_Warehouse | DHW HtPmp | 15
SCE | Refrigerated_Warehouse | DHW HtPmp | 16
SCE | Refrigerated_Warehouse | DHW HtPmp | SYSTEM
SCE | Non-Refrig._Warehouse | DHW HtPmp | 6
SCE | Non-Refrig._Warehouse | DHW HtPmp | 8
SCE | Non-Refrig._Warehouse | DHW HtPmp | 9
SCE | Non-Refrig._Warehouse | DHW HtPmp | 10
SCE | Non-Refrig._Warehouse | DHW HtPmp | 13
SCE | Non-Refrig._Warehouse | DHW HtPmp | 14
SCE | Non-Refrig._Warehouse | DHW HtPmp | 15
SCE | Non-Refrig._Warehouse | DHW HtPmp | 16
SCE | Non-Refrig._Warehouse | DHW HtPmp | SYSTEM
SCE | Hotel_Motel | DHW HtPmp | 6
SCE | Hotel_Motel | DHW HtPmp | 8
SCE | Hotel_Motel | DHW HtPmp | 9
SCE | Hotel_Motel | DHW HtPmp | 10
SCE | Hotel_Motel | DHW HtPmp | 13
SCE | Hotel_Motel | DHW HtPmp | 14
SCE | Hotel_Motel | DHW HtPmp | 15
SCE | Hotel_Motel | DHW HtPmp | 16
SCE | Hotel_Motel | DHW HtPmp | SYSTEM
SCE | Medical_Clinic | DHW HtPmp | 6
SCE | Medical_Clinic | DHW HtPmp | 8
SCE | Medical_Clinic | DHW HtPmp | 9
SCE | Medical_Clinic | DHW HtPmp | 10
SCE | Medical_Clinic | DHW HtPmp | 13
SCE | Medical_Clinic | DHW HtPmp | 14
SCE | Medical_Clinic | DHW HtPmp | 15
SCE | Medical_Clinic | DHW HtPmp | 16
SCE | Medical_Clinic | DHW HtPmp | SYSTEM
SCE | School | DHW HtPmp | 6
SCE | School | DHW HtPmp | 8
SCE | School | DHW HtPmp | 9
SCE | School | DHW HtPmp | 10
SCE | School | DHW HtPmp | 13
SCE | School | DHW HtPmp | 14
SCE | School | DHW HtPmp | 15
SCE | School | DHW HtPmp | 16
SCE | School | DHW HtPmp | SYSTEM
SCE | K_thru_12_School | DHW HtPmp | 6
SCE | K_thru_12_School | DHW HtPmp | 8
SCE | K_thru_12_School | DHW HtPmp | 9
SCE | K_thru_12_School | DHW HtPmp | 10
SCE | K_thru_12_School | DHW HtPmp | 13
SCE | K_thru_12_School | DHW HtPmp | 14
SCE | K_thru_12_School | DHW HtPmp | 15
SCE | K_thru_12_School | DHW HtPmp | 16
SCE | K_thru_12_School | DHW HtPmp | SYSTEM
SCE | College_University | DHW HtPmp | 6
SCE | College_University | DHW HtPmp | 8
SCE | College_University | DHW HtPmp | 9
SCE | College_University | DHW HtPmp | 10
SCE | College_University | DHW HtPmp | 13
SCE | College_University | DHW HtPmp | 14
SCE | College_University | DHW HtPmp | 15
SCE | College_University | DHW HtPmp | 16
SCE | College_University | DHW HtPmp | SYSTEM
SCE | Assembly | DHW HtPmp | 6
SCE | Assembly | DHW HtPmp | 8
SCE | Assembly | DHW HtPmp | 9
SCE | Assembly | DHW HtPmp | 10
SCE | Assembly | DHW HtPmp | 13
SCE | Assembly | DHW HtPmp | 14
SCE | Assembly | DHW HtPmp | 15
SCE | Assembly | DHW HtPmp | 16
SCE | Assembly | DHW HtPmp | SYSTEM
SCE | Trans_Comm_Util | DHW HtPmp | 6
SCE | Trans_Comm_Util | DHW HtPmp | 8
SCE | Trans_Comm_Util | DHW HtPmp | 9
SCE | Trans_Comm_Util | DHW HtPmp | 10
SCE | Trans_Comm_Util | DHW HtPmp | 13
SCE | Trans_Comm_Util | DHW HtPmp | 14
SCE | Trans_Comm_Util | DHW HtPmp | 15
SCE | Trans_Comm_Util | DHW HtPmp | 16
SCE | Trans_Comm_Util | DHW HtPmp | SYSTEM
SCE | Misc._Commercial | DHW HtPmp | 6
SCE | Misc._Commercial | DHW HtPmp | 8
SCE | Misc._Commercial | DHW HtPmp | 9
SCE | Misc._Commercial | DHW HtPmp | 10
SCE | Misc._Commercial | DHW HtPmp | 13
SCE | Misc._Commercial | DHW HtPmp | 14
SCE | Misc._Commercial | DHW HtPmp | 15
SCE | Misc._Commercial | DHW HtPmp | 16
SCE | Misc._Commercial | DHW HtPmp | SYSTEM
SCE | Industrial | DHW HtPmp | 6
SCE | Industrial | DHW HtPmp | 8
SCE | Industrial | DHW HtPmp | 9
SCE | Industrial | DHW HtPmp | 10
SCE | Industrial | DHW HtPmp | 13
SCE | Industrial | DHW HtPmp | 14
SCE | Industrial | DHW HtPmp | 15
SCE | Industrial | DHW HtPmp | 16
SCE | Industrial | DHW HtPmp | SYSTEM
SCE | Agricultural | DHW HtPmp | 6
SCE | Agricultural | DHW HtPmp | 8
SCE | Agricultural | DHW HtPmp | 9
SCE | Agricultural | DHW HtPmp | 10
SCE | Agricultural | DHW HtPmp | 13
SCE | Agricultural | DHW HtPmp | 14
SCE | Agricultural | DHW HtPmp | 15
SCE | Agricultural | DHW HtPmp | 16
SCE | Agricultural | DHW HtPmp | SYSTEM
SCE | Hospital | DHW HtPmp | 6
SCE | Hospital | DHW HtPmp | 8
SCE | Hospital | DHW HtPmp | 9
SCE | Hospital | DHW HtPmp | 10
SCE | Hospital | DHW HtPmp | 13
SCE | Hospital | DHW HtPmp | 14
SCE | Hospital | DHW HtPmp | 15
SCE | Hospital | DHW HtPmp | 16
SCE | Hospital | DHW HtPmp | SYSTEM
SCE | Residential | AC-NC | 6
SCE | Residential | AC-NC | 8
SCE | Residential | AC-NC | 9
SCE | Residential | AC-NC | 10
SCE | Residential | AC-NC | 13
SCE | Residential | AC-NC | 14
SCE | Residential | AC-NC | 15
SCE | Residential | AC-NC | 16
SCE | Residential | AC-NC | SYSTEM
SCE | Residential | Heat_Pump-NC | 6
SCE | Residential | Heat_Pump-NC | 8
SCE | Residential | Heat_Pump-NC | 9
SCE | Residential | Heat_Pump-NC | 10
SCE | Residential | Heat_Pump-NC | 13
SCE | Residential | Heat_Pump-NC | 14
SCE | Residential | Heat_Pump-NC | 15
SCE | Residential | Heat_Pump-NC | 16
SCE | Residential | Heat_Pump-NC | SYSTEM
SCE | Residential | Refrig-RC | 6
SCE | Residential | Refrig-RC | 8
SCE | Residential | Refrig-RC | 9
SCE | Residential | Refrig-RC | 10
SCE | Residential | Refrig-RC | 13
SCE | Residential | Refrig-RC | 14
SCE | Residential | Refrig-RC | 15
SCE | Residential | Refrig-RC | 16
SCE | Residential | Refrig-RC | SYSTEM
SCE | Residential | AC_Cooling-RC | 6
SCE | Residential | AC_Cooling-RC | 8
SCE | Residential | AC_Cooling-RC | 9
SCE | Residential | AC_Cooling-RC | 10
SCE | Residential | AC_Cooling-RC | 13
SCE | Residential | AC_Cooling-RC | 14
SCE | Residential | AC_Cooling-RC | 15
SCE | Residential | AC_Cooling-RC | 16
SCE | Residential | AC_Cooling-RC | SYSTEM
SCE | Residential | HeatPump_Heating_Only-RC | 6
SCE | Residential | HeatPump_Heating_Only-RC | 8
SCE | Residential | HeatPump_Heating_Only-RC | 9
SCE | Residential | HeatPump_Heating_Only-RC | 10
SCE | Residential | HeatPump_Heating_Only-RC | 13
SCE | Residential | HeatPump_Heating_Only-RC | 14
SCE | Residential | HeatPump_Heating_Only-RC | 15
SCE | Residential | HeatPump_Heating_Only-RC | 16
SCE | Residential | HeatPump_Heating_Only-RC | SYSTEM
SCE | Residential | HeatPump_ThroughWall-RC | 6
SCE | Residential | HeatPump_ThroughWall-RC | 8
SCE | Residential | HeatPump_ThroughWall-RC | 9
SCE | Residential | HeatPump_ThroughWall-RC | 10
SCE | Residential | HeatPump_ThroughWall-RC | 13
SCE | Residential | HeatPump_ThroughWall-RC | 14
SCE | Residential | HeatPump_ThroughWall-RC | 15
SCE | Residential | HeatPump_ThroughWall-RC | 16
SCE | Residential | HeatPump_ThroughWall-RC | SYSTEM
SCE | Residential | HeatPump_WtrHt-RC | 6
SCE | Residential | HeatPump_WtrHt-RC | 8
SCE | Residential | HeatPump_WtrHt-RC | 9
SCE | Residential | HeatPump_WtrHt-RC | 10
SCE | Residential | HeatPump_WtrHt-RC | 13
SCE | Residential | HeatPump_WtrHt-RC | 14
SCE | Residential | HeatPump_WtrHt-RC | 15
SCE | Residential | HeatPump_WtrHt-RC | 16
SCE | Residential | HeatPump_WtrHt-RC | SYSTEM
SCE | Residential | HorizAxisClothesWasher-RC | 6
SCE | Residential | HorizAxisClothesWasher-RC | 8
SCE | Residential | HorizAxisClothesWasher-RC | 9
SCE | Residential | HorizAxisClothesWasher-RC | 10
SCE | Residential | HorizAxisClothesWasher-RC | 13
SCE | Residential | HorizAxisClothesWasher-RC | 14
SCE | Residential | HorizAxisClothesWasher-RC | 15
SCE | Residential | HorizAxisClothesWasher-RC | 16
SCE | Residential | HorizAxisClothesWasher-RC | SYSTEM
SCE | Residential | CFL-RC | 6
SCE | Residential | CFL-RC | 8
SCE | Residential | CFL-RC | 9
SCE | Residential | CFL-RC | 10
SCE | Residential | CFL-RC | 13
SCE | Residential | CFL-RC | 14
SCE | Residential | CFL-RC | 15
SCE | Residential | CFL-RC | 16
SCE | Residential | CFL-RC | SYSTEM
SCE | Residential | Residential Pool Pumps | 6
SCE | Residential | Residential Pool Pumps | 8
SCE | Residential | Residential Pool Pumps | 9
SCE | Residential | Residential Pool Pumps | 10
SCE | Residential | Residential Pool Pumps | 13
SCE | Residential | Residential Pool Pumps | 14
SCE | Residential | Residential Pool Pumps | 15
SCE | Residential | Residential Pool Pumps | 16
SCE | Residential | Residential Pool Pumps | SYSTEM
SCE | Res | DEER:Res_ClothesDishWasher | 6
SCE | Res | DEER:Res_ClothesDishWasher | 8
SCE | Res | DEER:Res_ClothesDishWasher | 9
SCE | Res | DEER:Res_ClothesDishWasher | 10
SCE | Res | DEER:Res_ClothesDishWasher | 13
SCE | Res | DEER:Res_ClothesDishWasher | 14
SCE | Res | DEER:Res_ClothesDishWasher | 15
SCE | Res | DEER:Res_ClothesDishWasher | 16
SCE | Res | DEER:Res_ClothesDishWasher | SYSTEM
SCE | Res | DEER:Res_BldgShell_Ins | 6
SCE | Res | DEER:Res_BldgShell_Ins | 8
SCE | Res | DEER:Res_BldgShell_Ins | 9
SCE | Res | DEER:Res_BldgShell_Ins | 10
SCE | Res | DEER:Res_BldgShell_Ins | 13
SCE | Res | DEER:Res_BldgShell_Ins | 14
SCE | Res | DEER:Res_BldgShell_Ins | 15
SCE | Res | DEER:Res_BldgShell_Ins | 16
SCE | Res | DEER:Res_BldgShell_Ins | SYSTEM
SCE | Large_Retail_Store | Evap_Cooling-Ret | All
SCE | Small_Retail_Store | Evap_Cooling-Ret | All
SCE | College_University | New_HtPmp-Ret | All
SCE | K_thru_12_School | New_HtPmp-Ret | All
SCE | Hospital | New_HtPmp-Ret | All
SCE | Hotel_Motel | New_HtPmp-Ret | All
SCE | College_University | Evap_Cooling-Ret | All
SCE | Trans_Comm_Util | New_HtPmp-Ret | All
SCE | Large_Retail_Store | Replace_Chiller-Ret | All
SCE | Industrial | New_HtPmp-Ret | All
SCE | Small_Retail_Store | Replace_Chiller-Ret | All
SCE | Hospital | Replace_Chiller-Ret | All
SCE | Medical_Clinic | Replace_Chiller-Ret | All
SCE | Hotel_Motel | Replace_Chiller-Ret | All
SCE | Medical_Clinic | New_HtPmp-Ret | All
SCE | Misc._Commercial | New_HtPmp-Ret | All
SCE | Small_Office | Roof_insul-Ret | All
SCE | Trans_Comm_Util | Replace_Chiller-Ret | All
SCE | Agricultural | Replace_Chiller-Ret | All
SCE | Industrial | Replace_Chiller-Ret | All
SCE | Small_Office | New_AC-Ret | All
SCE | Large_Office | New_AC-Ret | All
SCE | Large_Office | Roof_insul-Ret | All
SCE | Large_Retail_Store | Roof_insul-Ret | All
SCE | Restaurant | New_AC-Ret | All
SCE | Refrigerated_Warehouse | New_AC-Ret | All
SCE | Agricultural | New_HtPmp-Ret | All
SCE | Small_Retail_Store | Roof_insul-Ret | All
SCE | Food_Store | New_AC-Ret | All
SCE | Small_Retail_Store | New_AC-Ret | All
SCE | Large_Retail_Store | New_AC-Ret | All
SCE | Non-Refrig._Warehouse | New_AC-Ret | All
SCE | Food_Store | Roof_insul-Ret | All
SCE | K_thru_12_School | Roof_insul-Ret | All
SCE | Hospital | Roof_insul-Ret | All
SCE | College_University | New_AC-Ret | All
SCE | Non-Refrig._Warehouse | Roof_insul-Ret | All
SCE | College_University | Roof_insul-Ret | All
SCE | Trans_Comm_Util | Roof_insul-Ret | All
SCE | Medical_Clinic | Roof_insul-Ret | All
SCE | Hotel_Motel | Roof_insul-Ret | All
SCE | Medical_Clinic | New_AC-Ret | All
SCE | Misc._Commercial | Roof_insul-Ret | All
SCE | Hospital | New_AC-Ret | All
SCE | Small_Office | Economy_cycle-Ret | All
SCE | Trans_Comm_Util | New_AC-Ret | All
SCE | Misc._Commercial | New_AC-Ret | All
SCE | Small_Office | Wall_insul-Ret | All
SCE | Industrial | New_AC-Ret | All
SCG | Office | Lighting | 6
SCG | Office | Lighting | 8
SCG | Office | Lighting | 9
SCG | Office | Lighting | 10
SCG | Office | Lighting | 13
SCG | Office | Lighting | 14
SCG | Office | Lighting | 15
SCG | Office | Lighting | 16
SCG | Office | Lighting | SYSTEM
SCG | Office | >135K_Air_AC | 6
SCG | Office | >135K_Air_AC | 8
SCG | Office | >135K_Air_AC | 9
SCG | Office | >135K_Air_AC | 10
SCG | Office | >135K_Air_AC | 13
SCG | Office | >135K_Air_AC | 14
SCG | Office | >135K_Air_AC | 15
SCG | Office | >135K_Air_AC | 16
SCG | Office | >135K_Air_AC | SYSTEM
SCG | Retail | >135K_Air_AC | 6
SCG | Retail | >135K_Air_AC | 8
SCG | Retail | >135K_Air_AC | 9
SCG | Retail | >135K_Air_AC | 10
SCG | Retail | >135K_Air_AC | 13
SCG | Retail | >135K_Air_AC | 14
SCG | Retail | >135K_Air_AC | 15
SCG | Retail | >135K_Air_AC | 16
SCG | Retail | >135K_Air_AC | SYSTEM
SCG | Office | >135K_Wtr_AC | 6
SCG | Office | >135K_Wtr_AC | 8
SCG | Office | >135K_Wtr_AC | 9
SCG | Office | >135K_Wtr_AC | 10
SCG | Office | >135K_Wtr_AC | 13
SCG | Office | >135K_Wtr_AC | 14
SCG | Office | >135K_Wtr_AC | 15
SCG | Office | >135K_Wtr_AC | 16
SCG | Office | >135K_Wtr_AC | SYSTEM
SCG | Retail | >135K_Wtr_AC | 6
SCG | Retail | >135K_Wtr_AC | 8
SCG | Retail | >135K_Wtr_AC | 9
SCG | Retail | >135K_Wtr_AC | 10
SCG | Retail | >135K_Wtr_AC | 13
SCG | Retail | >135K_Wtr_AC | 14
SCG | Retail | >135K_Wtr_AC | 15
SCG | Retail | >135K_Wtr_AC | 16
SCG | Retail | >135K_Wtr_AC | SYSTEM
SCG | Misc._Commercial | Economy_cycle | 6
SCG | Misc._Commercial | Economy_cycle | 8
SCG | Misc._Commercial | Economy_cycle | 9
SCG | Misc._Commercial | Economy_cycle | 10
SCG | Misc._Commercial | Economy_cycle | 13
SCG | Misc._Commercial | Economy_cycle | 14
SCG | Misc._Commercial | Economy_cycle | 15
SCG | Misc._Commercial | Economy_cycle | 16
SCG | Misc._Commercial | Economy_cycle | SYSTEM
SCG | Misc._Commercial | New_AC | 6
SCG | Misc._Commercial | New_AC | 8
SCG | Misc._Commercial | New_AC | 9
SCG | Misc._Commercial | New_AC | 10
SCG | Misc._Commercial | New_AC | 13
SCG | Misc._Commercial | New_AC | 14
SCG | Misc._Commercial | New_AC | 15
SCG | Misc._Commercial | New_AC | 16
SCG | Misc._Commercial | New_AC | SYSTEM
SCG | Misc._Commercial | New_HtPmp | 6
SCG | Misc._Commercial | New_HtPmp | 8
SCG | Misc._Commercial | New_HtPmp | 9
SCG | Misc._Commercial | New_HtPmp | 10
SCG | Misc._Commercial | New_HtPmp | 13
SCG | Misc._Commercial | New_HtPmp | 14
SCG | Misc._Commercial | New_HtPmp | 15
SCG | Misc._Commercial | New_HtPmp | 16
SCG | Misc._Commercial | New_HtPmp | SYSTEM
SCG | Misc._Commercial | Roof_insul | 6
SCG | Misc._Commercial | Roof_insul | 8
SCG | Misc._Commercial | Roof_insul | 9
SCG | Misc._Commercial | Roof_insul | 10
SCG | Misc._Commercial | Roof_insul | 13
SCG | Misc._Commercial | Roof_insul | 14
SCG | Misc._Commercial | Roof_insul | 15
SCG | Misc._Commercial | Roof_insul | 16
SCG | Misc._Commercial | Roof_insul | SYSTEM
SCG | Misc._Commercial | Wall_insul | 6
SCG | Misc._Commercial | Wall_insul | 8
SCG | Misc._Commercial | Wall_insul | 9
SCG | Misc._Commercial | Wall_insul | 10
SCG | Misc._Commercial | Wall_insul | 13
SCG | Misc._Commercial | Wall_insul | 14
SCG | Misc._Commercial | Wall_insul | 15
SCG | Misc._Commercial | Wall_insul | 16
SCG | Misc._Commercial | Wall_insul | SYSTEM
SCG | Misc._Commercial | Reduce_Cooling_Load | 6
SCG | Misc._Commercial | Reduce_Cooling_Load | 8
SCG | Misc._Commercial | Reduce_Cooling_Load | 9
SCG | Misc._Commercial | Reduce_Cooling_Load | 10
SCG | Misc._Commercial | Reduce_Cooling_Load | 13
SCG | Misc._Commercial | Reduce_Cooling_Load | 14
SCG | Misc._Commercial | Reduce_Cooling_Load | 15
SCG | Misc._Commercial | Reduce_Cooling_Load | 16
SCG | Misc._Commercial | Reduce_Cooling_Load | SYSTEM
SCG | Office | IndoorLt | 6
SCG | Office | IndoorLt | 8
SCG | Office | IndoorLt | 9
SCG | Office | IndoorLt | 10
SCG | Office | IndoorLt | 13
SCG | Office | IndoorLt | 14
SCG | Office | IndoorLt | 15
SCG | Office | IndoorLt | 16
SCG | Office | IndoorLt | SYSTEM
SCG | Retail | IndoorLt | 6
SCG | Retail | IndoorLt | 8
SCG | Retail | IndoorLt | 9
SCG | Retail | IndoorLt | 10
SCG | Retail | IndoorLt | 13
SCG | Retail | IndoorLt | 14
SCG | Retail | IndoorLt | 15
SCG | Retail | IndoorLt | 16
SCG | Retail | IndoorLt | SYSTEM
SCG | Misc._Commercial | IndoorLt | 6
SCG | Misc._Commercial | IndoorLt | 8
SCG | Misc._Commercial | IndoorLt | 9
SCG | Misc._Commercial | IndoorLt | 10
SCG | Misc._Commercial | IndoorLt | 13
SCG | Misc._Commercial | IndoorLt | 14
SCG | Misc._Commercial | IndoorLt | 15
SCG | Misc._Commercial | IndoorLt | 16
SCG | Misc._Commercial | IndoorLt | SYSTEM
SCG | Misc._Commercial | Outdoor Lt | 6
SCG | Misc._Commercial | Outdoor Lt | 8
SCG | Misc._Commercial | Outdoor Lt | 9
SCG | Misc._Commercial | Outdoor Lt | 10
SCG | Misc._Commercial | Outdoor Lt | 13
SCG | Misc._Commercial | Outdoor Lt | 14
SCG | Misc._Commercial | Outdoor Lt | 15
SCG | Misc._Commercial | Outdoor Lt | 16
SCG | Misc._Commercial | Outdoor Lt | SYSTEM
SCG | Misc._Commercial | DayLt & Controls | 6
SCG | Misc._Commercial | DayLt & Controls | 8
SCG | Misc._Commercial | DayLt & Controls | 9
SCG | Misc._Commercial | DayLt & Controls | 10
SCG | Misc._Commercial | DayLt & Controls | 13
SCG | Misc._Commercial | DayLt & Controls | 14
SCG | Misc._Commercial | DayLt & Controls | 15
SCG | Misc._Commercial | DayLt & Controls | 16
SCG | Misc._Commercial | DayLt & Controls | SYSTEM
SCG | Misc._Commercial | Perimter Lt Control | 6
SCG | Misc._Commercial | Perimter Lt Control | 8
SCG | Misc._Commercial | Perimter Lt Control | 9
SCG | Misc._Commercial | Perimter Lt Control | 10
SCG | Misc._Commercial | Perimter Lt Control | 13
SCG | Misc._Commercial | Perimter Lt Control | 14
SCG | Misc._Commercial | Perimter Lt Control | 15
SCG | Misc._Commercial | Perimter Lt Control | 16
SCG | Misc._Commercial | Perimter Lt Control | SYSTEM
SCG | Misc._Commercial | Pool HtPmp | 6
SCG | Misc._Commercial | Pool HtPmp | 8
SCG | Misc._Commercial | Pool HtPmp | 9
SCG | Misc._Commercial | Pool HtPmp | 10
SCG | Misc._Commercial | Pool HtPmp | 13
SCG | Misc._Commercial | Pool HtPmp | 14
SCG | Misc._Commercial | Pool HtPmp | 15
SCG | Misc._Commercial | Pool HtPmp | 16
SCG | Misc._Commercial | Pool HtPmp | SYSTEM
SCG | Misc._Commercial | DHW HtPmp | 6
SCG | Misc._Commercial | DHW HtPmp | 8
SCG | Misc._Commercial | DHW HtPmp | 9
SCG | Misc._Commercial | DHW HtPmp | 10
SCG | Misc._Commercial | DHW HtPmp | 13
SCG | Misc._Commercial | DHW HtPmp | 14
SCG | Misc._Commercial | DHW HtPmp | 15
SCG | Misc._Commercial | DHW HtPmp | 16
SCG | Misc._Commercial | DHW HtPmp | SYSTEM
SCG | Misc._Commercial | Refrigeration | 6
SCG | Misc._Commercial | Refrigeration | 8
SCG | Misc._Commercial | Refrigeration | 9
SCG | Misc._Commercial | Refrigeration | 10
SCG | Misc._Commercial | Refrigeration | 13
SCG | Misc._Commercial | Refrigeration | 14
SCG | Misc._Commercial | Refrigeration | 15
SCG | Misc._Commercial | Refrigeration | 16
SCG | Misc._Commercial | Refrigeration | SYSTEM
SCG | Residential | AC_Cooling | 6
SCG | Residential | AC_Cooling | 8
SCG | Residential | AC_Cooling | 9
SCG | Residential | AC_Cooling | 10
SCG | Residential | AC_Cooling | 13
SCG | Residential | AC_Cooling | 14
SCG | Residential | AC_Cooling | 15
SCG | Residential | AC_Cooling | 16
SCG | Residential | AC_Cooling | SYSTEM
SCG | Residential | HorizAxisClothesWasher | 6
SCG | Residential | HorizAxisClothesWasher | 8
SCG | Residential | HorizAxisClothesWasher | 9
SCG | Residential | HorizAxisClothesWasher | 10
SCG | Residential | HorizAxisClothesWasher | 13
SCG | Residential | HorizAxisClothesWasher | 14
SCG | Residential | HorizAxisClothesWasher | 15
SCG | Residential | HorizAxisClothesWasher | 16
SCG | Residential | HorizAxisClothesWasher | SYSTEM
SCG | Residential | AC | 6
SCG | Residential | AC | 8
SCG | Residential | AC | 9
SCG | Residential | AC | 10
SCG | Residential | AC | 13
SCG | Residential | AC | 14
SCG | Residential | AC | 15
SCG | Residential | AC | 16
SCG | Residential | AC | SYSTEM
SCG | Res | DEER:Indoor_CFL_Ltg | 6
SCG | Res | DEER:Indoor_CFL_Ltg | 8
SCG | Res | DEER:Indoor_CFL_Ltg | 9
SCG | Res | DEER:Indoor_CFL_Ltg | 10
SCG | Res | DEER:Indoor_CFL_Ltg | 13
SCG | Res | DEER:Indoor_CFL_Ltg | 14
SCG | Res | DEER:Indoor_CFL_Ltg | 15
SCG | Res | DEER:Indoor_CFL_Ltg | 16
SCG | Res | DEER:Indoor_CFL_Ltg | SYSTEM
SCG | Res | DEER:RefgFrzr_HighEff | 6
SCG | Res | DEER:RefgFrzr_HighEff | 8
SCG | Res | DEER:RefgFrzr_HighEff | 9
SCG | Res | DEER:RefgFrzr_HighEff | 10
SCG | Res | DEER:RefgFrzr_HighEff | 13
SCG | Res | DEER:RefgFrzr_HighEff | 14
SCG | Res | DEER:RefgFrzr_HighEff | 15
SCG | Res | DEER:RefgFrzr_HighEff | 16
SCG | Res | DEER:RefgFrzr_HighEff | SYSTEM
SCG | Res | DEER:RefgFrzr_Recyc-Conditioned | 6
SCG | Res | DEER:RefgFrzr_Recyc-Conditioned | 8
SCG | Res | DEER:RefgFrzr_Recyc-Conditioned | 9
SCG | Res | DEER:RefgFrzr_Recyc-Conditioned | 10
SCG | Res | DEER:RefgFrzr_Recyc-Conditioned | 13
SCG | Res | DEER:RefgFrzr_Recyc-Conditioned | 14
SCG | Res | DEER:RefgFrzr_Recyc-Conditioned | 15
SCG | Res | DEER:RefgFrzr_Recyc-Conditioned | 16
SCG | Res | DEER:RefgFrzr_Recyc-Conditioned | SYSTEM
SCG | Res | DEER:RefgFrzr_Recyc-UnConditioned | 6
SCG | Res | DEER:RefgFrzr_Recyc-UnConditioned | 8
SCG | Res | DEER:RefgFrzr_Recyc-UnConditioned | 9
SCG | Res | DEER:RefgFrzr_Recyc-UnConditioned | 10
SCG | Res | DEER:RefgFrzr_Recyc-UnConditioned | 13
SCG | Res | DEER:RefgFrzr_Recyc-UnConditioned | 14
SCG | Res | DEER:RefgFrzr_Recyc-UnConditioned | 15
SCG | Res | DEER:RefgFrzr_Recyc-UnConditioned | 16
SCG | Res | DEER:RefgFrzr_Recyc-UnConditioned | SYSTEM
SCG | Res | DEER:HVAC_Eff_AC | 6
SCG | Res | DEER:HVAC_Eff_AC | 8
SCG | Res | DEER:HVAC_Eff_AC | 9
SCG | Res | DEER:HVAC_Eff_AC | 10
SCG | Res | DEER:HVAC_Eff_AC | 13
SCG | Res | DEER:HVAC_Eff_AC | 14
SCG | Res | DEER:HVAC_Eff_AC | 15
SCG | Res | DEER:HVAC_Eff_AC | 16
SCG | Res | DEER:HVAC_Eff_AC | SYSTEM
SCG | Res | DEER:HVAC_Eff_HP | 6
SCG | Res | DEER:HVAC_Eff_HP | 8
SCG | Res | DEER:HVAC_Eff_HP | 9
SCG | Res | DEER:HVAC_Eff_HP | 10
SCG | Res | DEER:HVAC_Eff_HP | 13
SCG | Res | DEER:HVAC_Eff_HP | 14
SCG | Res | DEER:HVAC_Eff_HP | 15
SCG | Res | DEER:HVAC_Eff_HP | 16
SCG | Res | DEER:HVAC_Eff_HP | SYSTEM
SCG | Res | DEER:HVAC_Duct_Sealing | 6
SCG | Res | DEER:HVAC_Duct_Sealing | 8
SCG | Res | DEER:HVAC_Duct_Sealing | 9
SCG | Res | DEER:HVAC_Duct_Sealing | 10
SCG | Res | DEER:HVAC_Duct_Sealing | 13
SCG | Res | DEER:HVAC_Duct_Sealing | 14
SCG | Res | DEER:HVAC_Duct_Sealing | 15
SCG | Res | DEER:HVAC_Duct_Sealing | 16
SCG | Res | DEER:HVAC_Duct_Sealing | SYSTEM
SCG | Res | DEER:HVAC_Refrig_Charge | 6
SCG | Res | DEER:HVAC_Refrig_Charge | 8
SCG | Res | DEER:HVAC_Refrig_Charge | 9
SCG | Res | DEER:HVAC_Refrig_Charge | 10
SCG | Res | DEER:HVAC_Refrig_Charge | 13
SCG | Res | DEER:HVAC_Refrig_Charge | 14
SCG | Res | DEER:HVAC_Refrig_Charge | 15
SCG | Res | DEER:HVAC_Refrig_Charge | 16
SCG | Res | DEER:HVAC_Refrig_Charge | SYSTEM
SCG | Res | DEER:Refg_Chrg_Duct_Seal | 6
SCG | Res | DEER:Refg_Chrg_Duct_Seal | 8
SCG | Res | DEER:Refg_Chrg_Duct_Seal | 9
SCG | Res | DEER:Refg_Chrg_Duct_Seal | 10
SCG | Res | DEER:Refg_Chrg_Duct_Seal | 13
SCG | Res | DEER:Refg_Chrg_Duct_Seal | 14
SCG | Res | DEER:Refg_Chrg_Duct_Seal | 15
SCG | Res | DEER:Refg_Chrg_Duct_Seal | 16
SCG | Res | DEER:Refg_Chrg_Duct_Seal | SYSTEM
SCG | Res | DEER:RefgFrzr_Recycling | 6
SCG | Res | DEER:RefgFrzr_Recycling | 8
SCG | Res | DEER:RefgFrzr_Recycling | 9
SCG | Res | DEER:RefgFrzr_Recycling | 10
SCG | Res | DEER:RefgFrzr_Recycling | 13
SCG | Res | DEER:RefgFrzr_Recycling | 14
SCG | Res | DEER:RefgFrzr_Recycling | 15
SCG | Res | DEER:RefgFrzr_Recycling | 16
SCG | Res | DEER:RefgFrzr_Recycling | SYSTEM
SCG | Non_Res | DEER:Indoor_CFL_Ltg | 6
SCG | Non_Res | DEER:Indoor_CFL_Ltg | 8
SCG | Non_Res | DEER:Indoor_CFL_Ltg | 9
SCG | Non_Res | DEER:Indoor_CFL_Ltg | 10
SCG | Non_Res | DEER:Indoor_CFL_Ltg | 13
SCG | Non_Res | DEER:Indoor_CFL_Ltg | 14
SCG | Non_Res | DEER:Indoor_CFL_Ltg | 15
SCG | Non_Res | DEER:Indoor_CFL_Ltg | 16
SCG | Non_Res | DEER:Indoor_CFL_Ltg | SYSTEM
SCG | Non_Res | DEER:Indoor_Non-CFL_Ltg | 6
SCG | Non_Res | DEER:Indoor_Non-CFL_Ltg | 8
SCG | Non_Res | DEER:Indoor_Non-CFL_Ltg | 9
SCG | Non_Res | DEER:Indoor_Non-CFL_Ltg | 10
SCG | Non_Res | DEER:Indoor_Non-CFL_Ltg | 13
SCG | Non_Res | DEER:Indoor_Non-CFL_Ltg | 14
SCG | Non_Res | DEER:Indoor_Non-CFL_Ltg | 15
SCG | Non_Res | DEER:Indoor_Non-CFL_Ltg | 16
SCG | Non_Res | DEER:Indoor_Non-CFL_Ltg | SYSTEM
SCG | Non_Res | DEER:HVAC_Chillers | 6
SCG | Non_Res | DEER:HVAC_Chillers | 8
SCG | Non_Res | DEER:HVAC_Chillers | 9
SCG | Non_Res | DEER:HVAC_Chillers | 10
SCG | Non_Res | DEER:HVAC_Chillers | 13
SCG | Non_Res | DEER:HVAC_Chillers | 14
SCG | Non_Res | DEER:HVAC_Chillers | 15
SCG | Non_Res | DEER:HVAC_Chillers | 16
SCG | Non_Res | DEER:HVAC_Chillers | SYSTEM
SCG | Non_Res | DEER:HVAC_Refrig_Charge | 6
SCG | Non_Res | DEER:HVAC_Refrig_Charge | 8
SCG | Non_Res | DEER:HVAC_Refrig_Charge | 9
SCG | Non_Res | DEER:HVAC_Refrig_Charge | 10
SCG | Non_Res | DEER:HVAC_Refrig_Charge | 13
SCG | Non_Res | DEER:HVAC_Refrig_Charge | 14
SCG | Non_Res | DEER:HVAC_Refrig_Charge | 15
SCG | Non_Res | DEER:HVAC_Refrig_Charge | 16
SCG | Non_Res | DEER:HVAC_Refrig_Charge | SYSTEM
SCG | Non_Res | DEER:HVAC_Split-Package_AC | 6
SCG | Non_Res | DEER:HVAC_Split-Package_AC | 8
SCG | Non_Res | DEER:HVAC_Split-Package_AC | 9
SCG | Non_Res | DEER:HVAC_Split-Package_AC | 10
SCG | Non_Res | DEER:HVAC_Split-Package_AC | 13
SCG | Non_Res | DEER:HVAC_Split-Package_AC | 14
SCG | Non_Res | DEER:HVAC_Split-Package_AC | 15
SCG | Non_Res | DEER:HVAC_Split-Package_AC | 16
SCG | Non_Res | DEER:HVAC_Split-Package_AC | SYSTEM
SCG | Non_Res | DEER:HVAC_Duct_Sealing | 6
SCG | Non_Res | DEER:HVAC_Duct_Sealing | 8
SCG | Non_Res | DEER:HVAC_Duct_Sealing | 9
SCG | Non_Res | DEER:HVAC_Duct_Sealing | 10
SCG | Non_Res | DEER:HVAC_Duct_Sealing | 13
SCG | Non_Res | DEER:HVAC_Duct_Sealing | 14
SCG | Non_Res | DEER:HVAC_Duct_Sealing | 15
SCG | Non_Res | DEER:HVAC_Duct_Sealing | 16
SCG | Non_Res | DEER:HVAC_Duct_Sealing | SYSTEM
SCG | Non_Res | DEER:HVAC_Split-Package_HP | 6
SCG | Non_Res | DEER:HVAC_Split-Package_HP | 8
SCG | Non_Res | DEER:HVAC_Split-Package_HP | 9
SCG | Non_Res | DEER:HVAC_Split-Package_HP | 10
SCG | Non_Res | DEER:HVAC_Split-Package_HP | 13
SCG | Non_Res | DEER:HVAC_Split-Package_HP | 14
SCG | Non_Res | DEER:HVAC_Split-Package_HP | 15
SCG | Non_Res | DEER:HVAC_Split-Package_HP | 16
SCG | Non_Res | DEER:HVAC_Split-Package_HP | SYSTEM
SCG | Res | DEER:Res_ClothesDishWasher | 6
SCG | Res | DEER:Res_ClothesDishWasher | 8
SCG | Res | DEER:Res_ClothesDishWasher | 9
SCG | Res | DEER:Res_ClothesDishWasher | 10
SCG | Res | DEER:Res_ClothesDishWasher | 13
SCG | Res | DEER:Res_ClothesDishWasher | 14
SCG | Res | DEER:Res_ClothesDishWasher | 15
SCG | Res | DEER:Res_ClothesDishWasher | 16
SCG | Res | DEER:Res_ClothesDishWasher | SYSTEM
SCG | Res | DEER:Res_BldgShell_Ins | 6
SCG | Res | DEER:Res_BldgShell_Ins | 8
SCG | Res | DEER:Res_BldgShell_Ins | 9
SCG | Res | DEER:Res_BldgShell_Ins | 10
SCG | Res | DEER:Res_BldgShell_Ins | 13
SCG | Res | DEER:Res_BldgShell_Ins | 14
SCG | Res | DEER:Res_BldgShell_Ins | 15
SCG | Res | DEER:Res_BldgShell_Ins | 16
SCG | Res | DEER:Res_BldgShell_Ins | SYSTEM
SCG | Misc._Commercial | Roof_insul | All
SCG | Misc._Commercial | Outdoor Lt | All
SCG | Retail | IndoorLt | All
SCG | Misc._Commercial | Wall_insul | All
SCG | Misc._Commercial | Perimter Lt Control | All
SCG | Residential | HorizAxisClothesWasher | All
SCG | Misc._Commercial | Economy_cycle | All
SCG | Misc._Commercial | New_AC | All
SCG | Office | IndoorLt | All
SCG | Misc._Commercial | IndoorLt | All
SCG | Misc._Commercial | New_HtPmp | All
SCG | Misc._Commercial | Refrigeration | All
SCG | Misc._Commercial | DHW HtPmp | All
SCG | Misc._Commercial | Reduce_Cooling_Load | All
SCG | Misc._Commercial | Pool HtPmp | All
SCG | Residential | AC_Cooling | All
SCG | Misc._Commercial | DayLt & Controls | All
SDGE | 0 | 01-ALC-AllCommercial-Cooling | 7
SDGE | 0 | 01-ALC-AllCommercial-Cooling | 10
SDGE | 0 | 01-ALC-AllCommercial-Cooling | 14
SDGE | 0 | 01-ALC-AllCommercial-Cooling | 15
SDGE | 0 | 01-ALC-AllCommercial-Cooling | SYSTEM
SDGE | 0 | 01-ALC-AllCommercial-ExtLight | 7
SDGE | 0 | 01-ALC-AllCommercial-ExtLight | 10
SDGE | 0 | 01-ALC-AllCommercial-ExtLight | 14
SDGE | 0 | 01-ALC-AllCommercial-ExtLight | 15
SDGE | 0 | 01-ALC-AllCommercial-ExtLight | SYSTEM
SDGE | 0 | 01-ALC-AllCommercial-IntLight | 7
SDGE | 0 | 01-ALC-AllCommercial-IntLight | 10
SDGE | 0 | 01-ALC-AllCommercial-IntLight | 14
SDGE | 0 | 01-ALC-AllCommercial-IntLight | 15
SDGE | 0 | 01-ALC-AllCommercial-IntLight | SYSTEM
SDGE | 0 | 01-ALC-AllCommercial-OffEquip | 7
SDGE | 0 | 01-ALC-AllCommercial-OffEquip | 10
SDGE | 0 | 01-ALC-AllCommercial-OffEquip | 14
SDGE | 0 | 01-ALC-AllCommercial-OffEquip | 15
SDGE | 0 | 01-ALC-AllCommercial-OffEquip | SYSTEM
SDGE | 0 | 01-ALC-AllCommercial-Refrig | 7
SDGE | 0 | 01-ALC-AllCommercial-Refrig | 10
SDGE | 0 | 01-ALC-AllCommercial-Refrig | 14
SDGE | 0 | 01-ALC-AllCommercial-Refrig | 15
SDGE | 0 | 01-ALC-AllCommercial-Refrig | SYSTEM
SDGE | 0 | 01-ALC-AllCommercial-Vent/Fan | 7
SDGE | 0 | 01-ALC-AllCommercial-Vent/Fan | 10
SDGE | 0 | 01-ALC-AllCommercial-Vent/Fan | 14
SDGE | 0 | 01-ALC-AllCommercial-Vent/Fan | 15
SDGE | 0 | 01-ALC-AllCommercial-Vent/Fan | SYSTEM
SDGE | 0 | 02-ASM-Assembly-Cooling | 7
SDGE | 0 | 02-ASM-Assembly-Cooling | 10
SDGE | 0 | 02-ASM-Assembly-Cooling | 14
SDGE | 0 | 02-ASM-Assembly-Cooling | 15
SDGE | 0 | 02-ASM-Assembly-Cooling | SYSTEM
SDGE | 0 | 02-ASM-Assembly-Exit | 7
SDGE | 0 | 02-ASM-Assembly-Exit | 10
SDGE | 0 | 02-ASM-Assembly-Exit | 14
SDGE | 0 | 02-ASM-Assembly-Exit | 15
SDGE | 0 | 02-ASM-Assembly-Exit | SYSTEM
SDGE | 0 | 02-ASM-Assembly-ExtLight | 7
SDGE | 0 | 02-ASM-Assembly-ExtLight | 10
SDGE | 0 | 02-ASM-Assembly-ExtLight | 14
SDGE | 0 | 02-ASM-Assembly-ExtLight | 15
SDGE | 0 | 02-ASM-Assembly-ExtLight | SYSTEM
SDGE | 0 | 02-ASM-Assembly-IntLight | 7
SDGE | 0 | 02-ASM-Assembly-IntLight | 10
SDGE | 0 | 02-ASM-Assembly-IntLight | 14
SDGE | 0 | 02-ASM-Assembly-IntLight | 15
SDGE | 0 | 02-ASM-Assembly-IntLight | SYSTEM
SDGE | 0 | 03-BCR-BothResidentialandCommercial-COOL | 7
SDGE | 0 | 03-BCR-BothResidentialandCommercial-COOL | 10
SDGE | 0 | 03-BCR-BothResidentialandCommercial-COOL | 14
SDGE | 0 | 03-BCR-BothResidentialandCommercial-COOL | 15
SDGE | 0 | 03-BCR-BothResidentialandCommercial-COOL | SYSTEM
SDGE | 0 | 03-BCR-BothResidentialandCommercial-LIT_INT | 7
SDGE | 0 | 03-BCR-BothResidentialandCommercial-LIT_INT | 10
SDGE | 0 | 03-BCR-BothResidentialandCommercial-LIT_INT | 14
SDGE | 0 | 03-BCR-BothResidentialandCommercial-LIT_INT | 15
SDGE | 0 | 03-BCR-BothResidentialandCommercial-LIT_INT | SYSTEM
SDGE | 0 | 03-BCR-BothResidentialandCommercial-OFF_EQ | 7
SDGE | 0 | 03-BCR-BothResidentialandCommercial-OFF_EQ | 10
SDGE | 0 | 03-BCR-BothResidentialandCommercial-OFF_EQ | 14
SDGE | 0 | 03-BCR-BothResidentialandCommercial-OFF_EQ | 15
SDGE | 0 | 03-BCR-BothResidentialandCommercial-OFF_EQ | SYSTEM
SDGE | 0 | 03-BCR-BothResidentialandCommercial-LIT_EXT | 7
SDGE | 0 | 03-BCR-BothResidentialandCommercial-LIT_EXT | 10
SDGE | 0 | 03-BCR-BothResidentialandCommercial-LIT_EXT | 14
SDGE | 0 | 03-BCR-BothResidentialandCommercial-LIT_EXT | 15
SDGE | 0 | 03-BCR-BothResidentialandCommercial-LIT_EXT | SYSTEM
SDGE | 0 | 03-BCR-BothResidentialandCommercial-REFG | 7
SDGE | 0 | 03-BCR-BothResidentialandCommercial-REFG | 10
SDGE | 0 | 03-BCR-BothResidentialandCommercial-REFG | 14
SDGE | 0 | 03-BCR-BothResidentialandCommercial-REFG | 15
SDGE | 0 | 03-BCR-BothResidentialandCommercial-REFG | SYSTEM
SDGE | 0 | 03-BCR-BothResidentialandCommercial-VENT | 7
SDGE | 0 | 03-BCR-BothResidentialandCommercial-VENT | 10
SDGE | 0 | 03-BCR-BothResidentialandCommercial-VENT | 14
SDGE | 0 | 03-BCR-BothResidentialandCommercial-VENT | 15
SDGE | 0 | 03-BCR-BothResidentialandCommercial-VENT | SYSTEM
SDGE | 0 | 04-DMO-ResidentialMobileHome–DoubleWide-CL_DRY | 7
SDGE | 0 | 04-DMO-ResidentialMobileHome–DoubleWide-CL_DRY | 10
SDGE | 0 | 04-DMO-ResidentialMobileHome–DoubleWide-CL_DRY | 14
SDGE | 0 | 04-DMO-ResidentialMobileHome–DoubleWide-CL_DRY | 15
SDGE | 0 | 04-DMO-ResidentialMobileHome–DoubleWide-CL_DRY | SYSTEM
SDGE | 0 | 04-DMO-ResidentialMobileHome–DoubleWide-CL_WASH | 7
SDGE | 0 | 04-DMO-ResidentialMobileHome–DoubleWide-CL_WASH | 10
SDGE | 0 | 04-DMO-ResidentialMobileHome–DoubleWide-CL_WASH | 14
SDGE | 0 | 04-DMO-ResidentialMobileHome–DoubleWide-CL_WASH | 15
SDGE | 0 | 04-DMO-ResidentialMobileHome–DoubleWide-CL_WASH | SYSTEM
SDGE | 0 | 04-DMO-ResidentialMobileHome–DoubleWide-DSH_WASH | 7
SDGE | 0 | 04-DMO-ResidentialMobileHome–DoubleWide-DSH_WASH | 10
SDGE | 0 | 04-DMO-ResidentialMobileHome–DoubleWide-DSH_WASH | 14
SDGE | 0 | 04-DMO-ResidentialMobileHome–DoubleWide-DSH_WASH | 15
SDGE | 0 | 04-DMO-ResidentialMobileHome–DoubleWide-DSH_WASH | SYSTEM
SDGE | 0 | 04-DMO-ResidentialMobileHome–DoubleWide-FREEZ | 7
SDGE | 0 | 04-DMO-ResidentialMobileHome–DoubleWide-FREEZ | 10
SDGE | 0 | 04-DMO-ResidentialMobileHome–DoubleWide-FREEZ | 14
SDGE | 0 | 04-DMO-ResidentialMobileHome–DoubleWide-FREEZ | 15
SDGE | 0 | 04-DMO-ResidentialMobileHome–DoubleWide-FREEZ | SYSTEM
SDGE | 0 | 04-DMO-ResidentialMobileHome–DoubleWide-LIGHT | 7
SDGE | 0 | 04-DMO-ResidentialMobileHome–DoubleWide-LIGHT | 10
SDGE | 0 | 04-DMO-ResidentialMobileHome–DoubleWide-LIGHT | 14
SDGE | 0 | 04-DMO-ResidentialMobileHome–DoubleWide-LIGHT | 15
SDGE | 0 | 04-DMO-ResidentialMobileHome–DoubleWide-LIGHT | SYSTEM
SDGE | 0 | 04-DMO-ResidentialMobileHome–DoubleWide-POOL_PMP | 7
SDGE | 0 | 04-DMO-ResidentialMobileHome–DoubleWide-POOL_PMP | 10
SDGE | 0 | 04-DMO-ResidentialMobileHome–DoubleWide-POOL_PMP | 14
SDGE | 0 | 04-DMO-ResidentialMobileHome–DoubleWide-POOL_PMP | 15
SDGE | 0 | 04-DMO-ResidentialMobileHome–DoubleWide-POOL_PMP | SYSTEM
SDGE | 0 | 04-DMO-ResidentialMobileHome–DoubleWide-REFG | 7
SDGE | 0 | 04-DMO-ResidentialMobileHome–DoubleWide-REFG | 10
SDGE | 0 | 04-DMO-ResidentialMobileHome–DoubleWide-REFG | 14
SDGE | 0 | 04-DMO-ResidentialMobileHome–DoubleWide-REFG | 15
SDGE | 0 | 04-DMO-ResidentialMobileHome–DoubleWide-REFG | SYSTEM
SDGE | 0 | 04-DMO-ResidentialMobileHome–DoubleWide-SP_COOL | 7
SDGE | 0 | 04-DMO-ResidentialMobileHome–DoubleWide-SP_COOL | 10
SDGE | 0 | 04-DMO-ResidentialMobileHome–DoubleWide-SP_COOL | 14
SDGE | 0 | 04-DMO-ResidentialMobileHome–DoubleWide-SP_COOL | 15
SDGE | 0 | 04-DMO-ResidentialMobileHome–DoubleWide-SP_COOL | SYSTEM
SDGE | 0 | 04-DMO-ResidentialMobileHome–DoubleWide-SP_HEAT | 7
SDGE | 0 | 04-DMO-ResidentialMobileHome–DoubleWide-SP_HEAT | 10
SDGE | 0 | 04-DMO-ResidentialMobileHome–DoubleWide-SP_HEAT | 14
SDGE | 0 | 04-DMO-ResidentialMobileHome–DoubleWide-SP_HEAT | 15
SDGE | 0 | 04-DMO-ResidentialMobileHome–DoubleWide-SP_HEAT | SYSTEM
SDGE | 0 | 04-DMO-ResidentialMobileHome–DoubleWide-WAT_HEAT | 7
SDGE | 0 | 04-DMO-ResidentialMobileHome–DoubleWide-WAT_HEAT | 10
SDGE | 0 | 04-DMO-ResidentialMobileHome–DoubleWide-WAT_HEAT | 14
SDGE | 0 | 04-DMO-ResidentialMobileHome–DoubleWide-WAT_HEAT | 15
SDGE | 0 | 04-DMO-ResidentialMobileHome–DoubleWide-WAT_HEAT | SYSTEM
SDGE | 0 | 05-ECC-Education–CommunityCollege-COOL | 7
SDGE | 0 | 05-ECC-Education–CommunityCollege-COOL | 10
SDGE | 0 | 05-ECC-Education–CommunityCollege-COOL | 14
SDGE | 0 | 05-ECC-Education–CommunityCollege-COOL | 15
SDGE | 0 | 05-ECC-Education–CommunityCollege-COOL | SYSTEM
SDGE | 0 | 05-ECC-Education–CommunityCollege-LIT_INT | 7
SDGE | 0 | 05-ECC-Education–CommunityCollege-LIT_INT | 10
SDGE | 0 | 05-ECC-Education–CommunityCollege-LIT_INT | 14
SDGE | 0 | 05-ECC-Education–CommunityCollege-LIT_INT | 15
SDGE | 0 | 05-ECC-Education–CommunityCollege-LIT_INT | SYSTEM
SDGE | 0 | 05-ECC-Education–CommunityCollege-OFF_EQ | 7
SDGE | 0 | 05-ECC-Education–CommunityCollege-OFF_EQ | 10
SDGE | 0 | 05-ECC-Education–CommunityCollege-OFF_EQ | 14
SDGE | 0 | 05-ECC-Education–CommunityCollege-OFF_EQ | 15
SDGE | 0 | 05-ECC-Education–CommunityCollege-OFF_EQ | SYSTEM
SDGE | 0 | 05-ECC-Education–CommunityCollege-LIT_EXT | 7
SDGE | 0 | 05-ECC-Education–CommunityCollege-LIT_EXT | 10
SDGE | 0 | 05-ECC-Education–CommunityCollege-LIT_EXT | 14
SDGE | 0 | 05-ECC-Education–CommunityCollege-LIT_EXT | 15
SDGE | 0 | 05-ECC-Education–CommunityCollege-LIT_EXT | SYSTEM
SDGE | 0 | 05-ECC-Education–CommunityCollege-REFG | 7
SDGE | 0 | 05-ECC-Education–CommunityCollege-REFG | 10
SDGE | 0 | 05-ECC-Education–CommunityCollege-REFG | 14
SDGE | 0 | 05-ECC-Education–CommunityCollege-REFG | 15
SDGE | 0 | 05-ECC-Education–CommunityCollege-REFG | SYSTEM
SDGE | 0 | 05-ECC-Education–CommunityCollege-VENT | 7
SDGE | 0 | 05-ECC-Education–CommunityCollege-VENT | 10
SDGE | 0 | 05-ECC-Education–CommunityCollege-VENT | 14
SDGE | 0 | 05-ECC-Education–CommunityCollege-VENT | 15
SDGE | 0 | 05-ECC-Education–CommunityCollege-VENT | SYSTEM
SDGE | 0 | 06-EPR-Education–PrimarySchool-COOL | 7
SDGE | 0 | 06-EPR-Education–PrimarySchool-COOL | 10
SDGE | 0 | 06-EPR-Education–PrimarySchool-COOL | 14
SDGE | 0 | 06-EPR-Education–PrimarySchool-COOL | 15
SDGE | 0 | 06-EPR-Education–PrimarySchool-COOL | SYSTEM
SDGE | 0 | 06-EPR-Education–PrimarySchool-LIT_INT | 7
SDGE | 0 | 06-EPR-Education–PrimarySchool-LIT_INT | 10
SDGE | 0 | 06-EPR-Education–PrimarySchool-LIT_INT | 14
SDGE | 0 | 06-EPR-Education–PrimarySchool-LIT_INT | 15
SDGE | 0 | 06-EPR-Education–PrimarySchool-LIT_INT | SYSTEM
SDGE | 0 | 06-EPR-Education–PrimarySchool-OFF_EQ | 7
SDGE | 0 | 06-EPR-Education–PrimarySchool-OFF_EQ | 10
SDGE | 0 | 06-EPR-Education–PrimarySchool-OFF_EQ | 14
SDGE | 0 | 06-EPR-Education–PrimarySchool-OFF_EQ | 15
SDGE | 0 | 06-EPR-Education–PrimarySchool-OFF_EQ | SYSTEM
SDGE | 0 | 06-EPR-Education–PrimarySchool-LIT_EXT | 7
SDGE | 0 | 06-EPR-Education–PrimarySchool-LIT_EXT | 10
SDGE | 0 | 06-EPR-Education–PrimarySchool-LIT_EXT | 14
SDGE | 0 | 06-EPR-Education–PrimarySchool-LIT_EXT | 15
SDGE | 0 | 06-EPR-Education–PrimarySchool-LIT_EXT | SYSTEM
SDGE | 0 | 06-EPR-Education–PrimarySchool-REFG | 7
SDGE | 0 | 06-EPR-Education–PrimarySchool-REFG | 10
SDGE | 0 | 06-EPR-Education–PrimarySchool-REFG | 14
SDGE | 0 | 06-EPR-Education–PrimarySchool-REFG | 15
SDGE | 0 | 06-EPR-Education–PrimarySchool-REFG | SYSTEM
SDGE | 0 | 06-EPR-Education–PrimarySchool-VENT | 7
SDGE | 0 | 06-EPR-Education–PrimarySchool-VENT | 10
SDGE | 0 | 06-EPR-Education–PrimarySchool-VENT | 14
SDGE | 0 | 06-EPR-Education–PrimarySchool-VENT | 15
SDGE | 0 | 06-EPR-Education–PrimarySchool-VENT | SYSTEM
SDGE | 0 | 07-ESE-Education–SecondarySchool-COOL | 7
SDGE | 0 | 07-ESE-Education–SecondarySchool-COOL | 10
SDGE | 0 | 07-ESE-Education–SecondarySchool-COOL | 14
SDGE | 0 | 07-ESE-Education–SecondarySchool-COOL | 15
SDGE | 0 | 07-ESE-Education–SecondarySchool-COOL | SYSTEM
SDGE | 0 | 07-ESE-Education–SecondarySchool-LIT_INT | 7
SDGE | 0 | 07-ESE-Education–SecondarySchool-LIT_INT | 10
SDGE | 0 | 07-ESE-Education–SecondarySchool-LIT_INT | 14
SDGE | 0 | 07-ESE-Education–SecondarySchool-LIT_INT | 15
SDGE | 0 | 07-ESE-Education–SecondarySchool-LIT_INT | SYSTEM
SDGE | 0 | 07-ESE-Education–SecondarySchool-OFF_EQ | 7
SDGE | 0 | 07-ESE-Education–SecondarySchool-OFF_EQ | 10
SDGE | 0 | 07-ESE-Education–SecondarySchool-OFF_EQ | 14
SDGE | 0 | 07-ESE-Education–SecondarySchool-OFF_EQ | 15
SDGE | 0 | 07-ESE-Education–SecondarySchool-OFF_EQ | SYSTEM
SDGE | 0 | 07-ESE-Education–SecondarySchool-LIT_EXT | 7
SDGE | 0 | 07-ESE-Education–SecondarySchool-LIT_EXT | 10
SDGE | 0 | 07-ESE-Education–SecondarySchool-LIT_EXT | 14
SDGE | 0 | 07-ESE-Education–SecondarySchool-LIT_EXT | 15
SDGE | 0 | 07-ESE-Education–SecondarySchool-LIT_EXT | SYSTEM
SDGE | 0 | 07-ESE-Education–SecondarySchool-REFG | 7
SDGE | 0 | 07-ESE-Education–SecondarySchool-REFG | 10
SDGE | 0 | 07-ESE-Education–SecondarySchool-REFG | 14
SDGE | 0 | 07-ESE-Education–SecondarySchool-REFG | 15
SDGE | 0 | 07-ESE-Education–SecondarySchool-REFG | SYSTEM
SDGE | 0 | 07-ESE-Education–SecondarySchool-VENT | 7
SDGE | 0 | 07-ESE-Education–SecondarySchool-VENT | 10
SDGE | 0 | 07-ESE-Education–SecondarySchool-VENT | 14
SDGE | 0 | 07-ESE-Education–SecondarySchool-VENT | 15
SDGE | 0 | 07-ESE-Education–SecondarySchool-VENT | SYSTEM
SDGE | 0 | 08-EUN-Education–University-COOL | 7
SDGE | 0 | 08-EUN-Education–University-COOL | 10
SDGE | 0 | 08-EUN-Education–University-COOL | 14
SDGE | 0 | 08-EUN-Education–University-COOL | 15
SDGE | 0 | 08-EUN-Education–University-COOL | SYSTEM
SDGE | 0 | 08-EUN-Education–University-LIT_INT | 7
SDGE | 0 | 08-EUN-Education–University-LIT_INT | 10
SDGE | 0 | 08-EUN-Education–University-LIT_INT | 14
SDGE | 0 | 08-EUN-Education–University-LIT_INT | 15
SDGE | 0 | 08-EUN-Education–University-LIT_INT | SYSTEM
SDGE | 0 | 08-EUN-Education–University-OFF_EQ | 7
SDGE | 0 | 08-EUN-Education–University-OFF_EQ | 10
SDGE | 0 | 08-EUN-Education–University-OFF_EQ | 14
SDGE | 0 | 08-EUN-Education–University-OFF_EQ | 15
SDGE | 0 | 08-EUN-Education–University-OFF_EQ | SYSTEM
SDGE | 0 | 08-EUN-Education–University-LIT_EXT | 7
SDGE | 0 | 08-EUN-Education–University-LIT_EXT | 10
SDGE | 0 | 08-EUN-Education–University-LIT_EXT | 14
SDGE | 0 | 08-EUN-Education–University-LIT_EXT | 15
SDGE | 0 | 08-EUN-Education–University-LIT_EXT | SYSTEM
SDGE | 0 | 08-EUN-Education–University-REFG | 7
SDGE | 0 | 08-EUN-Education–University-REFG | 10
SDGE | 0 | 08-EUN-Education–University-REFG | 14
SDGE | 0 | 08-EUN-Education–University-REFG | 15
SDGE | 0 | 08-EUN-Education–University-REFG | SYSTEM
SDGE | 0 | 08-EUN-Education–University-VENT | 7
SDGE | 0 | 08-EUN-Education–University-VENT | 10
SDGE | 0 | 08-EUN-Education–University-VENT | 14
SDGE | 0 | 08-EUN-Education–University-VENT | 15
SDGE | 0 | 08-EUN-Education–University-VENT | SYSTEM
SDGE | 0 | 09-GRO-Grocery-COOL | 7
SDGE | 0 | 09-GRO-Grocery-COOL | 10
SDGE | 0 | 09-GRO-Grocery-COOL | 14
SDGE | 0 | 09-GRO-Grocery-COOL | 15
SDGE | 0 | 09-GRO-Grocery-COOL | SYSTEM
SDGE | 0 | 09-GRO-Grocery-LIT_INT | 7
SDGE | 0 | 09-GRO-Grocery-LIT_INT | 10
SDGE | 0 | 09-GRO-Grocery-LIT_INT | 14
SDGE | 0 | 09-GRO-Grocery-LIT_INT | 15
SDGE | 0 | 09-GRO-Grocery-LIT_INT | SYSTEM
SDGE | 0 | 09-GRO-Grocery-OFF_EQ | 7
SDGE | 0 | 09-GRO-Grocery-OFF_EQ | 10
SDGE | 0 | 09-GRO-Grocery-OFF_EQ | 14
SDGE | 0 | 09-GRO-Grocery-OFF_EQ | 15
SDGE | 0 | 09-GRO-Grocery-OFF_EQ | SYSTEM
SDGE | 0 | 09-GRO-Grocery-LIT_EXT | 7
SDGE | 0 | 09-GRO-Grocery-LIT_EXT | 10
SDGE | 0 | 09-GRO-Grocery-LIT_EXT | 14
SDGE | 0 | 09-GRO-Grocery-LIT_EXT | 15
SDGE | 0 | 09-GRO-Grocery-LIT_EXT | SYSTEM
SDGE | 0 | 09-GRO-Grocery-REFG | 7
SDGE | 0 | 09-GRO-Grocery-REFG | 10
SDGE | 0 | 09-GRO-Grocery-REFG | 14
SDGE | 0 | 09-GRO-Grocery-REFG | 15
SDGE | 0 | 09-GRO-Grocery-REFG | SYSTEM
SDGE | 0 | 09-GRO-Grocery-VENT | 7
SDGE | 0 | 09-GRO-Grocery-VENT | 10
SDGE | 0 | 09-GRO-Grocery-VENT | 14
SDGE | 0 | 09-GRO-Grocery-VENT | 15
SDGE | 0 | 09-GRO-Grocery-VENT | SYSTEM
SDGE | 0 | 10-HSP-Health/Medical–Hospital-COOL | 7
SDGE | 0 | 10-HSP-Health/Medical–Hospital-COOL | 10
SDGE | 0 | 10-HSP-Health/Medical–Hospital-COOL | 14
SDGE | 0 | 10-HSP-Health/Medical–Hospital-COOL | 15
SDGE | 0 | 10-HSP-Health/Medical–Hospital-COOL | SYSTEM
SDGE | 0 | 10-HSP-Health/Medical–Hospital-LIT_INT | 7
SDGE | 0 | 10-HSP-Health/Medical–Hospital-LIT_INT | 10
SDGE | 0 | 10-HSP-Health/Medical–Hospital-LIT_INT | 14
SDGE | 0 | 10-HSP-Health/Medical–Hospital-LIT_INT | 15
SDGE | 0 | 10-HSP-Health/Medical–Hospital-LIT_INT | SYSTEM
SDGE | 0 | 10-HSP-Health/Medical–Hospital-OFF_EQ | 7
SDGE | 0 | 10-HSP-Health/Medical–Hospital-OFF_EQ | 10
SDGE | 0 | 10-HSP-Health/Medical–Hospital-OFF_EQ | 14
SDGE | 0 | 10-HSP-Health/Medical–Hospital-OFF_EQ | 15
SDGE | 0 | 10-HSP-Health/Medical–Hospital-OFF_EQ | SYSTEM
SDGE | 0 | 10-HSP-Health/Medical–Hospital-LIT_EXT | 7
SDGE | 0 | 10-HSP-Health/Medical–Hospital-LIT_EXT | 10
SDGE | 0 | 10-HSP-Health/Medical–Hospital-LIT_EXT | 14
SDGE | 0 | 10-HSP-Health/Medical–Hospital-LIT_EXT | 15
SDGE | 0 | 10-HSP-Health/Medical–Hospital-LIT_EXT | SYSTEM
SDGE | 0 | 10-HSP-Health/Medical–Hospital-REFG | 7
SDGE | 0 | 10-HSP-Health/Medical–Hospital-REFG | 10
SDGE | 0 | 10-HSP-Health/Medical–Hospital-REFG | 14
SDGE | 0 | 10-HSP-Health/Medical–Hospital-REFG | 15
SDGE | 0 | 10-HSP-Health/Medical–Hospital-REFG | SYSTEM
SDGE | 0 | 10-HSP-Health/Medical–Hospital-VENT | 7
SDGE | 0 | 10-HSP-Health/Medical–Hospital-VENT | 10
SDGE | 0 | 10-HSP-Health/Medical–Hospital-VENT | 14
SDGE | 0 | 10-HSP-Health/Medical–Hospital-VENT | 15
SDGE | 0 | 10-HSP-Health/Medical–Hospital-VENT | SYSTEM
SDGE | 0 | 11-HTL-Lodging–Hotel(GuestRooms)-COOL | 7
SDGE | 0 | 11-HTL-Lodging–Hotel(GuestRooms)-COOL | 10
SDGE | 0 | 11-HTL-Lodging–Hotel(GuestRooms)-COOL | 14
SDGE | 0 | 11-HTL-Lodging–Hotel(GuestRooms)-COOL | 15
SDGE | 0 | 11-HTL-Lodging–Hotel(GuestRooms)-COOL | SYSTEM
SDGE | 0 | 11-HTL-Lodging–Hotel(GuestRooms)-LIT_INT | 7
SDGE | 0 | 11-HTL-Lodging–Hotel(GuestRooms)-LIT_INT | 10
SDGE | 0 | 11-HTL-Lodging–Hotel(GuestRooms)-LIT_INT | 14
SDGE | 0 | 11-HTL-Lodging–Hotel(GuestRooms)-LIT_INT | 15
SDGE | 0 | 11-HTL-Lodging–Hotel(GuestRooms)-LIT_INT | SYSTEM
SDGE | 0 | 11-HTL-Lodging–Hotel(GuestRooms)-OFF_EQ | 7
SDGE | 0 | 11-HTL-Lodging–Hotel(GuestRooms)-OFF_EQ | 10
SDGE | 0 | 11-HTL-Lodging–Hotel(GuestRooms)-OFF_EQ | 14
SDGE | 0 | 11-HTL-Lodging–Hotel(GuestRooms)-OFF_EQ | 15
SDGE | 0 | 11-HTL-Lodging–Hotel(GuestRooms)-OFF_EQ | SYSTEM
SDGE | 0 | 11-HTL-Lodging–Hotel(GuestRooms)-LIT_EXT | 7
SDGE | 0 | 11-HTL-Lodging–Hotel(GuestRooms)-LIT_EXT | 10
SDGE | 0 | 11-HTL-Lodging–Hotel(GuestRooms)-LIT_EXT | 14
SDGE | 0 | 11-HTL-Lodging–Hotel(GuestRooms)-LIT_EXT | 15
SDGE | 0 | 11-HTL-Lodging–Hotel(GuestRooms)-LIT_EXT | SYSTEM
SDGE | 0 | 11-HTL-Lodging–Hotel(GuestRooms)-REFG | 7
SDGE | 0 | 11-HTL-Lodging–Hotel(GuestRooms)-REFG | 10
SDGE | 0 | 11-HTL-Lodging–Hotel(GuestRooms)-REFG | 14
SDGE | 0 | 11-HTL-Lodging–Hotel(GuestRooms)-REFG | 15
SDGE | 0 | 11-HTL-Lodging–Hotel(GuestRooms)-REFG | SYSTEM
SDGE | 0 | 11-HTL-Lodging–Hotel(GuestRooms)-VENT | 7
SDGE | 0 | 11-HTL-Lodging–Hotel(GuestRooms)-VENT | 10
SDGE | 0 | 11-HTL-Lodging–Hotel(GuestRooms)-VENT | 14
SDGE | 0 | 11-HTL-Lodging–Hotel(GuestRooms)-VENT | 15
SDGE | 0 | 11-HTL-Lodging–Hotel(GuestRooms)-VENT | SYSTEM
SDGE | 0 | 12-MBT-Manufacturing–Bio/Tech-AG_PUMP | 7
SDGE | 0 | 12-MBT-Manufacturing–Bio/Tech-AG_PUMP | 10
SDGE | 0 | 12-MBT-Manufacturing–Bio/Tech-AG_PUMP | 14
SDGE | 0 | 12-MBT-Manufacturing–Bio/Tech-AG_PUMP | 15
SDGE | 0 | 12-MBT-Manufacturing–Bio/Tech-AG_PUMP | SYSTEM
SDGE | 0 | 12-MBT-Manufacturing–Bio/Tech-COMP_AIR | 7
SDGE | 0 | 12-MBT-Manufacturing–Bio/Tech-COMP_AIR | 10
SDGE | 0 | 12-MBT-Manufacturing–Bio/Tech-COMP_AIR | 14
SDGE | 0 | 12-MBT-Manufacturing–Bio/Tech-COMP_AIR | 15
SDGE | 0 | 12-MBT-Manufacturing–Bio/Tech-COMP_AIR | SYSTEM
SDGE | 0 | 12-MBT-Manufacturing–Bio/Tech-COOL | 7
SDGE | 0 | 12-MBT-Manufacturing–Bio/Tech-COOL | 10
SDGE | 0 | 12-MBT-Manufacturing–Bio/Tech-COOL | 14
SDGE | 0 | 12-MBT-Manufacturing–Bio/Tech-COOL | 15
SDGE | 0 | 12-MBT-Manufacturing–Bio/Tech-COOL | SYSTEM
SDGE | 0 | 12-MBT-Manufacturing–Bio/Tech-LIGHT | 7
SDGE | 0 | 12-MBT-Manufacturing–Bio/Tech-LIGHT | 10
SDGE | 0 | 12-MBT-Manufacturing–Bio/Tech-LIGHT | 14
SDGE | 0 | 12-MBT-Manufacturing–Bio/Tech-LIGHT | 15
SDGE | 0 | 12-MBT-Manufacturing–Bio/Tech-LIGHT | SYSTEM
SDGE | 0 | 12-MBT-Manufacturing–Bio/Tech-MOTOR | 7
SDGE | 0 | 12-MBT-Manufacturing–Bio/Tech-MOTOR | 10
SDGE | 0 | 12-MBT-Manufacturing–Bio/Tech-MOTOR | 14
SDGE | 0 | 12-MBT-Manufacturing–Bio/Tech-MOTOR | 15
SDGE | 0 | 12-MBT-Manufacturing–Bio/Tech-MOTOR | SYSTEM
SDGE | 0 | 12-MBT-Manufacturing–Bio/Tech-PROC_OTH | 7
SDGE | 0 | 12-MBT-Manufacturing–Bio/Tech-PROC_OTH | 10
SDGE | 0 | 12-MBT-Manufacturing–Bio/Tech-PROC_OTH | 14
SDGE | 0 | 12-MBT-Manufacturing–Bio/Tech-PROC_OTH | 15
SDGE | 0 | 12-MBT-Manufacturing–Bio/Tech-PROC_OTH | SYSTEM
SDGE | 0 | 13-MFM-ResidentialMulti-family-CL_DRY | 7
SDGE | 0 | 13-MFM-ResidentialMulti-family-CL_DRY | 10
SDGE | 0 | 13-MFM-ResidentialMulti-family-CL_DRY | 14
SDGE | 0 | 13-MFM-ResidentialMulti-family-CL_DRY | 15
SDGE | 0 | 13-MFM-ResidentialMulti-family-CL_DRY | SYSTEM
SDGE | 0 | 13-MFM-ResidentialMulti-family-CL_WASH | 7
SDGE | 0 | 13-MFM-ResidentialMulti-family-CL_WASH | 10
SDGE | 0 | 13-MFM-ResidentialMulti-family-CL_WASH | 14
SDGE | 0 | 13-MFM-ResidentialMulti-family-CL_WASH | 15
SDGE | 0 | 13-MFM-ResidentialMulti-family-CL_WASH | SYSTEM
SDGE | 0 | 13-MFM-ResidentialMulti-family-DSH_WASH | 7
SDGE | 0 | 13-MFM-ResidentialMulti-family-DSH_WASH | 10
SDGE | 0 | 13-MFM-ResidentialMulti-family-DSH_WASH | 14
SDGE | 0 | 13-MFM-ResidentialMulti-family-DSH_WASH | 15
SDGE | 0 | 13-MFM-ResidentialMulti-family-DSH_WASH | SYSTEM
SDGE | 0 | 13-MFM-ResidentialMulti-family-FREEZ | 7
SDGE | 0 | 13-MFM-ResidentialMulti-family-FREEZ | 10
SDGE | 0 | 13-MFM-ResidentialMulti-family-FREEZ | 14
SDGE | 0 | 13-MFM-ResidentialMulti-family-FREEZ | 15
SDGE | 0 | 13-MFM-ResidentialMulti-family-FREEZ | SYSTEM
SDGE | 0 | 13-MFM-ResidentialMulti-family-LIGHT | 7
SDGE | 0 | 13-MFM-ResidentialMulti-family-LIGHT | 10
SDGE | 0 | 13-MFM-ResidentialMulti-family-LIGHT | 14
SDGE | 0 | 13-MFM-ResidentialMulti-family-LIGHT | 15
SDGE | 0 | 13-MFM-ResidentialMulti-family-LIGHT | SYSTEM
SDGE | 0 | 13-MFM-ResidentialMulti-family-POOL_PMP | 7
SDGE | 0 | 13-MFM-ResidentialMulti-family-POOL_PMP | 10
SDGE | 0 | 13-MFM-ResidentialMulti-family-POOL_PMP | 14
SDGE | 0 | 13-MFM-ResidentialMulti-family-POOL_PMP | 15
SDGE | 0 | 13-MFM-ResidentialMulti-family-POOL_PMP | SYSTEM
SDGE | 0 | 13-MFM-ResidentialMulti-family-REFG | 7
SDGE | 0 | 13-MFM-ResidentialMulti-family-REFG | 10
SDGE | 0 | 13-MFM-ResidentialMulti-family-REFG | 14
SDGE | 0 | 13-MFM-ResidentialMulti-family-REFG | 15
SDGE | 0 | 13-MFM-ResidentialMulti-family-REFG | SYSTEM
SDGE | 0 | 13-MFM-ResidentialMulti-family-SP_COOL | 7
SDGE | 0 | 13-MFM-ResidentialMulti-family-SP_COOL | 10
SDGE | 0 | 13-MFM-ResidentialMulti-family-SP_COOL | 14
SDGE | 0 | 13-MFM-ResidentialMulti-family-SP_COOL | 15
SDGE | 0 | 13-MFM-ResidentialMulti-family-SP_COOL | SYSTEM
SDGE | 0 | 13-MFM-ResidentialMulti-family-SP_HEAT | 7
SDGE | 0 | 13-MFM-ResidentialMulti-family-SP_HEAT | 10
SDGE | 0 | 13-MFM-ResidentialMulti-family-SP_HEAT | 14
SDGE | 0 | 13-MFM-ResidentialMulti-family-SP_HEAT | 15
SDGE | 0 | 13-MFM-ResidentialMulti-family-SP_HEAT | SYSTEM
SDGE | 0 | 13-MFM-ResidentialMulti-family-WAT_HEAT | 7
SDGE | 0 | 13-MFM-ResidentialMulti-family-WAT_HEAT | 10
SDGE | 0 | 13-MFM-ResidentialMulti-family-WAT_HEAT | 14
SDGE | 0 | 13-MFM-ResidentialMulti-family-WAT_HEAT | 15
SDGE | 0 | 13-MFM-ResidentialMulti-family-WAT_HEAT | SYSTEM
SDGE | 0 | 14-MLI-Manufacturing–LightIndustry-AG_PUMP | 7
SDGE | 0 | 14-MLI-Manufacturing–LightIndustry-AG_PUMP | 10
SDGE | 0 | 14-MLI-Manufacturing–LightIndustry-AG_PUMP | 14
SDGE | 0 | 14-MLI-Manufacturing–LightIndustry-AG_PUMP | 15
SDGE | 0 | 14-MLI-Manufacturing–LightIndustry-AG_PUMP | SYSTEM
SDGE | 0 | 14-MLI-Manufacturing–LightIndustry-COMP_AIR | 7
SDGE | 0 | 14-MLI-Manufacturing–LightIndustry-COMP_AIR | 10
SDGE | 0 | 14-MLI-Manufacturing–LightIndustry-COMP_AIR | 14
SDGE | 0 | 14-MLI-Manufacturing–LightIndustry-COMP_AIR | 15
SDGE | 0 | 14-MLI-Manufacturing–LightIndustry-COMP_AIR | SYSTEM
SDGE | 0 | 14-MLI-Manufacturing–LightIndustry-COOL | 7
SDGE | 0 | 14-MLI-Manufacturing–LightIndustry-COOL | 10
SDGE | 0 | 14-MLI-Manufacturing–LightIndustry-COOL | 14
SDGE | 0 | 14-MLI-Manufacturing–LightIndustry-COOL | 15
SDGE | 0 | 14-MLI-Manufacturing–LightIndustry-COOL | SYSTEM
SDGE | 0 | 14-MLI-Manufacturing–LightIndustry-LIGHT | 7
SDGE | 0 | 14-MLI-Manufacturing–LightIndustry-LIGHT | 10
SDGE | 0 | 14-MLI-Manufacturing–LightIndustry-LIGHT | 14
SDGE | 0 | 14-MLI-Manufacturing–LightIndustry-LIGHT | 15
SDGE | 0 | 14-MLI-Manufacturing–LightIndustry-LIGHT | SYSTEM
SDGE | 0 | 14-MLI-Manufacturing–LightIndustry-MOTOR | 7
SDGE | 0 | 14-MLI-Manufacturing–LightIndustry-MOTOR | 10
SDGE | 0 | 14-MLI-Manufacturing–LightIndustry-MOTOR | 14
SDGE | 0 | 14-MLI-Manufacturing–LightIndustry-MOTOR | 15
SDGE | 0 | 14-MLI-Manufacturing–LightIndustry-MOTOR | SYSTEM
SDGE | 0 | 14-MLI-Manufacturing–LightIndustry-PROC_OTH | 7
SDGE | 0 | 14-MLI-Manufacturing–LightIndustry-PROC_OTH | 10
SDGE | 0 | 14-MLI-Manufacturing–LightIndustry-PROC_OTH | 14
SDGE | 0 | 14-MLI-Manufacturing–LightIndustry-PROC_OTH | 15
SDGE | 0 | 14-MLI-Manufacturing–LightIndustry-PROC_OTH | SYSTEM
SDGE | 0 | 15-MTL-Lodging–Motel-COOL | 7
SDGE | 0 | 15-MTL-Lodging–Motel-COOL | 10
SDGE | 0 | 15-MTL-Lodging–Motel-COOL | 14
SDGE | 0 | 15-MTL-Lodging–Motel-COOL | 15
SDGE | 0 | 15-MTL-Lodging–Motel-COOL | SYSTEM
SDGE | 0 | 15-MTL-Lodging–Motel-LIT_INT | 7
SDGE | 0 | 15-MTL-Lodging–Motel-LIT_INT | 10
SDGE | 0 | 15-MTL-Lodging–Motel-LIT_INT | 14
SDGE | 0 | 15-MTL-Lodging–Motel-LIT_INT | 15
SDGE | 0 | 15-MTL-Lodging–Motel-LIT_INT | SYSTEM
SDGE | 0 | 15-MTL-Lodging–Motel-OFF_EQ | 7
SDGE | 0 | 15-MTL-Lodging–Motel-OFF_EQ | 10
SDGE | 0 | 15-MTL-Lodging–Motel-OFF_EQ | 14
SDGE | 0 | 15-MTL-Lodging–Motel-OFF_EQ | 15
SDGE | 0 | 15-MTL-Lodging–Motel-OFF_EQ | SYSTEM
SDGE | 0 | 15-MTL-Lodging–Motel-LIT_EXT | 7
SDGE | 0 | 15-MTL-Lodging–Motel-LIT_EXT | 10
SDGE | 0 | 15-MTL-Lodging–Motel-LIT_EXT | 14
SDGE | 0 | 15-MTL-Lodging–Motel-LIT_EXT | 15
SDGE | 0 | 15-MTL-Lodging–Motel-LIT_EXT | SYSTEM
SDGE | 0 | 15-MTL-Lodging–Motel-REFG | 7
SDGE | 0 | 15-MTL-Lodging–Motel-REFG | 10
SDGE | 0 | 15-MTL-Lodging–Motel-REFG | 14
SDGE | 0 | 15-MTL-Lodging–Motel-REFG | 15
SDGE | 0 | 15-MTL-Lodging–Motel-REFG | SYSTEM
SDGE | 0 | 15-MTL-Lodging–Motel-VENT | 7
SDGE | 0 | 15-MTL-Lodging–Motel-VENT | 10
SDGE | 0 | 15-MTL-Lodging–Motel-VENT | 14
SDGE | 0 | 15-MTL-Lodging–Motel-VENT | 15
SDGE | 0 | 15-MTL-Lodging–Motel-VENT | SYSTEM
SDGE | 0 | 16-NRS-Health/Medical–Clinic-COOL | 7
SDGE | 0 | 16-NRS-Health/Medical–Clinic-COOL | 10
SDGE | 0 | 16-NRS-Health/Medical–Clinic-COOL | 14
SDGE | 0 | 16-NRS-Health/Medical–Clinic-COOL | 15
SDGE | 0 | 16-NRS-Health/Medical–Clinic-COOL | SYSTEM
SDGE | 0 | 16-NRS-Health/Medical–Clinic-LIT_INT | 7
SDGE | 0 | 16-NRS-Health/Medical–Clinic-LIT_INT | 10
SDGE | 0 | 16-NRS-Health/Medical–Clinic-LIT_INT | 14
SDGE | 0 | 16-NRS-Health/Medical–Clinic-LIT_INT | 15
SDGE | 0 | 16-NRS-Health/Medical–Clinic-LIT_INT | SYSTEM
SDGE | 0 | 16-NRS-Health/Medical–Clinic-OFF_EQ | 7
SDGE | 0 | 16-NRS-Health/Medical–Clinic-OFF_EQ | 10
SDGE | 0 | 16-NRS-Health/Medical–Clinic-OFF_EQ | 14
SDGE | 0 | 16-NRS-Health/Medical–Clinic-OFF_EQ | 15
SDGE | 0 | 16-NRS-Health/Medical–Clinic-OFF_EQ | SYSTEM
SDGE | 0 | 16-NRS-Health/Medical–Clinic-LIT_EXT | 7
SDGE | 0 | 16-NRS-Health/Medical–Clinic-LIT_EXT | 10
SDGE | 0 | 16-NRS-Health/Medical–Clinic-LIT_EXT | 14
SDGE | 0 | 16-NRS-Health/Medical–Clinic-LIT_EXT | 15
SDGE | 0 | 16-NRS-Health/Medical–Clinic-LIT_EXT | SYSTEM
SDGE | 0 | 16-NRS-Health/Medical–Clinic-REFG | 7
SDGE | 0 | 16-NRS-Health/Medical–Clinic-REFG | 10
SDGE | 0 | 16-NRS-Health/Medical–Clinic-REFG | 14
SDGE | 0 | 16-NRS-Health/Medical–Clinic-REFG | 15
SDGE | 0 | 16-NRS-Health/Medical–Clinic-REFG | SYSTEM
SDGE | 0 | 16-NRS-Health/Medical–Clinic-VENT | 7
SDGE | 0 | 16-NRS-Health/Medical–Clinic-VENT | 10
SDGE | 0 | 16-NRS-Health/Medical–Clinic-VENT | 14
SDGE | 0 | 16-NRS-Health/Medical–Clinic-VENT | 15
SDGE | 0 | 16-NRS-Health/Medical–Clinic-VENT | SYSTEM
SDGE | 0 | 17-OFL-Office–Large-Cooling | 7
SDGE | 0 | 17-OFL-Office–Large-Cooling | 10
SDGE | 0 | 17-OFL-Office–Large-Cooling | 14
SDGE | 0 | 17-OFL-Office–Large-Cooling | 15
SDGE | 0 | 17-OFL-Office–Large-Cooling | SYSTEM
SDGE | 0 | 17-OFL-Office–Large-ExtLight | 7
SDGE | 0 | 17-OFL-Office–Large-ExtLight | 10
SDGE | 0 | 17-OFL-Office–Large-ExtLight | 14
SDGE | 0 | 17-OFL-Office–Large-ExtLight | 15
SDGE | 0 | 17-OFL-Office–Large-ExtLight | SYSTEM
SDGE | 0 | 17-OFL-Office–Large-IntLight | 7
SDGE | 0 | 17-OFL-Office–Large-IntLight | 10
SDGE | 0 | 17-OFL-Office–Large-IntLight | 14
SDGE | 0 | 17-OFL-Office–Large-IntLight | 15
SDGE | 0 | 17-OFL-Office–Large-IntLight | SYSTEM
SDGE | 0 | 17-OFL-Office–Large-OffEquip | 7
SDGE | 0 | 17-OFL-Office–Large-OffEquip | 10
SDGE | 0 | 17-OFL-Office–Large-OffEquip | 14
SDGE | 0 | 17-OFL-Office–Large-OffEquip | 15
SDGE | 0 | 17-OFL-Office–Large-OffEquip | SYSTEM
SDGE | 0 | 17-OFL-Office–Large-Refrig | 7
SDGE | 0 | 17-OFL-Office–Large-Refrig | 10
SDGE | 0 | 17-OFL-Office–Large-Refrig | 14
SDGE | 0 | 17-OFL-Office–Large-Refrig | 15
SDGE | 0 | 17-OFL-Office–Large-Refrig | SYSTEM
SDGE | 0 | 17-OFL-Office–Large-Vent/Fan | 7
SDGE | 0 | 17-OFL-Office–Large-Vent/Fan | 10
SDGE | 0 | 17-OFL-Office–Large-Vent/Fan | 14
SDGE | 0 | 17-OFL-Office–Large-Vent/Fan | 15
SDGE | 0 | 17-OFL-Office–Large-Vent/Fan | SYSTEM
SDGE | 0 | 18-OFS-Office–Small-Cooling | 7
SDGE | 0 | 18-OFS-Office–Small-Cooling | 10
SDGE | 0 | 18-OFS-Office–Small-Cooling | 14
SDGE | 0 | 18-OFS-Office–Small-Cooling | 15
SDGE | 0 | 18-OFS-Office–Small-Cooling | SYSTEM
SDGE | 0 | 18-OFS-Office–Small-ExtLight | 7
SDGE | 0 | 18-OFS-Office–Small-ExtLight | 10
SDGE | 0 | 18-OFS-Office–Small-ExtLight | 14
SDGE | 0 | 18-OFS-Office–Small-ExtLight | 15
SDGE | 0 | 18-OFS-Office–Small-ExtLight | SYSTEM
SDGE | 0 | 18-OFS-Office–Small-IntLight | 7
SDGE | 0 | 18-OFS-Office–Small-IntLight | 10
SDGE | 0 | 18-OFS-Office–Small-IntLight | 14
SDGE | 0 | 18-OFS-Office–Small-IntLight | 15
SDGE | 0 | 18-OFS-Office–Small-IntLight | SYSTEM
SDGE | 0 | 18-OFS-Office–Small-OffEquip | 7
SDGE | 0 | 18-OFS-Office–Small-OffEquip | 10
SDGE | 0 | 18-OFS-Office–Small-OffEquip | 14
SDGE | 0 | 18-OFS-Office–Small-OffEquip | 15
SDGE | 0 | 18-OFS-Office–Small-OffEquip | SYSTEM
SDGE | 0 | 18-OFS-Office–Small-Refrig | 7
SDGE | 0 | 18-OFS-Office–Small-Refrig | 10
SDGE | 0 | 18-OFS-Office–Small-Refrig | 14
SDGE | 0 | 18-OFS-Office–Small-Refrig | 15
SDGE | 0 | 18-OFS-Office–Small-Refrig | SYSTEM
SDGE | 0 | 18-OFS-Office–Small-Vent/Fan | 7
SDGE | 0 | 18-OFS-Office–Small-Vent/Fan | 10
SDGE | 0 | 18-OFS-Office–Small-Vent/Fan | 14
SDGE | 0 | 18-OFS-Office–Small-Vent/Fan | 15
SDGE | 0 | 18-OFS-Office–Small-Vent/Fan | SYSTEM
SDGE | 0 | 19-RES-AllResidential-CL_DRY | 7
SDGE | 0 | 19-RES-AllResidential-CL_DRY | 10
SDGE | 0 | 19-RES-AllResidential-CL_DRY | 14
SDGE | 0 | 19-RES-AllResidential-CL_DRY | 15
SDGE | 0 | 19-RES-AllResidential-CL_DRY | SYSTEM
SDGE | 0 | 19-RES-AllResidential-CL_WASH | 7
SDGE | 0 | 19-RES-AllResidential-CL_WASH | 10
SDGE | 0 | 19-RES-AllResidential-CL_WASH | 14
SDGE | 0 | 19-RES-AllResidential-CL_WASH | 15
SDGE | 0 | 19-RES-AllResidential-CL_WASH | SYSTEM
SDGE | 0 | 19-RES-AllResidential-DSH_WASH | 7
SDGE | 0 | 19-RES-AllResidential-DSH_WASH | 10
SDGE | 0 | 19-RES-AllResidential-DSH_WASH | 14
SDGE | 0 | 19-RES-AllResidential-DSH_WASH | 15
SDGE | 0 | 19-RES-AllResidential-DSH_WASH | SYSTEM
SDGE | 0 | 19-RES-AllResidential-FREEZ | 7
SDGE | 0 | 19-RES-AllResidential-FREEZ | 10
SDGE | 0 | 19-RES-AllResidential-FREEZ | 14
SDGE | 0 | 19-RES-AllResidential-FREEZ | 15
SDGE | 0 | 19-RES-AllResidential-FREEZ | SYSTEM
SDGE | 0 | 19-RES-AllResidential-LIGHT | 7
SDGE | 0 | 19-RES-AllResidential-LIGHT | 10
SDGE | 0 | 19-RES-AllResidential-LIGHT | 14
SDGE | 0 | 19-RES-AllResidential-LIGHT | 15
SDGE | 0 | 19-RES-AllResidential-LIGHT | SYSTEM
SDGE | 0 | 19-RES-AllResidential-POOL_PMP | 7
SDGE | 0 | 19-RES-AllResidential-POOL_PMP | 10
SDGE | 0 | 19-RES-AllResidential-POOL_PMP | 14
SDGE | 0 | 19-RES-AllResidential-POOL_PMP | 15
SDGE | 0 | 19-RES-AllResidential-POOL_PMP | SYSTEM
SDGE | 0 | 19-RES-AllResidential-REFG | 7
SDGE | 0 | 19-RES-AllResidential-REFG | 10
SDGE | 0 | 19-RES-AllResidential-REFG | 14
SDGE | 0 | 19-RES-AllResidential-REFG | 15
SDGE | 0 | 19-RES-AllResidential-REFG | SYSTEM
SDGE | 0 | 19-RES-AllResidential-SP_COOL | 7
SDGE | 0 | 19-RES-AllResidential-SP_COOL | 10
SDGE | 0 | 19-RES-AllResidential-SP_COOL | 14
SDGE | 0 | 19-RES-AllResidential-SP_COOL | 15
SDGE | 0 | 19-RES-AllResidential-SP_COOL | SYSTEM
SDGE | 0 | 19-RES-AllResidential-SP_HEAT | 7
SDGE | 0 | 19-RES-AllResidential-SP_HEAT | 10
SDGE | 0 | 19-RES-AllResidential-SP_HEAT | 14
SDGE | 0 | 19-RES-AllResidential-SP_HEAT | 15
SDGE | 0 | 19-RES-AllResidential-SP_HEAT | SYSTEM
SDGE | 0 | 19-RES-AllResidential-WAT_HEAT | 7
SDGE | 0 | 19-RES-AllResidential-WAT_HEAT | 10
SDGE | 0 | 19-RES-AllResidential-WAT_HEAT | 14
SDGE | 0 | 19-RES-AllResidential-WAT_HEAT | 15
SDGE | 0 | 19-RES-AllResidential-WAT_HEAT | SYSTEM
SDGE | 0 | 20-RFF-Restaurant–FastFood-Cooling | 7
SDGE | 0 | 20-RFF-Restaurant–FastFood-Cooling | 10
SDGE | 0 | 20-RFF-Restaurant–FastFood-Cooling | 14
SDGE | 0 | 20-RFF-Restaurant–FastFood-Cooling | 15
SDGE | 0 | 20-RFF-Restaurant–FastFood-Cooling | SYSTEM
SDGE | 0 | 20-RFF-Restaurant–FastFood-ExtLight | 7
SDGE | 0 | 20-RFF-Restaurant–FastFood-ExtLight | 10
SDGE | 0 | 20-RFF-Restaurant–FastFood-ExtLight | 14
SDGE | 0 | 20-RFF-Restaurant–FastFood-ExtLight | 15
SDGE | 0 | 20-RFF-Restaurant–FastFood-ExtLight | SYSTEM
SDGE | 0 | 20-RFF-Restaurant–FastFood-IntLight | 7
SDGE | 0 | 20-RFF-Restaurant–FastFood-IntLight | 10
SDGE | 0 | 20-RFF-Restaurant–FastFood-IntLight | 14
SDGE | 0 | 20-RFF-Restaurant–FastFood-IntLight | 15
SDGE | 0 | 20-RFF-Restaurant–FastFood-IntLight | SYSTEM
SDGE | 0 | 20-RFF-Restaurant–FastFood-OffEquip | 7
SDGE | 0 | 20-RFF-Restaurant–FastFood-OffEquip | 10
SDGE | 0 | 20-RFF-Restaurant–FastFood-OffEquip | 14
SDGE | 0 | 20-RFF-Restaurant–FastFood-OffEquip | 15
SDGE | 0 | 20-RFF-Restaurant–FastFood-OffEquip | SYSTEM
SDGE | 0 | 20-RFF-Restaurant–FastFood-Refrig | 7
SDGE | 0 | 20-RFF-Restaurant–FastFood-Refrig | 10
SDGE | 0 | 20-RFF-Restaurant–FastFood-Refrig | 14
SDGE | 0 | 20-RFF-Restaurant–FastFood-Refrig | 15
SDGE | 0 | 20-RFF-Restaurant–FastFood-Refrig | SYSTEM
SDGE | 0 | 20-RFF-Restaurant–FastFood-Vent/Fan | 7
SDGE | 0 | 20-RFF-Restaurant–FastFood-Vent/Fan | 10
SDGE | 0 | 20-RFF-Restaurant–FastFood-Vent/Fan | 14
SDGE | 0 | 20-RFF-Restaurant–FastFood-Vent/Fan | 15
SDGE | 0 | 20-RFF-Restaurant–FastFood-Vent/Fan | SYSTEM
SDGE | 0 | 21-RSD-Restaurant–SitDown-COOL | 7
SDGE | 0 | 21-RSD-Restaurant–SitDown-COOL | 10
SDGE | 0 | 21-RSD-Restaurant–SitDown-COOL | 14
SDGE | 0 | 21-RSD-Restaurant–SitDown-COOL | 15
SDGE | 0 | 21-RSD-Restaurant–SitDown-COOL | SYSTEM
SDGE | 0 | 21-RSD-Restaurant–SitDown-LIT_INT | 7
SDGE | 0 | 21-RSD-Restaurant–SitDown-LIT_INT | 10
SDGE | 0 | 21-RSD-Restaurant–SitDown-LIT_INT | 14
SDGE | 0 | 21-RSD-Restaurant–SitDown-LIT_INT | 15
SDGE | 0 | 21-RSD-Restaurant–SitDown-LIT_INT | SYSTEM
SDGE | 0 | 21-RSD-Restaurant–SitDown-OFF_EQ | 7
SDGE | 0 | 21-RSD-Restaurant–SitDown-OFF_EQ | 10
SDGE | 0 | 21-RSD-Restaurant–SitDown-OFF_EQ | 14
SDGE | 0 | 21-RSD-Restaurant–SitDown-OFF_EQ | 15
SDGE | 0 | 21-RSD-Restaurant–SitDown-OFF_EQ | SYSTEM
SDGE | 0 | 21-RSD-Restaurant–SitDown-LIT_EXT | 7
SDGE | 0 | 21-RSD-Restaurant–SitDown-LIT_EXT | 10
SDGE | 0 | 21-RSD-Restaurant–SitDown-LIT_EXT | 14
SDGE | 0 | 21-RSD-Restaurant–SitDown-LIT_EXT | 15
SDGE | 0 | 21-RSD-Restaurant–SitDown-LIT_EXT | SYSTEM
SDGE | 0 | 21-RSD-Restaurant–SitDown-PROC_OTH | 7
SDGE | 0 | 21-RSD-Restaurant–SitDown-PROC_OTH | 10
SDGE | 0 | 21-RSD-Restaurant–SitDown-PROC_OTH | 14
SDGE | 0 | 21-RSD-Restaurant–SitDown-PROC_OTH | 15
SDGE | 0 | 21-RSD-Restaurant–SitDown-PROC_OTH | SYSTEM
SDGE | 0 | 21-RSD-Restaurant–SitDown-REFG | 7
SDGE | 0 | 21-RSD-Restaurant–SitDown-REFG | 10
SDGE | 0 | 21-RSD-Restaurant–SitDown-REFG | 14
SDGE | 0 | 21-RSD-Restaurant–SitDown-REFG | 15
SDGE | 0 | 21-RSD-Restaurant–SitDown-REFG | SYSTEM
SDGE | 0 | 21-RSD-Restaurant–SitDown-VENT | 7
SDGE | 0 | 21-RSD-Restaurant–SitDown-VENT | 10
SDGE | 0 | 21-RSD-Restaurant–SitDown-VENT | 14
SDGE | 0 | 21-RSD-Restaurant–SitDown-VENT | 15
SDGE | 0 | 21-RSD-Restaurant–SitDown-VENT | SYSTEM
SDGE | 0 | 22-RT3-Retail–3StoryLarge-COOL | 7
SDGE | 0 | 22-RT3-Retail–3StoryLarge-COOL | 10
SDGE | 0 | 22-RT3-Retail–3StoryLarge-COOL | 14
SDGE | 0 | 22-RT3-Retail–3StoryLarge-COOL | 15
SDGE | 0 | 22-RT3-Retail–3StoryLarge-COOL | SYSTEM
SDGE | 0 | 22-RT3-Retail–3StoryLarge-LIT_INT | 7
SDGE | 0 | 22-RT3-Retail–3StoryLarge-LIT_INT | 10
SDGE | 0 | 22-RT3-Retail–3StoryLarge-LIT_INT | 14
SDGE | 0 | 22-RT3-Retail–3StoryLarge-LIT_INT | 15
SDGE | 0 | 22-RT3-Retail–3StoryLarge-LIT_INT | SYSTEM
SDGE | 0 | 22-RT3-Retail–3StoryLarge-OFF_EQ | 7
SDGE | 0 | 22-RT3-Retail–3StoryLarge-OFF_EQ | 10
SDGE | 0 | 22-RT3-Retail–3StoryLarge-OFF_EQ | 14
SDGE | 0 | 22-RT3-Retail–3StoryLarge-OFF_EQ | 15
SDGE | 0 | 22-RT3-Retail–3StoryLarge-OFF_EQ | SYSTEM
SDGE | 0 | 22-RT3-Retail–3StoryLarge-LIT_EXT | 7
SDGE | 0 | 22-RT3-Retail–3StoryLarge-LIT_EXT | 10
SDGE | 0 | 22-RT3-Retail–3StoryLarge-LIT_EXT | 14
SDGE | 0 | 22-RT3-Retail–3StoryLarge-LIT_EXT | 15
SDGE | 0 | 22-RT3-Retail–3StoryLarge-LIT_EXT | SYSTEM
SDGE | 0 | 22-RT3-Retail–3StoryLarge-REFG | 7
SDGE | 0 | 22-RT3-Retail–3StoryLarge-REFG | 10
SDGE | 0 | 22-RT3-Retail–3StoryLarge-REFG | 14
SDGE | 0 | 22-RT3-Retail–3StoryLarge-REFG | 15
SDGE | 0 | 22-RT3-Retail–3StoryLarge-REFG | SYSTEM
SDGE | 0 | 22-RT3-Retail–3StoryLarge-VENT | 7
SDGE | 0 | 22-RT3-Retail–3StoryLarge-VENT | 10
SDGE | 0 | 22-RT3-Retail–3StoryLarge-VENT | 14
SDGE | 0 | 22-RT3-Retail–3StoryLarge-VENT | 15
SDGE | 0 | 22-RT3-Retail–3StoryLarge-VENT | SYSTEM
SDGE | 0 | 23-RTL-Retail–SingleStorylarge-COOL | 7
SDGE | 0 | 23-RTL-Retail–SingleStorylarge-COOL | 10
SDGE | 0 | 23-RTL-Retail–SingleStorylarge-COOL | 14
SDGE | 0 | 23-RTL-Retail–SingleStorylarge-COOL | 15
SDGE | 0 | 23-RTL-Retail–SingleStorylarge-COOL | SYSTEM
SDGE | 0 | 23-RTL-Retail–SingleStorylarge-LIT_INT | 7
SDGE | 0 | 23-RTL-Retail–SingleStorylarge-LIT_INT | 10
SDGE | 0 | 23-RTL-Retail–SingleStorylarge-LIT_INT | 14
SDGE | 0 | 23-RTL-Retail–SingleStorylarge-LIT_INT | 15
SDGE | 0 | 23-RTL-Retail–SingleStorylarge-LIT_INT | SYSTEM
SDGE | 0 | 23-RTL-Retail–SingleStorylarge-OFF_EQ | 7
SDGE | 0 | 23-RTL-Retail–SingleStorylarge-OFF_EQ | 10
SDGE | 0 | 23-RTL-Retail–SingleStorylarge-OFF_EQ | 14
SDGE | 0 | 23-RTL-Retail–SingleStorylarge-OFF_EQ | 15
SDGE | 0 | 23-RTL-Retail–SingleStorylarge-OFF_EQ | SYSTEM
SDGE | 0 | 23-RTL-Retail–SingleStorylarge-LIT_EXT | 7
SDGE | 0 | 23-RTL-Retail–SingleStorylarge-LIT_EXT | 10
SDGE | 0 | 23-RTL-Retail–SingleStorylarge-LIT_EXT | 14
SDGE | 0 | 23-RTL-Retail–SingleStorylarge-LIT_EXT | 15
SDGE | 0 | 23-RTL-Retail–SingleStorylarge-LIT_EXT | SYSTEM
SDGE | 0 | 23-RTL-Retail–SingleStorylarge-REFG | 7
SDGE | 0 | 23-RTL-Retail–SingleStorylarge-REFG | 10
SDGE | 0 | 23-RTL-Retail–SingleStorylarge-REFG | 14
SDGE | 0 | 23-RTL-Retail–SingleStorylarge-REFG | 15
SDGE | 0 | 23-RTL-Retail–SingleStorylarge-REFG | SYSTEM
SDGE | 0 | 23-RTL-Retail–SingleStorylarge-VENT | 7
SDGE | 0 | 23-RTL-Retail–SingleStorylarge-VENT | 10
SDGE | 0 | 23-RTL-Retail–SingleStorylarge-VENT | 14
SDGE | 0 | 23-RTL-Retail–SingleStorylarge-VENT | 15
SDGE | 0 | 23-RTL-Retail–SingleStorylarge-VENT | SYSTEM
SDGE | 0 | 24-RTS-Retail–Small-COOL | 7
SDGE | 0 | 24-RTS-Retail–Small-COOL | 10
SDGE | 0 | 24-RTS-Retail–Small-COOL | 14
SDGE | 0 | 24-RTS-Retail–Small-COOL | 15
SDGE | 0 | 24-RTS-Retail–Small-COOL | SYSTEM
SDGE | 0 | 24-RTS-Retail–Small-LIT_INT | 7
SDGE | 0 | 24-RTS-Retail–Small-LIT_INT | 10
SDGE | 0 | 24-RTS-Retail–Small-LIT_INT | 14
SDGE | 0 | 24-RTS-Retail–Small-LIT_INT | 15
SDGE | 0 | 24-RTS-Retail–Small-LIT_INT | SYSTEM
SDGE | 0 | 24-RTS-Retail–Small-OFF_EQ | 7
SDGE | 0 | 24-RTS-Retail–Small-OFF_EQ | 10
SDGE | 0 | 24-RTS-Retail–Small-OFF_EQ | 14
SDGE | 0 | 24-RTS-Retail–Small-OFF_EQ | 15
SDGE | 0 | 24-RTS-Retail–Small-OFF_EQ | SYSTEM
SDGE | 0 | 24-RTS-Retail–Small-LIT_EXT | 7
SDGE | 0 | 24-RTS-Retail–Small-LIT_EXT | 10
SDGE | 0 | 24-RTS-Retail–Small-LIT_EXT | 14
SDGE | 0 | 24-RTS-Retail–Small-LIT_EXT | 15
SDGE | 0 | 24-RTS-Retail–Small-LIT_EXT | SYSTEM
SDGE | 0 | 24-RTS-Retail–Small-REFG | 7
SDGE | 0 | 24-RTS-Retail–Small-REFG | 10
SDGE | 0 | 24-RTS-Retail–Small-REFG | 14
SDGE | 0 | 24-RTS-Retail–Small-REFG | 15
SDGE | 0 | 24-RTS-Retail–Small-REFG | SYSTEM
SDGE | 0 | 24-RTS-Retail–Small-VENT | 7
SDGE | 0 | 24-RTS-Retail–Small-VENT | 10
SDGE | 0 | 24-RTS-Retail–Small-VENT | 14
SDGE | 0 | 24-RTS-Retail–Small-VENT | 15
SDGE | 0 | 24-RTS-Retail–Small-VENT | SYSTEM
SDGE | 0 | 25-SCN-Storage–Conditioned-Cooling | 7
SDGE | 0 | 25-SCN-Storage–Conditioned-Cooling | 10
SDGE | 0 | 25-SCN-Storage–Conditioned-Cooling | 14
SDGE | 0 | 25-SCN-Storage–Conditioned-Cooling | 15
SDGE | 0 | 25-SCN-Storage–Conditioned-Cooling | SYSTEM
SDGE | 0 | 25-SCN-Storage–Conditioned-Exit | 7
SDGE | 0 | 25-SCN-Storage–Conditioned-Exit | 10
SDGE | 0 | 25-SCN-Storage–Conditioned-Exit | 14
SDGE | 0 | 25-SCN-Storage–Conditioned-Exit | 15
SDGE | 0 | 25-SCN-Storage–Conditioned-Exit | SYSTEM
SDGE | 0 | 25-SCN-Storage–Conditioned-ExtLight | 7
SDGE | 0 | 25-SCN-Storage–Conditioned-ExtLight | 10
SDGE | 0 | 25-SCN-Storage–Conditioned-ExtLight | 14
SDGE | 0 | 25-SCN-Storage–Conditioned-ExtLight | 15
SDGE | 0 | 25-SCN-Storage–Conditioned-ExtLight | SYSTEM
SDGE | 0 | 26-SFM-ResidentialSingleFamily-CL_DRY | 7
SDGE | 0 | 26-SFM-ResidentialSingleFamily-CL_DRY | 10
SDGE | 0 | 26-SFM-ResidentialSingleFamily-CL_DRY | 14
SDGE | 0 | 26-SFM-ResidentialSingleFamily-CL_DRY | 15
SDGE | 0 | 26-SFM-ResidentialSingleFamily-CL_DRY | SYSTEM
SDGE | 0 | 26-SFM-ResidentialSingleFamily-CL_WASH | 7
SDGE | 0 | 26-SFM-ResidentialSingleFamily-CL_WASH | 10
SDGE | 0 | 26-SFM-ResidentialSingleFamily-CL_WASH | 14
SDGE | 0 | 26-SFM-ResidentialSingleFamily-CL_WASH | 15
SDGE | 0 | 26-SFM-ResidentialSingleFamily-CL_WASH | SYSTEM
SDGE | 0 | 26-SFM-ResidentialSingleFamily-DSH_WASH | 7
SDGE | 0 | 26-SFM-ResidentialSingleFamily-DSH_WASH | 10
SDGE | 0 | 26-SFM-ResidentialSingleFamily-DSH_WASH | 14
SDGE | 0 | 26-SFM-ResidentialSingleFamily-DSH_WASH | 15
SDGE | 0 | 26-SFM-ResidentialSingleFamily-DSH_WASH | SYSTEM
SDGE | 0 | 26-SFM-ResidentialSingleFamily-FREEZ | 7
SDGE | 0 | 26-SFM-ResidentialSingleFamily-FREEZ | 10
SDGE | 0 | 26-SFM-ResidentialSingleFamily-FREEZ | 14
SDGE | 0 | 26-SFM-ResidentialSingleFamily-FREEZ | 15
SDGE | 0 | 26-SFM-ResidentialSingleFamily-FREEZ | SYSTEM
SDGE | 0 | 26-SFM-ResidentialSingleFamily-LIGHT | 7
SDGE | 0 | 26-SFM-ResidentialSingleFamily-LIGHT | 10
SDGE | 0 | 26-SFM-ResidentialSingleFamily-LIGHT | 14
SDGE | 0 | 26-SFM-ResidentialSingleFamily-LIGHT | 15
SDGE | 0 | 26-SFM-ResidentialSingleFamily-LIGHT | SYSTEM
SDGE | 0 | 26-SFM-ResidentialSingleFamily-POOL_PMP | 7
SDGE | 0 | 26-SFM-ResidentialSingleFamily-POOL_PMP | 10
SDGE | 0 | 26-SFM-ResidentialSingleFamily-POOL_PMP | 14
SDGE | 0 | 26-SFM-ResidentialSingleFamily-POOL_PMP | 15
SDGE | 0 | 26-SFM-ResidentialSingleFamily-POOL_PMP | SYSTEM
SDGE | 0 | 26-SFM-ResidentialSingleFamily-REFG | 7
SDGE | 0 | 26-SFM-ResidentialSingleFamily-REFG | 10
SDGE | 0 | 26-SFM-ResidentialSingleFamily-REFG | 14
SDGE | 0 | 26-SFM-ResidentialSingleFamily-REFG | 15
SDGE | 0 | 26-SFM-ResidentialSingleFamily-REFG | SYSTEM
SDGE | 0 | 26-SFM-ResidentialSingleFamily-SP_COOL | 7
SDGE | 0 | 26-SFM-ResidentialSingleFamily-SP_COOL | 10
SDGE | 0 | 26-SFM-ResidentialSingleFamily-SP_COOL | 14
SDGE | 0 | 26-SFM-ResidentialSingleFamily-SP_COOL | 15
SDGE | 0 | 26-SFM-ResidentialSingleFamily-SP_COOL | SYSTEM
SDGE | 0 | 26-SFM-ResidentialSingleFamily-SP_HEAT | 7
SDGE | 0 | 26-SFM-ResidentialSingleFamily-SP_HEAT | 10
SDGE | 0 | 26-SFM-ResidentialSingleFamily-SP_HEAT | 14
SDGE | 0 | 26-SFM-ResidentialSingleFamily-SP_HEAT | 15
SDGE | 0 | 26-SFM-ResidentialSingleFamily-SP_HEAT | SYSTEM
SDGE | 0 | 26-SFM-ResidentialSingleFamily-WAT_HEAT | 7
SDGE | 0 | 26-SFM-ResidentialSingleFamily-WAT_HEAT | 10
SDGE | 0 | 26-SFM-ResidentialSingleFamily-WAT_HEAT | 14
SDGE | 0 | 26-SFM-ResidentialSingleFamily-WAT_HEAT | 15
SDGE | 0 | 26-SFM-ResidentialSingleFamily-WAT_HEAT | SYSTEM
SDGE | 0 | 27-SMO-ResidentialMobileHome–SingleWide-CL_DRY | 7
SDGE | 0 | 27-SMO-ResidentialMobileHome–SingleWide-CL_DRY | 10
SDGE | 0 | 27-SMO-ResidentialMobileHome–SingleWide-CL_DRY | 14
SDGE | 0 | 27-SMO-ResidentialMobileHome–SingleWide-CL_DRY | 15
SDGE | 0 | 27-SMO-ResidentialMobileHome–SingleWide-CL_DRY | SYSTEM
SDGE | 0 | 27-SMO-ResidentialMobileHome–SingleWide-CL_WASH | 7
SDGE | 0 | 27-SMO-ResidentialMobileHome–SingleWide-CL_WASH | 10
SDGE | 0 | 27-SMO-ResidentialMobileHome–SingleWide-CL_WASH | 14
SDGE | 0 | 27-SMO-ResidentialMobileHome–SingleWide-CL_WASH | 15
SDGE | 0 | 27-SMO-ResidentialMobileHome–SingleWide-CL_WASH | SYSTEM
SDGE | 0 | 27-SMO-ResidentialMobileHome–SingleWide-DSH_WASH | 7
SDGE | 0 | 27-SMO-ResidentialMobileHome–SingleWide-DSH_WASH | 10
SDGE | 0 | 27-SMO-ResidentialMobileHome–SingleWide-DSH_WASH | 14
SDGE | 0 | 27-SMO-ResidentialMobileHome–SingleWide-DSH_WASH | 15
SDGE | 0 | 27-SMO-ResidentialMobileHome–SingleWide-DSH_WASH | SYSTEM
SDGE | 0 | 27-SMO-ResidentialMobileHome–SingleWide-FREEZ | 7
SDGE | 0 | 27-SMO-ResidentialMobileHome–SingleWide-FREEZ | 10
SDGE | 0 | 27-SMO-ResidentialMobileHome–SingleWide-FREEZ | 14
SDGE | 0 | 27-SMO-ResidentialMobileHome–SingleWide-FREEZ | 15
SDGE | 0 | 27-SMO-ResidentialMobileHome–SingleWide-FREEZ | SYSTEM
SDGE | 0 | 27-SMO-ResidentialMobileHome–SingleWide-LIGHT | 7
SDGE | 0 | 27-SMO-ResidentialMobileHome–SingleWide-LIGHT | 10
SDGE | 0 | 27-SMO-ResidentialMobileHome–SingleWide-LIGHT | 14
SDGE | 0 | 27-SMO-ResidentialMobileHome–SingleWide-LIGHT | 15
SDGE | 0 | 27-SMO-ResidentialMobileHome–SingleWide-LIGHT | SYSTEM
SDGE | 0 | 27-SMO-ResidentialMobileHome–SingleWide-POOL_PMP | 7
SDGE | 0 | 27-SMO-ResidentialMobileHome–SingleWide-POOL_PMP | 10
SDGE | 0 | 27-SMO-ResidentialMobileHome–SingleWide-POOL_PMP | 14
SDGE | 0 | 27-SMO-ResidentialMobileHome–SingleWide-POOL_PMP | 15
SDGE | 0 | 27-SMO-ResidentialMobileHome–SingleWide-POOL_PMP | SYSTEM
SDGE | 0 | 27-SMO-ResidentialMobileHome–SingleWide-REFG | 7
SDGE | 0 | 27-SMO-ResidentialMobileHome–SingleWide-REFG | 10
SDGE | 0 | 27-SMO-ResidentialMobileHome–SingleWide-REFG | 14
SDGE | 0 | 27-SMO-ResidentialMobileHome–SingleWide-REFG | 15
SDGE | 0 | 27-SMO-ResidentialMobileHome–SingleWide-REFG | SYSTEM
SDGE | 0 | 27-SMO-ResidentialMobileHome–SingleWide-SP_COOL | 7
SDGE | 0 | 27-SMO-ResidentialMobileHome–SingleWide-SP_COOL | 10
SDGE | 0 | 27-SMO-ResidentialMobileHome–SingleWide-SP_COOL | 14
SDGE | 0 | 27-SMO-ResidentialMobileHome–SingleWide-SP_COOL | 15
SDGE | 0 | 27-SMO-ResidentialMobileHome–SingleWide-SP_COOL | SYSTEM
SDGE | 0 | 27-SMO-ResidentialMobileHome–SingleWide-SP_HEAT | 7
SDGE | 0 | 27-SMO-ResidentialMobileHome–SingleWide-SP_HEAT | 10
SDGE | 0 | 27-SMO-ResidentialMobileHome–SingleWide-SP_HEAT | 14
SDGE | 0 | 27-SMO-ResidentialMobileHome–SingleWide-SP_HEAT | 15
SDGE | 0 | 27-SMO-ResidentialMobileHome–SingleWide-SP_HEAT | SYSTEM
SDGE | 0 | 27-SMO-ResidentialMobileHome–SingleWide-WAT_HEAT | 7
SDGE | 0 | 27-SMO-ResidentialMobileHome–SingleWide-WAT_HEAT | 10
SDGE | 0 | 27-SMO-ResidentialMobileHome–SingleWide-WAT_HEAT | 14
SDGE | 0 | 27-SMO-ResidentialMobileHome–SingleWide-WAT_HEAT | 15
SDGE | 0 | 27-SMO-ResidentialMobileHome–SingleWide-WAT_HEAT | SYSTEM
SDGE | 0 | 28-SUN-Storage–Unconditioned-Exit | 7
SDGE | 0 | 28-SUN-Storage–Unconditioned-Exit | 10
SDGE | 0 | 28-SUN-Storage–Unconditioned-Exit | 14
SDGE | 0 | 28-SUN-Storage–Unconditioned-Exit | 15
SDGE | 0 | 28-SUN-Storage–Unconditioned-Exit | SYSTEM
SDGE | 0 | 28-SUN-Storage–Unconditioned-ExtLight | 7
SDGE | 0 | 28-SUN-Storage–Unconditioned-ExtLight | 10
SDGE | 0 | 28-SUN-Storage–Unconditioned-ExtLight | 14
SDGE | 0 | 28-SUN-Storage–Unconditioned-ExtLight | 15
SDGE | 0 | 28-SUN-Storage–Unconditioned-ExtLight | SYSTEM
SDGE | 0 | 29-WRF-Storage–Refrigerated-Cooling | 7
SDGE | 0 | 29-WRF-Storage–Refrigerated-Cooling | 10
SDGE | 0 | 29-WRF-Storage–Refrigerated-Cooling | 14
SDGE | 0 | 29-WRF-Storage–Refrigerated-Cooling | 15
SDGE | 0 | 29-WRF-Storage–Refrigerated-Cooling | SYSTEM
SDGE | 0 | 29-WRF-Storage–Refrigerated-Exit | 7
SDGE | 0 | 29-WRF-Storage–Refrigerated-Exit | 10
SDGE | 0 | 29-WRF-Storage–Refrigerated-Exit | 14
SDGE | 0 | 29-WRF-Storage–Refrigerated-Exit | 15
SDGE | 0 | 29-WRF-Storage–Refrigerated-Exit | SYSTEM
SDGE | 0 | 29-WRF-Storage–Refrigerated-ExtLight | 7
SDGE | 0 | 29-WRF-Storage–Refrigerated-ExtLight | 10
SDGE | 0 | 29-WRF-Storage–Refrigerated-ExtLight | 14
SDGE | 0 | 29-WRF-Storage–Refrigerated-ExtLight | 15
SDGE | 0 | 29-WRF-Storage–Refrigerated-ExtLight | SYSTEM
SDGE | 0 | 30-S20-SIC20Food&KindredProducts-AG_PUMP | 7
SDGE | 0 | 30-S20-SIC20Food&KindredProducts-AG_PUMP | 10
SDGE | 0 | 30-S20-SIC20Food&KindredProducts-AG_PUMP | 14
SDGE | 0 | 30-S20-SIC20Food&KindredProducts-AG_PUMP | 15
SDGE | 0 | 30-S20-SIC20Food&KindredProducts-AG_PUMP | SYSTEM
SDGE | 0 | 30-S20-SIC20Food&KindredProducts-COMP_AIR | 7
SDGE | 0 | 30-S20-SIC20Food&KindredProducts-COMP_AIR | 10
SDGE | 0 | 30-S20-SIC20Food&KindredProducts-COMP_AIR | 14
SDGE | 0 | 30-S20-SIC20Food&KindredProducts-COMP_AIR | 15
SDGE | 0 | 30-S20-SIC20Food&KindredProducts-COMP_AIR | SYSTEM
SDGE | 0 | 30-S20-SIC20Food&KindredProducts-COOL | 7
SDGE | 0 | 30-S20-SIC20Food&KindredProducts-COOL | 10
SDGE | 0 | 30-S20-SIC20Food&KindredProducts-COOL | 14
SDGE | 0 | 30-S20-SIC20Food&KindredProducts-COOL | 15
SDGE | 0 | 30-S20-SIC20Food&KindredProducts-COOL | SYSTEM
SDGE | 0 | 30-S20-SIC20Food&KindredProducts-LIGHT | 7
SDGE | 0 | 30-S20-SIC20Food&KindredProducts-LIGHT | 10
SDGE | 0 | 30-S20-SIC20Food&KindredProducts-LIGHT | 14
SDGE | 0 | 30-S20-SIC20Food&KindredProducts-LIGHT | 15
SDGE | 0 | 30-S20-SIC20Food&KindredProducts-LIGHT | SYSTEM
SDGE | 0 | 30-S20-SIC20Food&KindredProducts-MOTOR | 7
SDGE | 0 | 30-S20-SIC20Food&KindredProducts-MOTOR | 10
SDGE | 0 | 30-S20-SIC20Food&KindredProducts-MOTOR | 14
SDGE | 0 | 30-S20-SIC20Food&KindredProducts-MOTOR | 15
SDGE | 0 | 30-S20-SIC20Food&KindredProducts-MOTOR | SYSTEM
SDGE | 0 | 30-S20-SIC20Food&KindredProducts-PROC_OTH | 7
SDGE | 0 | 30-S20-SIC20Food&KindredProducts-PROC_OTH | 10
SDGE | 0 | 30-S20-SIC20Food&KindredProducts-PROC_OTH | 14
SDGE | 0 | 30-S20-SIC20Food&KindredProducts-PROC_OTH | 15
SDGE | 0 | 30-S20-SIC20Food&KindredProducts-PROC_OTH | SYSTEM
SDGE | 0 | 31-S26-SIC26Paper&AlliedProducts-AG_PUMP | 7
SDGE | 0 | 31-S26-SIC26Paper&AlliedProducts-AG_PUMP | 10
SDGE | 0 | 31-S26-SIC26Paper&AlliedProducts-AG_PUMP | 14
SDGE | 0 | 31-S26-SIC26Paper&AlliedProducts-AG_PUMP | 15
SDGE | 0 | 31-S26-SIC26Paper&AlliedProducts-AG_PUMP | SYSTEM
SDGE | 0 | 31-S26-SIC26Paper&AlliedProducts-COMP_AIR | 7
SDGE | 0 | 31-S26-SIC26Paper&AlliedProducts-COMP_AIR | 10
SDGE | 0 | 31-S26-SIC26Paper&AlliedProducts-COMP_AIR | 14
SDGE | 0 | 31-S26-SIC26Paper&AlliedProducts-COMP_AIR | 15
SDGE | 0 | 31-S26-SIC26Paper&AlliedProducts-COMP_AIR | SYSTEM
SDGE | 0 | 31-S26-SIC26Paper&AlliedProducts-COOL | 7
SDGE | 0 | 31-S26-SIC26Paper&AlliedProducts-COOL | 10
SDGE | 0 | 31-S26-SIC26Paper&AlliedProducts-COOL | 14
SDGE | 0 | 31-S26-SIC26Paper&AlliedProducts-COOL | 15
SDGE | 0 | 31-S26-SIC26Paper&AlliedProducts-COOL | SYSTEM
SDGE | 0 | 31-S26-SIC26Paper&AlliedProducts-LIGHT | 7
SDGE | 0 | 31-S26-SIC26Paper&AlliedProducts-LIGHT | 10
SDGE | 0 | 31-S26-SIC26Paper&AlliedProducts-LIGHT | 14
SDGE | 0 | 31-S26-SIC26Paper&AlliedProducts-LIGHT | 15
SDGE | 0 | 31-S26-SIC26Paper&AlliedProducts-LIGHT | SYSTEM
SDGE | 0 | 31-S26-SIC26Paper&AlliedProducts-MOTOR | 7
SDGE | 0 | 31-S26-SIC26Paper&AlliedProducts-MOTOR | 10
SDGE | 0 | 31-S26-SIC26Paper&AlliedProducts-MOTOR | 14
SDGE | 0 | 31-S26-SIC26Paper&AlliedProducts-MOTOR | 15
SDGE | 0 | 31-S26-SIC26Paper&AlliedProducts-MOTOR | SYSTEM
SDGE | 0 | 31-S26-SIC26Paper&AlliedProducts-PROC_OTH | 7
SDGE | 0 | 31-S26-SIC26Paper&AlliedProducts-PROC_OTH | 10
SDGE | 0 | 31-S26-SIC26Paper&AlliedProducts-PROC_OTH | 14
SDGE | 0 | 31-S26-SIC26Paper&AlliedProducts-PROC_OTH | 15
SDGE | 0 | 31-S26-SIC26Paper&AlliedProducts-PROC_OTH | SYSTEM
SDGE | 0 | 32-S28-SIC28Chemicals&AlliedProducts-AG_PUMP | 7
SDGE | 0 | 32-S28-SIC28Chemicals&AlliedProducts-AG_PUMP | 10
SDGE | 0 | 32-S28-SIC28Chemicals&AlliedProducts-AG_PUMP | 14
SDGE | 0 | 32-S28-SIC28Chemicals&AlliedProducts-AG_PUMP | 15
SDGE | 0 | 32-S28-SIC28Chemicals&AlliedProducts-AG_PUMP | SYSTEM
SDGE | 0 | 32-S28-SIC28Chemicals&AlliedProducts-COMP_AIR | 7
SDGE | 0 | 32-S28-SIC28Chemicals&AlliedProducts-COMP_AIR | 10
SDGE | 0 | 32-S28-SIC28Chemicals&AlliedProducts-COMP_AIR | 14
SDGE | 0 | 32-S28-SIC28Chemicals&AlliedProducts-COMP_AIR | 15
SDGE | 0 | 32-S28-SIC28Chemicals&AlliedProducts-COMP_AIR | SYSTEM
SDGE | 0 | 32-S28-SIC28Chemicals&AlliedProducts-COOL | 7
SDGE | 0 | 32-S28-SIC28Chemicals&AlliedProducts-COOL | 10
SDGE | 0 | 32-S28-SIC28Chemicals&AlliedProducts-COOL | 14
SDGE | 0 | 32-S28-SIC28Chemicals&AlliedProducts-COOL | 15
SDGE | 0 | 32-S28-SIC28Chemicals&AlliedProducts-COOL | SYSTEM
SDGE | 0 | 32-S28-SIC28Chemicals&AlliedProducts-LIGHT | 7
SDGE | 0 | 32-S28-SIC28Chemicals&AlliedProducts-LIGHT | 10
SDGE | 0 | 32-S28-SIC28Chemicals&AlliedProducts-LIGHT | 14
SDGE | 0 | 32-S28-SIC28Chemicals&AlliedProducts-LIGHT | 15
SDGE | 0 | 32-S28-SIC28Chemicals&AlliedProducts-LIGHT | SYSTEM
SDGE | 0 | 32-S28-SIC28Chemicals&AlliedProducts-MOTOR | 7
SDGE | 0 | 32-S28-SIC28Chemicals&AlliedProducts-MOTOR | 10
SDGE | 0 | 32-S28-SIC28Chemicals&AlliedProducts-MOTOR | 14
SDGE | 0 | 32-S28-SIC28Chemicals&AlliedProducts-MOTOR | 15
SDGE | 0 | 32-S28-SIC28Chemicals&AlliedProducts-MOTOR | SYSTEM
SDGE | 0 | 32-S28-SIC28Chemicals&AlliedProducts-PROC_OTH | 7
SDGE | 0 | 32-S28-SIC28Chemicals&AlliedProducts-PROC_OTH | 10
SDGE | 0 | 32-S28-SIC28Chemicals&AlliedProducts-PROC_OTH | 14
SDGE | 0 | 32-S28-SIC28Chemicals&AlliedProducts-PROC_OTH | 15
SDGE | 0 | 32-S28-SIC28Chemicals&AlliedProducts-PROC_OTH | SYSTEM
SDGE | 0 | 33-S29-SIC29Petroleum&CoalProducts-AG_PUMP | 7
SDGE | 0 | 33-S29-SIC29Petroleum&CoalProducts-AG_PUMP | 10
SDGE | 0 | 33-S29-SIC29Petroleum&CoalProducts-AG_PUMP | 14
SDGE | 0 | 33-S29-SIC29Petroleum&CoalProducts-AG_PUMP | 15
SDGE | 0 | 33-S29-SIC29Petroleum&CoalProducts-AG_PUMP | SYSTEM
SDGE | 0 | 33-S29-SIC29Petroleum&CoalProducts-COMP_AIR | 7
SDGE | 0 | 33-S29-SIC29Petroleum&CoalProducts-COMP_AIR | 10
SDGE | 0 | 33-S29-SIC29Petroleum&CoalProducts-COMP_AIR | 14
SDGE | 0 | 33-S29-SIC29Petroleum&CoalProducts-COMP_AIR | 15
SDGE | 0 | 33-S29-SIC29Petroleum&CoalProducts-COMP_AIR | SYSTEM
SDGE | 0 | 33-S29-SIC29Petroleum&CoalProducts-COOL | 7
SDGE | 0 | 33-S29-SIC29Petroleum&CoalProducts-COOL | 10
SDGE | 0 | 33-S29-SIC29Petroleum&CoalProducts-COOL | 14
SDGE | 0 | 33-S29-SIC29Petroleum&CoalProducts-COOL | 15
SDGE | 0 | 33-S29-SIC29Petroleum&CoalProducts-COOL | SYSTEM
SDGE | 0 | 33-S29-SIC29Petroleum&CoalProducts-LIGHT | 7
SDGE | 0 | 33-S29-SIC29Petroleum&CoalProducts-LIGHT | 10
SDGE | 0 | 33-S29-SIC29Petroleum&CoalProducts-LIGHT | 14
SDGE | 0 | 33-S29-SIC29Petroleum&CoalProducts-LIGHT | 15
SDGE | 0 | 33-S29-SIC29Petroleum&CoalProducts-LIGHT | SYSTEM
SDGE | 0 | 33-S29-SIC29Petroleum&CoalProducts-MOTOR | 7
SDGE | 0 | 33-S29-SIC29Petroleum&CoalProducts-MOTOR | 10
SDGE | 0 | 33-S29-SIC29Petroleum&CoalProducts-MOTOR | 14
SDGE | 0 | 33-S29-SIC29Petroleum&CoalProducts-MOTOR | 15
SDGE | 0 | 33-S29-SIC29Petroleum&CoalProducts-MOTOR | SYSTEM
SDGE | 0 | 33-S29-SIC29Petroleum&CoalProducts-PROC_OTH | 7
SDGE | 0 | 33-S29-SIC29Petroleum&CoalProducts-PROC_OTH | 10
SDGE | 0 | 33-S29-SIC29Petroleum&CoalProducts-PROC_OTH | 14
SDGE | 0 | 33-S29-SIC29Petroleum&CoalProducts-PROC_OTH | 15
SDGE | 0 | 33-S29-SIC29Petroleum&CoalProducts-PROC_OTH | SYSTEM
SDGE | 0 | 34-S33-SIC33Metals-AG_PUMP | 7
SDGE | 0 | 34-S33-SIC33Metals-AG_PUMP | 10
SDGE | 0 | 34-S33-SIC33Metals-AG_PUMP | 14
SDGE | 0 | 34-S33-SIC33Metals-AG_PUMP | 15
SDGE | 0 | 34-S33-SIC33Metals-AG_PUMP | SYSTEM
SDGE | 0 | 34-S33-SIC33Metals-COMP_AIR | 7
SDGE | 0 | 34-S33-SIC33Metals-COMP_AIR | 10
SDGE | 0 | 34-S33-SIC33Metals-COMP_AIR | 14
SDGE | 0 | 34-S33-SIC33Metals-COMP_AIR | 15
SDGE | 0 | 34-S33-SIC33Metals-COMP_AIR | SYSTEM
SDGE | 0 | 34-S33-SIC33Metals-COOL | 7
SDGE | 0 | 34-S33-SIC33Metals-COOL | 10
SDGE | 0 | 34-S33-SIC33Metals-COOL | 14
SDGE | 0 | 34-S33-SIC33Metals-COOL | 15
SDGE | 0 | 34-S33-SIC33Metals-COOL | SYSTEM
SDGE | 0 | 34-S33-SIC33Metals-LIGHT | 7
SDGE | 0 | 34-S33-SIC33Metals-LIGHT | 10
SDGE | 0 | 34-S33-SIC33Metals-LIGHT | 14
SDGE | 0 | 34-S33-SIC33Metals-LIGHT | 15
SDGE | 0 | 34-S33-SIC33Metals-LIGHT | SYSTEM
SDGE | 0 | 34-S33-SIC33Metals-MOTOR | 7
SDGE | 0 | 34-S33-SIC33Metals-MOTOR | 10
SDGE | 0 | 34-S33-SIC33Metals-MOTOR | 14
SDGE | 0 | 34-S33-SIC33Metals-MOTOR | 15
SDGE | 0 | 34-S33-SIC33Metals-MOTOR | SYSTEM
SDGE | 0 | 34-S33-SIC33Metals-PROC_OTH | 7
SDGE | 0 | 34-S33-SIC33Metals-PROC_OTH | 10
SDGE | 0 | 34-S33-SIC33Metals-PROC_OTH | 14
SDGE | 0 | 34-S33-SIC33Metals-PROC_OTH | 15
SDGE | 0 | 34-S33-SIC33Metals-PROC_OTH | SYSTEM
SDGE | 0 | 35-OTI-OtherIndustrial-AG_PUMP | 7
SDGE | 0 | 35-OTI-OtherIndustrial-AG_PUMP | 10
SDGE | 0 | 35-OTI-OtherIndustrial-AG_PUMP | 14
SDGE | 0 | 35-OTI-OtherIndustrial-AG_PUMP | 15
SDGE | 0 | 35-OTI-OtherIndustrial-AG_PUMP | SYSTEM
SDGE | 0 | 35-OTI-OtherIndustrial-COMP_AIR | 7
SDGE | 0 | 35-OTI-OtherIndustrial-COMP_AIR | 10
SDGE | 0 | 35-OTI-OtherIndustrial-COMP_AIR | 14
SDGE | 0 | 35-OTI-OtherIndustrial-COMP_AIR | 15
SDGE | 0 | 35-OTI-OtherIndustrial-COMP_AIR | SYSTEM
SDGE | 0 | 35-OTI-OtherIndustrial-COOL | 7
SDGE | 0 | 35-OTI-OtherIndustrial-COOL | 10
SDGE | 0 | 35-OTI-OtherIndustrial-COOL | 14
SDGE | 0 | 35-OTI-OtherIndustrial-COOL | 15
SDGE | 0 | 35-OTI-OtherIndustrial-COOL | SYSTEM
SDGE | 0 | 35-OTI-OtherIndustrial-LIGHT | 7
SDGE | 0 | 35-OTI-OtherIndustrial-LIGHT | 10
SDGE | 0 | 35-OTI-OtherIndustrial-LIGHT | 14
SDGE | 0 | 35-OTI-OtherIndustrial-LIGHT | 15
SDGE | 0 | 35-OTI-OtherIndustrial-LIGHT | SYSTEM
SDGE | 0 | 35-OTI-OtherIndustrial-MOTOR | 7
SDGE | 0 | 35-OTI-OtherIndustrial-MOTOR | 10
SDGE | 0 | 35-OTI-OtherIndustrial-MOTOR | 14
SDGE | 0 | 35-OTI-OtherIndustrial-MOTOR | 15
SDGE | 0 | 35-OTI-OtherIndustrial-MOTOR | SYSTEM
SDGE | 0 | 35-OTI-OtherIndustrial-PROC_OTH | 7
SDGE | 0 | 35-OTI-OtherIndustrial-PROC_OTH | 10
SDGE | 0 | 35-OTI-OtherIndustrial-PROC_OTH | 14
SDGE | 0 | 35-OTI-OtherIndustrial-PROC_OTH | 15
SDGE | 0 | 35-OTI-OtherIndustrial-PROC_OTH | SYSTEM
SDGE | 0 | 36-GST-Lodging-GuestRooms-Cooling | 7
SDGE | 0 | 36-GST-Lodging-GuestRooms-Cooling | 10
SDGE | 0 | 36-GST-Lodging-GuestRooms-Cooling | 14
SDGE | 0 | 36-GST-Lodging-GuestRooms-Cooling | 15
SDGE | 0 | 36-GST-Lodging-GuestRooms-Cooling | SYSTEM
SDGE | 0 | 36-GST-Lodging-GuestRooms-ExtLight | 7
SDGE | 0 | 36-GST-Lodging-GuestRooms-ExtLight | 10
SDGE | 0 | 36-GST-Lodging-GuestRooms-ExtLight | 14
SDGE | 0 | 36-GST-Lodging-GuestRooms-ExtLight | 15
SDGE | 0 | 36-GST-Lodging-GuestRooms-ExtLight | SYSTEM
SDGE | 0 | 36-GST-Lodging-GuestRooms-IntLight | 7
SDGE | 0 | 36-GST-Lodging-GuestRooms-IntLight | 10
SDGE | 0 | 36-GST-Lodging-GuestRooms-IntLight | 14
SDGE | 0 | 36-GST-Lodging-GuestRooms-IntLight | 15
SDGE | 0 | 36-GST-Lodging-GuestRooms-IntLight | SYSTEM
SDGE | 0 | 36-GST-Lodging-GuestRooms-OffEquip | 7
SDGE | 0 | 36-GST-Lodging-GuestRooms-OffEquip | 10
SDGE | 0 | 36-GST-Lodging-GuestRooms-OffEquip | 14
SDGE | 0 | 36-GST-Lodging-GuestRooms-OffEquip | 15
SDGE | 0 | 36-GST-Lodging-GuestRooms-OffEquip | SYSTEM
SDGE | 0 | 36-GST-Lodging-GuestRooms-Refrig | 7
SDGE | 0 | 36-GST-Lodging-GuestRooms-Refrig | 10
SDGE | 0 | 36-GST-Lodging-GuestRooms-Refrig | 14
SDGE | 0 | 36-GST-Lodging-GuestRooms-Refrig | 15
SDGE | 0 | 36-GST-Lodging-GuestRooms-Refrig | SYSTEM
SDGE | 0 | 36-GST-Lodging-GuestRooms-Vent/Fan | 7
SDGE | 0 | 36-GST-Lodging-GuestRooms-Vent/Fan | 10
SDGE | 0 | 36-GST-Lodging-GuestRooms-Vent/Fan | 14
SDGE | 0 | 36-GST-Lodging-GuestRooms-Vent/Fan | 15
SDGE | 0 | 36-GST-Lodging-GuestRooms-Vent/Fan | SYSTEM
SDGE | Res | DEER:Indoor_CFL_Ltg | 7
SDGE | Res | DEER:Indoor_CFL_Ltg | 10
SDGE | Res | DEER:Indoor_CFL_Ltg | 14
SDGE | Res | DEER:Indoor_CFL_Ltg | 15
SDGE | Res | DEER:Indoor_CFL_Ltg | SYSTEM
SDGE | Res | DEER:RefgFrzr_HighEff | 7
SDGE | Res | DEER:RefgFrzr_HighEff | 10
SDGE | Res | DEER:RefgFrzr_HighEff | 14
SDGE | Res | DEER:RefgFrzr_HighEff | 15
SDGE | Res | DEER:RefgFrzr_HighEff | SYSTEM
SDGE | Res | DEER:RefgFrzr_Recyc-Conditioned | 7
SDGE | Res | DEER:RefgFrzr_Recyc-Conditioned | 10
SDGE | Res | DEER:RefgFrzr_Recyc-Conditioned | 14
SDGE | Res | DEER:RefgFrzr_Recyc-Conditioned | 15
SDGE | Res | DEER:RefgFrzr_Recyc-Conditioned | SYSTEM
SDGE | Res | DEER:RefgFrzr_Recyc-UnConditioned | 7
SDGE | Res | DEER:RefgFrzr_Recyc-UnConditioned | 10
SDGE | Res | DEER:RefgFrzr_Recyc-UnConditioned | 14
SDGE | Res | DEER:RefgFrzr_Recyc-UnConditioned | 15
SDGE | Res | DEER:RefgFrzr_Recyc-UnConditioned | SYSTEM
SDGE | Res | DEER:HVAC_Eff_AC | 7
SDGE | Res | DEER:HVAC_Eff_AC | 10
SDGE | Res | DEER:HVAC_Eff_AC | 14
SDGE | Res | DEER:HVAC_Eff_AC | 15
SDGE | Res | DEER:HVAC_Eff_AC | SYSTEM
SDGE | Res | DEER:HVAC_Eff_HP | 7
SDGE | Res | DEER:HVAC_Eff_HP | 10
SDGE | Res | DEER:HVAC_Eff_HP | 14
SDGE | Res | DEER:HVAC_Eff_HP | 15
SDGE | Res | DEER:HVAC_Eff_HP | SYSTEM
SDGE | Res | DEER:HVAC_Duct_Sealing | 7
SDGE | Res | DEER:HVAC_Duct_Sealing | 10
SDGE | Res | DEER:HVAC_Duct_Sealing | 14
SDGE | Res | DEER:HVAC_Duct_Sealing | 15
SDGE | Res | DEER:HVAC_Duct_Sealing | SYSTEM
SDGE | Res | DEER:HVAC_Refrig_Charge | 7
SDGE | Res | DEER:HVAC_Refrig_Charge | 10
SDGE | Res | DEER:HVAC_Refrig_Charge | 14
SDGE | Res | DEER:HVAC_Refrig_Charge | 15
SDGE | Res | DEER:HVAC_Refrig_Charge | SYSTEM
SDGE | Res | DEER:Refg_Chrg_Duct_Seal | 7
SDGE | Res | DEER:Refg_Chrg_Duct_Seal | 10
SDGE | Res | DEER:Refg_Chrg_Duct_Seal | 14
SDGE | Res | DEER:Refg_Chrg_Duct_Seal | 15
SDGE | Res | DEER:Refg_Chrg_Duct_Seal | SYSTEM
SDGE | Res | DEER:RefgFrzr_Recycling | 7
SDGE | Res | DEER:RefgFrzr_Recycling | 10
SDGE | Res | DEER:RefgFrzr_Recycling | 14
SDGE | Res | DEER:RefgFrzr_Recycling | 15
SDGE | Res | DEER:RefgFrzr_Recycling | SYSTEM
SDGE | Non_Res | DEER:Indoor_CFL_Ltg | 7
SDGE | Non_Res | DEER:Indoor_CFL_Ltg | 10
SDGE | Non_Res | DEER:Indoor_CFL_Ltg | 14
SDGE | Non_Res | DEER:Indoor_CFL_Ltg | 15
SDGE | Non_Res | DEER:Indoor_CFL_Ltg | SYSTEM
SDGE | Non_Res | DEER:Indoor_Non-CFL_Ltg | 7
SDGE | Non_Res | DEER:Indoor_Non-CFL_Ltg | 10
SDGE | Non_Res | DEER:Indoor_Non-CFL_Ltg | 14
SDGE | Non_Res | DEER:Indoor_Non-CFL_Ltg | 15
SDGE | Non_Res | DEER:Indoor_Non-CFL_Ltg | SYSTEM
SDGE | Non_Res | DEER:HVAC_Chillers | 7
SDGE | Non_Res | DEER:HVAC_Chillers | 10
SDGE | Non_Res | DEER:HVAC_Chillers | 14
SDGE | Non_Res | DEER:HVAC_Chillers | 15
SDGE | Non_Res | DEER:HVAC_Chillers | SYSTEM
SDGE | Non_Res | DEER:HVAC_Refrig_Charge | 7
SDGE | Non_Res | DEER:HVAC_Refrig_Charge | 10
SDGE | Non_Res | DEER:HVAC_Refrig_Charge | 14
SDGE | Non_Res | DEER:HVAC_Refrig_Charge | 15
SDGE | Non_Res | DEER:HVAC_Refrig_Charge | SYSTEM
SDGE | Non_Res | DEER:HVAC_Split-Package_AC | 7
SDGE | Non_Res | DEER:HVAC_Split-Package_AC | 10
SDGE | Non_Res | DEER:HVAC_Split-Package_AC | 14
SDGE | Non_Res | DEER:HVAC_Split-Package_AC | 15
SDGE | Non_Res | DEER:HVAC_Split-Package_AC | SYSTEM
SDGE | Non_Res | DEER:HVAC_Duct_Sealing | 7
SDGE | Non_Res | DEER:HVAC_Duct_Sealing | 10
SDGE | Non_Res | DEER:HVAC_Duct_Sealing | 14
SDGE | Non_Res | DEER:HVAC_Duct_Sealing | 15
SDGE | Non_Res | DEER:HVAC_Duct_Sealing | SYSTEM
SDGE | Non_Res | DEER:HVAC_Split-Package_HP | 7
SDGE | Non_Res | DEER:HVAC_Split-Package_HP | 10
SDGE | Non_Res | DEER:HVAC_Split-Package_HP | 14
SDGE | Non_Res | DEER:HVAC_Split-Package_HP | 15
SDGE | Non_Res | DEER:HVAC_Split-Package_HP | SYSTEM
SDGE | Res | DEER:Res_ClothesDishWasher | 7
SDGE | Res | DEER:Res_ClothesDishWasher | 10
SDGE | Res | DEER:Res_ClothesDishWasher | 14
SDGE | Res | DEER:Res_ClothesDishWasher | 15
SDGE | Res | DEER:Res_ClothesDishWasher | SYSTEM
SDGE | Res | DEER:Res_BldgShell_Ins | 7
SDGE | Res | DEER:Res_BldgShell_Ins | 10
SDGE | Res | DEER:Res_BldgShell_Ins | 14
SDGE | Res | DEER:Res_BldgShell_Ins | 15
SDGE | Res | DEER:Res_BldgShell_Ins | SYSTEM
SDGE | 0 | 22-RT3-Retail–3StoryLarge-LIT_EXT | All
SDGE | 0 | 16-NRS-Health/Medical–Clinic-OFF_EQ | All
SDGE | 0 | 27-SMO-ResidentialMobileHome–SingleWide-FREEZ | All
SDGE | 0 | 24-RTS-Retail–Small-LIT_INT | All
SDGE | 0 | 26-SFM-ResidentialSingleFamily-SP_HEAT | All
SDGE | 0 | 07-ESE-Education–SecondarySchool-COOL | All
SDGE | 0 | 03-BCR-BothResidentialandCommercial-LIT_EXT | All
SDGE | 0 | 13-MFM-ResidentialMulti-family-SP_COOL | All
SDGE | 0 | 36-GST-Lodging-GuestRooms-Vent/Fan | All
SDGE | 0 | 22-RT3-Retail–3StoryLarge-VENT | All
SDGE | 0 | 05-ECC-Education–CommunityCollege-VENT | All
SDGE | 0 | 11-HTL-Lodging–Hotel(GuestRooms)-LIT_INT | All
SDGE | 0 | 27-SMO-ResidentialMobileHome–SingleWide-WAT_HEAT | All
SDGE | 0 | 13-MFM-ResidentialMulti-family-WAT_HEAT | All
SDGE | 0 | 36-GST-Lodging-GuestRooms-IntLight | All
SDGE | 0 | 12-MBT-Manufacturing–Bio/Tech-MOTOR | All
SDGE | 0 | 13-MFM-ResidentialMulti-family-DSH_WASH | All
SDGE | 0 | 18-OFS-Office–Small-Cooling | All
SDGE | 0 | 27-SMO-ResidentialMobileHome–SingleWide-CL_DRY | All
SDGE | 0 | 15-MTL-Lodging–Motel-REFG | All
SDGE | 0 | 15-MTL-Lodging–Motel-VENT | All
SDGE | 0 | 30-S20-SIC20Food&KindredProducts-COOL | All
SDGE | 0 | 02-ASM-Assembly-Exit | All
SDGE | 0 | 36-GST-Lodging-GuestRooms-OffEquip | All
SDGE | 0 | 17-OFL-Office–Large-Vent/Fan | All
SDGE | 0 | 17-OFL-Office–Large-Refrig | All
SDGE | 0 | 32-S28-SIC28Chemicals&AlliedProducts-PROC_OTH | All
SDGE | 0 | 10-HSP-Health/Medical–Hospital-LIT_EXT | All
SDGE | 0 | 11-HTL-Lodging–Hotel(GuestRooms)-OFF_EQ | All
SDGE | 0 | 32-S28-SIC28Chemicals&AlliedProducts-MOTOR | All
SDGE | 0 | 31-S26-SIC26Paper&AlliedProducts-MOTOR | All
SDGE | 0 | 09-GRO-Grocery-COOL | All
SDGE | 0 | 11-HTL-Lodging–Hotel(GuestRooms)-LIT_EXT | All
SDGE | 0 | 16-NRS-Health/Medical–Clinic-LIT_INT | All
SDGE | 0 | 25-SCN-Storage–Conditioned-Exit | All
SDGE | 0 | 09-GRO-Grocery-REFG | All
SDGE | 0 | 14-MLI-Manufacturing–LightIndustry-AG_PUMP | All
SDGE | 0 | 01-ALC-AllCommercial-OffEquip | All
SDGE | 0 | 23-RTL-Retail–SingleStorylarge-REFG | All
SDGE | 0 | 18-OFS-Office–Small-Vent/Fan | All
SDGE | 0 | 30-S20-SIC20Food&KindredProducts-PROC_OTH | All
SDGE | 0 | 26-SFM-ResidentialSingleFamily-DSH_WASH | All
SDGE | 0 | 18-OFS-Office–Small-OffEquip | All
SDGE | 0 | 02-ASM-Assembly-Cooling | All
SDGE | 0 | 33-S29-SIC29Petroleum&CoalProducts-LIGHT | All
SDGE | 0 | 23-RTL-Retail–SingleStorylarge-LIT_EXT | All
SDGE | 0 | 32-S28-SIC28Chemicals&AlliedProducts-COOL | All
SDGE | 0 | 27-SMO-ResidentialMobileHome–SingleWide-SP_COOL | All
SDGE | 0 | 29-WRF-Storage–Refrigerated-ExtLight | All
SDGE | 0 | 10-HSP-Health/Medical–Hospital-VENT | All
SDGE | 0 | 35-OTI-OtherIndustrial-COOL | All
SDGE | 0 | 03-BCR-BothResidentialandCommercial-REFG | All
SDGE | 0 | 26-SFM-ResidentialSingleFamily-REFG | All
SDGE | 0 | 11-HTL-Lodging–Hotel(GuestRooms)-REFG | All
SDGE | 0 | 20-RFF-Restaurant–FastFood-Refrig | All
SDGE | 0 | 01-ALC-AllCommercial-ExtLight | All
SDGE | 0 | 27-SMO-ResidentialMobileHome–SingleWide-POOL_PMP | All
SDGE | 0 | 26-SFM-ResidentialSingleFamily-CL_WASH | All
SDGE | 0 | 28-SUN-Storage–Unconditioned-ExtLight | All
SDGE | 0 | 28-SUN-Storage–Unconditioned-Exit | All
SDGE | 0 | 13-MFM-ResidentialMulti-family-CL_WASH | All
SDGE | 0 | 01-ALC-AllCommercial-Refrig | All
SDGE | 0 | 13-MFM-ResidentialMulti-family-SP_HEAT | All
SDGE | 0 | 03-BCR-BothResidentialandCommercial-OFF_EQ | All
SDGE | 0 | 19-RES-AllResidential-LIGHT | All
SDGE | 0 | 08-EUN-Education–University-OFF_EQ | All
SDGE | 0 | 32-S28-SIC28Chemicals&AlliedProducts-COMP_AIR | All
SDGE | 0 | 27-SMO-ResidentialMobileHome–SingleWide-SP_HEAT | All
SDGE | 0 | 04-DMO-ResidentialMobileHome–DoubleWide-DSH_WASH | All
SDGE | 0 | 07-ESE-Education–SecondarySchool-LIT_EXT | All
SDGE | 0 | 27-SMO-ResidentialMobileHome–SingleWide-DSH_WASH | All
SDGE | 0 | 19-RES-AllResidential-DSH_WASH | All
SDGE | 0 | 08-EUN-Education–University-LIT_INT | All
SDGE | 0 | 12-MBT-Manufacturing–Bio/Tech-PROC_OTH | All
SDGE | 0 | 15-MTL-Lodging–Motel-OFF_EQ | All
SDGE | 0 | 13-MFM-ResidentialMulti-family-LIGHT | All
SDGE | 0 | 05-ECC-Education–CommunityCollege-OFF_EQ | All
SDGE | 0 | 05-ECC-Education–CommunityCollege-LIT_EXT | All
SDGE | 0 | 19-RES-AllResidential-SP_HEAT | All
SDGE | 0 | 22-RT3-Retail–3StoryLarge-REFG | All
SDGE | 0 | 21-RSD-Restaurant–SitDown-VENT | All
SDGE | 0 | 24-RTS-Retail–Small-OFF_EQ | All
SDGE | 0 | 36-GST-Lodging-GuestRooms-Refrig | All
SDGE | 0 | 36-GST-Lodging-GuestRooms-Cooling | All
SDGE | 0 | 09-GRO-Grocery-OFF_EQ | All
SDGE | 0 | 26-SFM-ResidentialSingleFamily-SP_COOL | All
SDGE | 0 | 34-S33-SIC33Metals-PROC_OTH | All
SDGE | 0 | 23-RTL-Retail–SingleStorylarge-VENT | All
SDGE | 0 | 12-MBT-Manufacturing–Bio/Tech-AG_PUMP | All
SDGE | 0 | 21-RSD-Restaurant–SitDown-LIT_EXT | All
SDGE | 0 | 27-SMO-ResidentialMobileHome–SingleWide-REFG | All
SDGE | 0 | 04-DMO-ResidentialMobileHome–DoubleWide-SP_HEAT | All
SDGE | 0 | 04-DMO-ResidentialMobileHome–DoubleWide-CL_WASH | All
SDGE | 0 | 04-DMO-ResidentialMobileHome–DoubleWide-WAT_HEAT | All
SDGE | 0 | 15-MTL-Lodging–Motel-LIT_INT | All
SDGE | 0 | 08-EUN-Education–University-LIT_EXT | All
SDGE | 0 | 05-ECC-Education–CommunityCollege-REFG | All
SDGE | 0 | 30-S20-SIC20Food&KindredProducts-LIGHT | All
SDGE | 0 | 16-NRS-Health/Medical–Clinic-VENT | All
SDGE | 0 | 14-MLI-Manufacturing–LightIndustry-COMP_AIR | All
SDGE | 0 | 24-RTS-Retail–Small-COOL | All
SDGE | 0 | 20-RFF-Restaurant–FastFood-Vent/Fan | All
SDGE | 0 | 14-MLI-Manufacturing–LightIndustry-MOTOR | All
SDGE | 0 | 35-OTI-OtherIndustrial-PROC_OTH | All
SDGE | 0 | 22-RT3-Retail–3StoryLarge-LIT_INT | All
SDGE | 0 | 32-S28-SIC28Chemicals&AlliedProducts-LIGHT | All
SDGE | 0 | 04-DMO-ResidentialMobileHome–DoubleWide-LIGHT | All
SDGE | 0 | 07-ESE-Education–SecondarySchool-LIT_INT | All
SDGE | 0 | 08-EUN-Education–University-REFG | All
SDGE | 0 | 16-NRS-Health/Medical–Clinic-COOL | All
SDGE | 0 | 06-EPR-Education–PrimarySchool-COOL | All
SDGE | 0 | 06-EPR-Education–PrimarySchool-LIT_INT | All
SDGE | 0 | 18-OFS-Office–Small-Refrig | All
SDGE | 0 | 17-OFL-Office–Large-Cooling | All
SDGE | 0 | 30-S20-SIC20Food&KindredProducts-COMP_AIR | All
SDGE | 0 | 23-RTL-Retail–SingleStorylarge-COOL | All
SDGE | 0 | 20-RFF-Restaurant–FastFood-ExtLight | All
SDGE | 0 | 33-S29-SIC29Petroleum&CoalProducts-COMP_AIR | All
SDGE | 0 | 07-ESE-Education–SecondarySchool-OFF_EQ | All
SDGE | 0 | 31-S26-SIC26Paper&AlliedProducts-COMP_AIR | All
SDGE | 0 | 31-S26-SIC26Paper&AlliedProducts-LIGHT | All
SDGE | 0 | 07-ESE-Education–SecondarySchool-VENT | All
SDGE | 0 | 15-MTL-Lodging–Motel-COOL | All
SDGE | 0 | 19-RES-AllResidential-FREEZ | All
SDGE | 0 | 20-RFF-Restaurant–FastFood-Cooling | All
SDGE | 0 | 11-HTL-Lodging–Hotel(GuestRooms)-VENT | All
SDGE | 0 | 05-ECC-Education–CommunityCollege-COOL | All
SDGE | 0 | 19-RES-AllResidential-CL_DRY | All
SDGE | 0 | 24-RTS-Retail–Small-VENT | All
SDGE | 0 | 08-EUN-Education–University-VENT | All
SDGE | 0 | 29-WRF-Storage–Refrigerated-Cooling | All
SDGE | 0 | 19-RES-AllResidential-SP_COOL | All
SDGE | 0 | 16-NRS-Health/Medical–Clinic-REFG | All
SDGE | 0 | 34-S33-SIC33Metals-COOL | All
SDGE | 0 | 12-MBT-Manufacturing–Bio/Tech-LIGHT | All
SDGE | 0 | 10-HSP-Health/Medical–Hospital-LIT_INT | All
SDGE | 0 | 24-RTS-Retail–Small-LIT_EXT | All
SDGE | 0 | 08-EUN-Education–University-COOL | All
SDGE | 0 | 04-DMO-ResidentialMobileHome–DoubleWide-REFG | All
SDGE | 0 | 27-SMO-ResidentialMobileHome–SingleWide-CL_WASH | All
SDGE | 0 | 14-MLI-Manufacturing–LightIndustry-LIGHT | All
SDGE | 0 | 25-SCN-Storage–Conditioned-Cooling | All
SDGE | 0 | 15-MTL-Lodging–Motel-LIT_EXT | All
SDGE | 0 | 35-OTI-OtherIndustrial-LIGHT | All
SDGE | 0 | 33-S29-SIC29Petroleum&CoalProducts-AG_PUMP | All
SDGE | 0 | 19-RES-AllResidential-CL_WASH | All
SDGE | 0 | 03-BCR-BothResidentialandCommercial-LIT_INT | All
SDGE | 0 | 10-HSP-Health/Medical–Hospital-COOL | All
SDGE | 0 | 19-RES-AllResidential-POOL_PMP | All
SDGE | 0 | 29-WRF-Storage–Refrigerated-Exit | All
SDGE | 0 | 17-OFL-Office–Large-OffEquip | All
SDGE | 0 | 17-OFL-Office–Large-ExtLight | All
SDGE | 0 | 21-RSD-Restaurant–SitDown-REFG | All
SDGE | 0 | 31-S26-SIC26Paper&AlliedProducts-AG_PUMP | All
SDGE | 0 | 06-EPR-Education–PrimarySchool-OFF_EQ | All
SDGE | 0 | 21-RSD-Restaurant–SitDown-PROC_OTH | All
SDGE | 0 | 35-OTI-OtherIndustrial-COMP_AIR | All
SDGE | 0 | 32-S28-SIC28Chemicals&AlliedProducts-AG_PUMP | All
SDGE | 0 | 01-ALC-AllCommercial-Cooling | All
SDGE | 0 | 02-ASM-Assembly-IntLight | All
SDGE | 0 | 04-DMO-ResidentialMobileHome–DoubleWide-SP_COOL | All
SDGE | 0 | 34-S33-SIC33Metals-AG_PUMP | All
SDGE | 0 | 26-SFM-ResidentialSingleFamily-FREEZ | All
SDGE | 0 | 09-GRO-Grocery-LIT_INT | All
SDGE | 0 | 16-NRS-Health/Medical–Clinic-LIT_EXT | All
SDGE | 0 | 05-ECC-Education–CommunityCollege-LIT_INT | All
SDGE | 0 | 21-RSD-Restaurant–SitDown-COOL | All
SDGE | 0 | 33-S29-SIC29Petroleum&CoalProducts-COOL | All
SDGE | 0 | 33-S29-SIC29Petroleum&CoalProducts-MOTOR | All
SDGE | 0 | 13-MFM-ResidentialMulti-family-REFG | All
SDGE | 0 | 31-S26-SIC26Paper&AlliedProducts-PROC_OTH | All
SDGE | 0 | 34-S33-SIC33Metals-MOTOR | All
SDGE | 0 | 06-EPR-Education–PrimarySchool-VENT | All
SDGE | 0 | 21-RSD-Restaurant–SitDown-OFF_EQ | All
SDGE | 0 | 20-RFF-Restaurant–FastFood-OffEquip | All
SDGE | 0 | 34-S33-SIC33Metals-LIGHT | All
SDGE | 0 | 26-SFM-ResidentialSingleFamily-POOL_PMP | All
SDGE | 0 | 06-EPR-Education–PrimarySchool-LIT_EXT | All
SDGE | 0 | 21-RSD-Restaurant–SitDown-LIT_INT | All
SDGE | 0 | 12-MBT-Manufacturing–Bio/Tech-COMP_AIR | All
SDGE | 0 | 03-BCR-BothResidentialandCommercial-VENT | All
SDGE | 0 | 35-OTI-OtherIndustrial-AG_PUMP | All
SDGE | 0 | 04-DMO-ResidentialMobileHome–DoubleWide-POOL_PMP | All
SDGE | 0 | 14-MLI-Manufacturing–LightIndustry-COOL | All
SDGE | 0 | 33-S29-SIC29Petroleum&CoalProducts-PROC_OTH | All
SDGE | 0 | 01-ALC-AllCommercial-IntLight | All
SDGE | 0 | 01-ALC-AllCommercial-Vent/Fan | All
SDGE | 0 | 19-RES-AllResidential-WAT_HEAT | All
SDGE | 0 | 06-EPR-Education–PrimarySchool-REFG | All
SDGE | 0 | 13-MFM-ResidentialMulti-family-FREEZ | All
SDGE | 0 | 12-MBT-Manufacturing–Bio/Tech-COOL | All
SDGE | 0 | 24-RTS-Retail–Small-REFG | All
SDGE | 0 | 25-SCN-Storage–Conditioned-ExtLight | All
SDGE | 0 | 22-RT3-Retail–3StoryLarge-OFF_EQ | All
SDGE | 0 | 26-SFM-ResidentialSingleFamily-LIGHT | All
SDGE | 0 | 30-S20-SIC20Food&KindredProducts-AG_PUMP | All
SDGE | 0 | 04-DMO-ResidentialMobileHome–DoubleWide-CL_DRY | All
SDGE | 0 | 07-ESE-Education–SecondarySchool-REFG | All
SDGE | 0 | 03-BCR-BothResidentialandCommercial-COOL | All
SDGE | 0 | 36-GST-Lodging-GuestRooms-ExtLight | All
SDGE | 0 | 09-GRO-Grocery-LIT_EXT | All
SDGE | 0 | 10-HSP-Health/Medical–Hospital-REFG | All
SDGE | 0 | 20-RFF-Restaurant–FastFood-IntLight | All
SDGE | 0 | 19-RES-AllResidential-REFG | All
SDGE | 0 | 35-OTI-OtherIndustrial-MOTOR | All
SDGE | 0 | 26-SFM-ResidentialSingleFamily-CL_DRY | All
SDGE | 0 | 23-RTL-Retail–SingleStorylarge-OFF_EQ | All
SDGE | 0 | 09-GRO-Grocery-VENT | All
SDGE | 0 | 10-HSP-Health/Medical–Hospital-OFF_EQ | All
SDGE | 0 | 18-OFS-Office–Small-ExtLight | All
SDGE | 0 | 17-OFL-Office–Large-IntLight | All
SDGE | 0 | 34-S33-SIC33Metals-COMP_AIR | All
SDGE | 0 | 14-MLI-Manufacturing–LightIndustry-PROC_OTH | All
SDGE | 0 | 04-DMO-ResidentialMobileHome–DoubleWide-FREEZ | All
SDGE | 0 | 31-S26-SIC26Paper&AlliedProducts-COOL | All
SDGE | 0 | 11-HTL-Lodging–Hotel(GuestRooms)-COOL | All
SDGE | 0 | 13-MFM-ResidentialMulti-family-CL_DRY | All
SDGE | 0 | 27-SMO-ResidentialMobileHome–SingleWide-LIGHT | All
SDGE | 0 | 18-OFS-Office–Small-IntLight | All
SDGE | 0 | 13-MFM-ResidentialMulti-family-POOL_PMP | All
SDGE | 0 | 02-ASM-Assembly-ExtLight | All
SDGE | 0 | 22-RT3-Retail–3StoryLarge-COOL | All
SDGE | 0 | 26-SFM-ResidentialSingleFamily-WAT_HEAT | All
SDGE | 0 | 30-S20-SIC20Food&KindredProducts-MOTOR | All
SDGE | 0 | 23-RTL-Retail–SingleStorylarge-LIT_INT | All
SDGE | Agricultural | NON_res:DEER:HVAC_Chillers | 10
SDGE | Agricultural | NON_res:DEER:HVAC_Chillers | 14
SDGE | Agricultural | NON_res:DEER:HVAC_Chillers | 15
SDGE | Agricultural | NON_res:DEER:HVAC_Chillers | SYSTEM
SDGE | Commercial | NON_res:DEER:HVAC_Chillers | 14
SDGE | Commercial | NON_res:DEER:HVAC_Chillers | 15
SDGE | Commercial | NON_res:DEER:HVAC_Chillers | SYSTEM
SDGE | Commercial | NON_res:DEER:HVAC_Split-Package_AC | 10
SDGE | Commercial | NON_res:DEER:HVAC_Split-Package_AC | 14
SDGE | Commercial | NON_res:DEER:HVAC_Split-Package_AC | 15
SDGE | Commercial | NON_res:DEER:HVAC_Split-Package_AC | SYSTEM
SDGE | Commercial | NON_res:DEER:Indoor_CFL_Ltg | 14
SDGE | Commercial | NON_res:DEER:Indoor_CFL_Ltg | 15
SDGE | Commercial | NON_res:DEER:Indoor_Non-CFL_Ltg | 14
SDGE | Commercial | NON_res:DEER:Indoor_Non-CFL_Ltg | 15
SDGE | Industrial | NON_res:DEER:HVAC_Chillers | 14
SDGE | Industrial | NON_res:DEER:HVAC_Chillers | 15
SDGE | Industrial | NON_res:DEER:HVAC_Chillers | SYSTEM
SDGE | Industrial | NON_res:DEER:Indoor_Non-CFL_Ltg | 10
SDGE | Industrial | NON_res:DEER:Indoor_Non-CFL_Ltg | 14
SDGE | Industrial | NON_res:DEER:Indoor_Non-CFL_Ltg | 15
SDGE | Industrial | NON_res:DEER:Indoor_Non-CFL_Ltg | SYSTEM
SDGE | Residential | NON_res:DEER:HVAC_Chillers | 10
SDGE | Residential | NON_res:DEER:HVAC_Chillers | 14
SDGE | Residential | NON_res:DEER:HVAC_Chillers | 15
SDGE | Residential | NON_res:DEER:HVAC_Chillers | SYSTEM
SDGE | Residential | NON_res:DEER:Indoor_Non-CFL_Ltg | 10
SDGE | Residential | NON_res:DEER:Indoor_Non-CFL_Ltg | 14
SDGE | Residential | NON_res:DEER:Indoor_Non-CFL_Ltg | 15
SDGE | Residential | NON_res:DEER:Indoor_Non-CFL_Ltg | SYSTEM
SDGE | Agricultural | NON_res:DEER:HVAC_Chillers | 7
SDGE | Commercial | NON_res:DEER:HVAC_Chillers | 10
SDGE | Commercial | NON_res:DEER:HVAC_Chillers | 7
SDGE | Commercial | NON_res:DEER:HVAC_Split-Package_AC | 7
SDGE | Commercial | NON_res:DEER:Indoor_CFL_Ltg | 10
SDGE | Commercial | NON_res:DEER:Indoor_CFL_Ltg | 7
SDGE | Commercial | NON_res:DEER:Indoor_CFL_Ltg | SYSTEM
SDGE | Commercial | NON_res:DEER:Indoor_Non-CFL_Ltg | 10
SDGE | Commercial | NON_res:DEER:Indoor_Non-CFL_Ltg | 7
SDGE | Commercial | NON_res:DEER:Indoor_Non-CFL_Ltg | SYSTEM
SDGE | Industrial | NON_res:DEER:HVAC_Chillers | 10
SDGE | Industrial | NON_res:DEER:HVAC_Chillers | 7
SDGE | Industrial | NON_res:DEER:Indoor_Non-CFL_Ltg | 7
SDGE | Residential | NON_res:DEER:HVAC_Chillers | 7
SDGE | Residential | NON_res:DEER:Indoor_Non-CFL_Ltg | 7
MCE | COMMERCIAL | 5 = Commercial Food Service | 11
MCE | Non_Res | DEER:HVAC_Split-Package_HP | 3B
MCE | COMMERCIAL | 1 = Commercial Indoor Lighting | 3A
MCE | COMMERCIAL | 3 = Commercial HVAC | 16
MCE | Res | DEER:HVAC_Duct_Sealing | 3B
MCE | Res | DEER:RefgFrzr_Recycling | 4
MCE | Res | DEER:RefgFrzr_HighEff | 2
MCE | COMMERCIAL | 6 = Commercial Motors | 5
MCE | Non_Res | DEER:HVAC_Split-Package_AC | 4
MCE | Res | DEER:HVAC_Eff_HP | 2
MCE | Res | DEER:Indoor_CFL_Ltg | 1
MCE | COMMERCIAL | 4 = Commercial Refrigeration | 13
MCE | Res | DEER:RefgFrzr_Recyc-UnConditioned | 2
MCE | Res | DEER:RefgFrzr_Recyc-Conditioned | 3A
MCE | Non_Res | DEER:HVAC_Refrig_Charge | 5
MCE | Non_Res | DEER:HVAC_Duct_Sealing | 4
MCE | Non_Res | DEER:Indoor_CFL_Ltg | 5
MCE | Res | DEER:Refg_Chrg_Duct_Seal | 4
MCE | Non_Res | DEER:Indoor_Non-CFL_Ltg | 5
MCE | Non_Res | DEER:HVAC_Chillers | 5
MCE | COMMERCIAL | 2 = Commercial Outdoor Lighting | 2
MCE | COMMERCIAL | 5 = Commercial Food Service | 12
MCE | Res | DEER:RefgFrzr_HighEff | 3A
MCE | Res | DEER:HVAC_Duct_Sealing | 4
MCE | Res | DEER:HVAC_Refrig_Charge | 4
MCE | Res | DEER:Indoor_CFL_Ltg | 2
MCE | COMMERCIAL | 4 = Commercial Refrigeration | 16
MCE | Non_Res | DEER:HVAC_Split-Package_AC | 5
MCE | COMMERCIAL | 1 = Commercial Indoor Lighting | 3B
MCE | COMMERCIAL | 1 = Commercial Indoor Lighting | 4
MCE | COMMERCIAL | 6 = Commercial Motors | 11
MCE | Non_Res | DEER:HVAC_Split-Package_HP | 4
MCE | Non_Res | DEER:HVAC_Refrig_Charge | 11
MCE | Non_Res | DEER:HVAC_Split-Package_AC | 11
MCE | Non_Res | DEER:Indoor_CFL_Ltg | 11
MCE | COMMERCIAL | 1 = Commercial Indoor Lighting | 5
MCE | Non_Res | DEER:Indoor_Non-CFL_Ltg | 11
MCE | COMMERCIAL | 1 = Commercial Indoor Lighting | 11
MCE | Non_Res | DEER:HVAC_Refrig_Charge | 12
MCE | COMMERCIAL | 4 = Commercial Refrigeration | SYSTEM
MCE | COMMERCIAL | 1 = Commercial Indoor Lighting | 12
MCE | COMMERCIAL | 6 = Commercial Motors | 12
MCE | COMMERCIAL | 5 = Commercial Food Service | 1
MCE | Non_Res | DEER:HVAC_Chillers | 11
MCE | Non_Res | DEER:Indoor_Non-CFL_Ltg | 12
MCE | Non_Res | DEER:Indoor_CFL_Ltg | 12
MCE | COMMERCIAL | 2 = Commercial Outdoor Lighting | 3A
MCE | COMMERCIAL | 1 = Commercial Indoor Lighting | 13
MCE | COMMERCIAL | 5 = Commercial Food Service | 13
MCE | COMMERCIAL | 5 = Commercial Food Service | 2
MCE | Non_Res | DEER:HVAC_Refrig_Charge | 13
MCE | Non_Res | DEER:HVAC_Split-Package_HP | 5
MCE | Non_Res | DEER:HVAC_Split-Package_AC | 12
MCE | COMMERCIAL | 2 = Commercial Outdoor Lighting | 3B
MCE | Non_Res | DEER:HVAC_Chillers | 12
MCE | COMMERCIAL | 5 = Commercial Food Service | 3A
MCE | COMMERCIAL | 1 = Commercial Indoor Lighting | 16
MCE | COMMERCIAL | 2 = Commercial Outdoor Lighting | 4
MCE | Non_Res | DEER:HVAC_Split-Package_HP | 11
MCE | Non_Res | DEER:Indoor_Non-CFL_Ltg | 13
MCE | Non_Res | DEER:HVAC_Split-Package_HP | 12
MCE | Non_Res | DEER:HVAC_Split-Package_HP | 13
MCE | Non_Res | DEER:HVAC_Refrig_Charge | 16
MCE | COMMERCIAL | 2 = Commercial Outdoor Lighting | 5
MCE | Non_Res | DEER:HVAC_Split-Package_HP | 16
MCE | COMMERCIAL | 2 = Commercial Outdoor Lighting | 11
MCE | COMMERCIAL | 1 = Commercial Indoor Lighting | SYSTEM
MCE | COMMERCIAL | 2 = Commercial Outdoor Lighting | 12
MCE | COMMERCIAL | 2 = Commercial Outdoor Lighting | 13
MCE | Non_Res | DEER:HVAC_Split-Package_HP | SYSTEM
MCE | COMMERCIAL | 6 = Commercial Motors | 13
MCE | COMMERCIAL | 2 = Commercial Outdoor Lighting | 16
MCE | COMMERCIAL | 5 = Commercial Food Service | 3B
MCE | Non_Res | DEER:HVAC_Split-Package_AC | 13
MCE | Non_Res | DEER:Indoor_CFL_Ltg | 13
MCE | INDUSTRIAL | 10 = Industrial HVAC | 1
MCE | COMMERCIAL | 1 = Commercial Indoor Lighting | 1
MCE | Non_Res | DEER:HVAC_Refrig_Charge | SYSTEM
MCE | INDUSTRIAL | 10 = Industrial HVAC | 2
MCE | Non_Res | DEER:HVAC_Duct_Sealing | 5
MCE | Res | DEER:HVAC_Eff_HP | 3A
MCE | COMMERCIAL | 3 = Commercial HVAC | SYSTEM
MCE | Non_Res | DEER:HVAC_Split-Package_AC | 16
MCE | COMMERCIAL | 1 = Commercial Indoor Lighting | 2
MCE | Non_Res | DEER:HVAC_Split-Package_AC | 1
MCE | Non_Res | DEER:HVAC_Chillers | 13
MCE | COMMERCIAL | 6 = Commercial Motors | 16
MCE | INDUSTRIAL | 10 = Industrial HVAC | 3A
MCE | Non_Res | DEER:HVAC_Split-Package_AC | 2
MCE | Non_Res | DEER:HVAC_Split-Package_AC | SYSTEM
MCE | INDUSTRIAL | 10 = Industrial HVAC | 3B
MCE | Non_Res | DEER:HVAC_Duct_Sealing | 1
MCE | Non_Res | DEER:HVAC_Split-Package_AC | 3A
MCE | Non_Res | DEER:HVAC_Duct_Sealing | 2
MCE | Non_Res | DEER:Indoor_Non-CFL_Ltg | 16
MCE | Non_Res | DEER:HVAC_Split-Package_AC | 3B
MCE | COMMERCIAL | 6 = Commercial Motors | SYSTEM
MCE | INDUSTRIAL | 10 = Industrial HVAC | 4
MCE | Non_Res | DEER:HVAC_Chillers | 16
MCE | Non_Res | DEER:HVAC_Duct_Sealing | 3A
MCE | Non_Res | DEER:HVAC_Duct_Sealing | 3B
MCE | COMMERCIAL | 2 = Commercial Outdoor Lighting | 1
MCE | INDUSTRIAL | 11 = Industrial Process | SYSTEM
MCE | INDUSTRIAL | 10 = Industrial HVAC | 5
MCE | INDUSTRIAL | 12 = Industrial Motors | 16
MCE | COMMERCIAL | 5 = Commercial Food Service | 16
MCE | INDUSTRIAL | 10 = Industrial HVAC | 11
MCE | INDUSTRIAL | 12 = Industrial Motors | 1
MCE | Non_Res | DEER:Indoor_CFL_Ltg | 16
MCE | INDUSTRIAL | 10 = Industrial HVAC | 12
MCE | INDUSTRIAL | 12 = Industrial Motors | SYSTEM
MCE | AGRICULTURAL | 14 = Agricultural | 12
MCE | INDUSTRIAL | 10 = Industrial HVAC | 13
MCE | AGRICULTURAL | 14 = Agricultural | 13
MCE | INDUSTRIAL | 13 = Industrial Refrigeration | 1
MCE | INDUSTRIAL | 10 = Industrial HVAC | 16
MCE | INDUSTRIAL | 13 = Industrial Refrigeration | 2
MCE | INDUSTRIAL | 12 = Industrial Motors | 2
MCE | Non_Res | DEER:Indoor_Non-CFL_Ltg | SYSTEM
MCE | INDUSTRIAL | 13 = Industrial Refrigeration | 3A
MCE | INDUSTRIAL | 10 = Industrial HVAC | SYSTEM
MCE | AGRICULTURAL | 14 = Agricultural | 16
MCE | INDUSTRIAL | 12 = Industrial Motors | 3A
MCE | INDUSTRIAL | 13 = Industrial Refrigeration | 3B
MCE | AGRICULTURAL | 14 = Agricultural | SYSTEM
MCE | Residential | 37 = Res. Wall Insul. HP Cooling | 3A
MCE | COMMERCIAL | 5 = Commercial Food Service | 4
MCE | INDUSTRIAL | 13 = Industrial Refrigeration | 4
MCE | COMMERCIAL | 17 = Commercial EMS | 1
MCE | COMMERCIAL | 17 = Commercial EMS | 2
MCE | INDUSTRIAL | 12 = Industrial Motors | 3B
MCE | Residential | 37 = Res. Wall Insul. HP Cooling | 3B
MCE | INDUSTRIAL | 13 = Industrial Refrigeration | 5
MCE | INDUSTRIAL | 8 = Industrial Indoor Lighting | 4
MCE | COMMERCIAL | 17 = Commercial EMS | 3A
MCE | INDUSTRIAL | 12 = Industrial Motors | 4
MCE | COMMERCIAL | 5 = Commercial Food Service | SYSTEM
MCE | Residential | 37 = Res. Wall Insul. HP Cooling | 4
MCE | INDUSTRIAL | 13 = Industrial Refrigeration | 11
MCE | COMMERCIAL | 17 = Commercial EMS | 3B
MCE | INDUSTRIAL | 12 = Industrial Motors | 5
MCE | Residential | 37 = Res. Wall Insul. HP Cooling | 5
MCE | INDUSTRIAL | 13 = Industrial Refrigeration | 12
MCE | Residential | 38 = Res. Wall Insul. HP Heating | 13
MCE | COMMERCIAL | 17 = Commercial EMS | 4
MCE | Residential | 37 = Res. Wall Insul. HP Cooling | 11
MCE | Residential | 38 = Res. Wall Insul. HP Heating | 16
MCE | INDUSTRIAL | 12 = Industrial Motors | 11
MCE | COMMERCIAL | 17 = Commercial EMS | 5
MCE | INDUSTRIAL | 8 = Industrial Indoor Lighting | 5
MCE | INDUSTRIAL | 12 = Industrial Motors | 12
MCE | Residential | 37 = Res. Wall Insul. HP Cooling | 12
MCE | COMMERCIAL | 17 = Commercial EMS | 11
MCE | INDUSTRIAL | 12 = Industrial Motors | 13
MCE | Residential | 37 = Res. Wall Insul. HP Cooling | 13
MCE | Residential | 39 = Res. Flr. Insul. HP Cooling | 11
MCE | Residential | 38 = Res. Wall Insul. HP Heating | SYSTEM
MCE | Residential | 37 = Res. Wall Insul. HP Cooling | 16
MCE | Residential | 35 = Res. Ceil. Insul. HP Cooling | 12
MCE | Residential | 39 = Res. Flr. Insul. HP Cooling | 1
MCE | Residential | 39 = Res. Flr. Insul. HP Cooling | 12
MCE | Non_Res | DEER:HVAC_Chillers | SYSTEM
MCE | INDUSTRIAL | 8 = Industrial Indoor Lighting | 11
MCE | Residential | 37 = Res. Wall Insul. HP Cooling | SYSTEM
MCE | COMMERCIAL | 7 = Commercial Process | 1
MCE | Residential | 35 = Res. Ceil. Insul. HP Cooling | 13
MCE | Non_Res | DEER:Indoor_CFL_Ltg | SYSTEM
MCE | Res_New_Construction | 33 = Res. Insul. Cen. A/C | 1
MCE | Residential | 39 = Res. Flr. Insul. HP Cooling | 2
MCE | Residential | 35 = Res. Ceil. Insul. HP Cooling | 16
MCE | Res_New_Construction | 33 = Res. Insul. Cen. A/C | 2
MCE | Residential | 39 = Res. Flr. Insul. HP Cooling | 13
MCE | Residential | 39 = Res. Flr. Insul. HP Cooling | 3A
MCE | INDUSTRIAL | 8 = Industrial Indoor Lighting | 12
MCE | Residential | 35 = Res. Ceil. Insul. HP Cooling | SYSTEM
MCE | Non_Res | DEER:HVAC_Chillers | 1
MCE | COMMERCIAL | 7 = Commercial Process | 2
MCE | Non_Res | DEER:Indoor_Non-CFL_Ltg | 1
MCE | Res_New_Construction | 33 = Res. Insul. Cen. A/C | 3A
MCE | COMMERCIAL | 6 = Commercial Motors | 1
MCE | COMMERCIAL | 5 = Commercial Food Service | 5
MCE | Non_Res | DEER:HVAC_Refrig_Charge | 1
MCE | Residential | 36 = Res. Ceil. Insul. HP Heating | 1
MCE | INDUSTRIAL | 8 = Industrial Indoor Lighting | 13
MCE | Non_Res | DEER:HVAC_Chillers | 2
MCE | Residential | 39 = Res. Flr. Insul. HP Cooling | 16
MCE | Non_Res | DEER:Indoor_Non-CFL_Ltg | 2
MCE | Residential | 39 = Res. Flr. Insul. HP Cooling | 3B
MCE | Residential | 39 = Res. Flr. Insul. HP Cooling | SYSTEM
MCE | Residential | 39 = Res. Flr. Insul. HP Cooling | 4
MCE | Residential | 40 = Res. Flr. Insul. HP Heating | 1
MCE | Residential | 39 = Res. Flr. Insul. HP Cooling | 5
MCE | Residential | 36 = Res. Ceil. Insul. HP Heating | 2
MCE | COMMERCIAL | 6 = Commercial Motors | 2
MCE | Non_Res | DEER:Indoor_Non-CFL_Ltg | 3A
MCE | Res_New_Construction | 33 = Res. Insul. Cen. A/C | 3B
MCE | INDUSTRIAL | 8 = Industrial Indoor Lighting | 16
MCE | Residential | 36 = Res. Ceil. Insul. HP Heating | 3A
MCE | Non_Res | DEER:HVAC_Chillers | 3A
MCE | COMMERCIAL | 7 = Commercial Process | 3A
MCE | COMMERCIAL | 6 = Commercial Motors | 3A
MCE | Res_New_Construction | 33 = Res. Insul. Cen. A/C | 4
MCE | INDUSTRIAL | 8 = Industrial Indoor Lighting | SYSTEM
MCE | Non_Res | DEER:HVAC_Refrig_Charge | 2
MCE | Residential | 36 = Res. Ceil. Insul. HP Heating | 3B
MCE | Non_Res | DEER:Indoor_Non-CFL_Ltg | 3B
MCE | Res_New_Construction | 33 = Res. Insul. Cen. A/C | 5
MCE | COMMERCIAL | 7 = Commercial Process | 3B
MCE | Residential | 40 = Res. Flr. Insul. HP Heating | 2
MCE | Res_New_Construction | 32 = Res. Clothes Dry | 3A
MCE | Res_New_Construction | 33 = Res. Insul. Cen. A/C | 11
MCE | Residential | 40 = Res. Flr. Insul. HP Heating | 3A
MCE | COMMERCIAL | 7 = Commercial Process | 4
MCE | Non_Res | DEER:Indoor_Non-CFL_Ltg | 4
MCE | Residential | 24 = Res. Refrigeration | 1
MCE | Res_New_Construction | 32 = Res. Clothes Dry | 3B
MCE | Res_New_Construction | 33 = Res. Insul. Cen. A/C | 12
MCE | Res_New_Construction | 35 = Res. Ceil. Insul. HP Cooling | 3B
MCE | INDUSTRIAL | 9 = Industrial Outdoor Lighting | 3A
MCE | Res_New_Construction | 32 = Res. Clothes Dry | 4
MCE | Residential | 40 = Res. Flr. Insul. HP Heating | 3B
MCE | Residential | 24 = Res. Refrigeration | 2
MCE | INDUSTRIAL | 9 = Industrial Outdoor Lighting | 3B
MCE | Non_Res | DEER:HVAC_Chillers | 3B
MCE | Res_New_Construction | 32 = Res. Clothes Dry | 5
MCE | Res_New_Construction | 35 = Res. Ceil. Insul. HP Cooling | 4
MCE | Res_New_Construction | 35 = Res. Ceil. Insul. HP Cooling | 5
MCE | Res_New_Construction | 31 = Res. Cooking | 4
MCE | Res_New_Construction | 32 = Res. Clothes Dry | 11
MCE | Res_New_Construction | 31 = Res. Cooking | 5
MCE | Res_New_Construction | 32 = Res. Clothes Dry | 12
MCE | Non_Res | DEER:HVAC_Chillers | 4
MCE | Non_Res | DEER:HVAC_Refrig_Charge | 3A
MCE | Res_New_Construction | 32 = Res. Clothes Dry | 13
MCE | Res_New_Construction | 31 = Res. Cooking | 11
MCE | Res_New_Construction | 31 = Res. Cooking | 12
MCE | Res_New_Construction | 32 = Res. Clothes Dry | 16
MCE | Res_New_Construction | 31 = Res. Cooking | 13
MCE | Res_New_Construction | 32 = Res. Clothes Dry | SYSTEM
MCE | Res_New_Construction | 31 = Res. Cooking | 16
MCE | Res_New_Construction | 31 = Res. Cooking | SYSTEM
MCE | COMMERCIAL | 7 = Commercial Process | All
MCE | Non_Res | DEER:HVAC_Refrig_Charge | 3B
MCE | Res_New_Construction | 32 = Res. Clothes Dry | 1
MCE | Residential | 24 = Res. Refrigeration | 3A
MCE | INDUSTRIAL | 9 = Industrial Outdoor Lighting | 4
MCE | Res_New_Construction | 35 = Res. Ceil. Insul. HP Cooling | 11
MCE | Residential | 24 = Res. Refrigeration | All
MCE | Res_New_Construction | 32 = Res. Clothes Dry | 2
MCE | Residential | 40 = Res. Flr. Insul. HP Heating | All
MCE | INDUSTRIAL | 18 = Industrial EMS | All
MCE | Residential | 23 = Res. Ele. & Ht. Pump Heating | All
MCE | INDUSTRIAL | 13 = Industrial Refrigeration | 13
MCE | AGRICULTURAL | 19= Agricultural EMS | 11
MCE | Res_New_Construction | 41 = Res. EMS | All
MCE | Res_New_Construction | 35 = Res. Ceil. Insul. HP Cooling | 12
MCE | Non_Res | DEER:HVAC_Refrig_Charge | 4
MCE | Res | DEER:Indoor_CFL_Ltg | 3A
MCE | Res | DEER:HVAC_Refrig_Charge | 5
MCE | INDUSTRIAL | 9 = Industrial Outdoor Lighting | 5
MCE | COMMERCIAL | 2 = Commercial Outdoor Lighting | All
MCE | Res | DEER:RefgFrzr_Recycling | 5
MCE | Res | DEER:RefgFrzr_HighEff | 3B
MCE | Res_New_Construction | 35 = Res. Ceil. Insul. HP Cooling | 13
MCE | Residential | 24 = Res. Refrigeration | 3B
MCE | INDUSTRIAL | 9 = Industrial Outdoor Lighting | 11
MCE | COMMERCIAL | 4 = Commercial Refrigeration | 1
MCE | INDUSTRIAL | 10 = Industrial HVAC | All
MCE | COMMERCIAL | 3 = Commercial HVAC | All
MCE | Res | DEER:HVAC_Refrig_Charge | 11
MCE | Res_New_Construction | 35 = Res. Ceil. Insul. HP Cooling | 16
MCE | Res | DEER:RefgFrzr_Recycling | 11
MCE | Res_New_Construction | 36 = Res. Ceil. Insul. HP Heating | All
MCE | Res_New_Construction | 22 = Res. Ht. Pump Cooling | All
MCE | COMMERCIAL | 4 = Commercial Refrigeration | 2
MCE | INDUSTRIAL | 9 = Industrial Outdoor Lighting | 12
MCE | AGRICULTURAL | 19= Agricultural EMS | All
MCE | Res | DEER:Indoor_CFL_Ltg | 3B
MCE | Residential | 24 = Res. Refrigeration | 4
MCE | Res | DEER:HVAC_Refrig_Charge | 12
MCE | Res | DEER:Refg_Chrg_Duct_Seal | 5
MCE | INDUSTRIAL | 18 = Industrial EMS | 12
MCE | Res | DEER:Indoor_CFL_Ltg | 4
MCE | Res | DEER:RefgFrzr_HighEff | 4
MCE | COMMERCIAL | 4 = Commercial Refrigeration | 3A
MCE | Residential | 24 = Res. Refrigeration | 5
MCE | INDUSTRIAL | 9 = Industrial Outdoor Lighting | 13
MCE | INDUSTRIAL | 18 = Industrial EMS | 13
MCE | Res | DEER:RefgFrzr_Recycling | 12
MCE | INDUSTRIAL | 13 = Industrial Refrigeration | 16
MCE | Residential | 24 = Res. Refrigeration | 11
MCE | INDUSTRIAL | 11 = Industrial Process | All
MCE | COMMERCIAL | 4 = Commercial Refrigeration | All
MCE | Residential | 31 = Res. Cooking | All
MCE | Res | DEER:Indoor_CFL_Ltg | 5
MCE | INDUSTRIAL | 9 = Industrial Outdoor Lighting | 16
MCE | Residential | 33 = Res. Insul. Cen. A/C | All
MCE | Residential | 32 = Res. Clothes Dry | All
MCE | Res | DEER:RefgFrzr_Recycling | 13
MCE | Res_New_Construction | 37 = Res. Wall Insul. HP Cooling | All
MCE | Res | DEER:Refg_Chrg_Duct_Seal | 11
MCE | INDUSTRIAL | 8 = Industrial Indoor Lighting | All
MCE | Res | DEER:HVAC_Refrig_Charge | 13
MCE | Res_New_Construction | 43 = Res. Dir. Assist. Refrigeration | All
MCE | Res_New_Construction | 21 = Res. Wtr. Heating | All
MCE | Res | DEER:RefgFrzr_HighEff | 5
MCE | INDUSTRIAL | 9 = Industrial Outdoor Lighting | SYSTEM
MCE | COMMERCIAL | 17 = Commercial EMS | All
MCE | Residential | 24 = Res. Refrigeration | 12
MCE | COMMERCIAL | 4 = Commercial Refrigeration | 3B
MCE | Res | DEER:HVAC_Refrig_Charge | 16
MCE | Residential | 34 = Res. Insul. Elect. Heat | 16
MCE | Res | DEER:RefgFrzr_Recycling | 16
MCE | INDUSTRIAL | 13 = Industrial Refrigeration | All
MCE | INDUSTRIAL | 12 = Industrial Motors | All
MCE | Res | DEER:Indoor_CFL_Ltg | 11
MCE | Res_New_Construction | 31 = Res. Cooking | All
MCE | Res | DEER:RefgFrzr_HighEff | 11
MCE | Res_New_Construction | 25 = Res. Lighting | All
MCE | Residential | 24 = Res. Refrigeration | 13
MCE | AGRICULTURAL | 14 = Agricultural | All
MCE | Residential | 34 = Res. Insul. Elect. Heat | SYSTEM
MCE | Res | DEER:RefgFrzr_Recycling | SYSTEM
MCE | Res | DEER:Refg_Chrg_Duct_Seal | 12
MCE | Res_New_Construction | 26 = Res. Central Air Conditioning | All
MCE | Res | DEER:Indoor_CFL_Ltg | 12
MCE | Residential | 35 = Res. Ceil. Insul. HP Cooling | 1
MCE | Res | DEER:HVAC_Refrig_Charge | SYSTEM
MCE | Residential | 28 = Res. New Const. Lighting | All
MCE | Res | DEER:Refg_Chrg_Duct_Seal | 13
MCE | Residential | 25 = Res. Lighting | All
MCE | Residential | 35 = Res. Ceil. Insul. HP Cooling | All
MCE | Res_New_Construction | 35 = Res. Ceil. Insul. HP Cooling | All
MCE | Res_New_Construction | 42 = Res. Dir. Assist. Weatherization | All
MCE | COMMERCIAL | 4 = Commercial Refrigeration | 4
MCE | Non_Res | DEER:Indoor_CFL_Ltg | 1
MCE | Residential | 24 = Res. Refrigeration | 16
MCE | Res_New_Construction | 24 = Res. Refrigeration | All
MCE | INDUSTRIAL | 9 = Industrial Outdoor Lighting | 1
MCE | Res | DEER:Indoor_CFL_Ltg | 13
MCE | Res_New_Construction | 45 = Res. Dir. Assist. Evap. Cooler | All
MCE | Residential | 35 = Res. Ceil. Insul. HP Cooling | 2
MCE | Res | DEER:RefgFrzr_HighEff | 12
MCE | COMMERCIAL | 4 = Commercial Refrigeration | 5
MCE | INDUSTRIAL | 9 = Industrial Outdoor Lighting | 2
MCE | Res_New_Construction | 34 = Res. Insul. Elect. Heat | All
MCE | Res_New_Construction | 44 = Res. Dir. Assist. Lighting | All
MCE | Res | DEER:RefgFrzr_HighEff | 13
MCE | Residential | 41 = Res. EMS | 3A
MCE | Residential | 35 = Res. Ceil. Insul. HP Cooling | 3A
MCE | Non_Res | DEER:Indoor_CFL_Ltg | 2
MCE | Res | DEER:Refg_Chrg_Duct_Seal | 1
MCE | INDUSTRIAL | 18 = Industrial EMS | 16
MCE | Res_New_Construction | 38 = Res. Wall Insul. HP Heating | All
MCE | Res_New_Construction | 29 = Res. New Const. Cooling | All
MCE | Res | DEER:Indoor_CFL_Ltg | 16
MCE | INDUSTRIAL | 13 = Industrial Refrigeration | SYSTEM
MCE | Res | DEER:Refg_Chrg_Duct_Seal | 16
MCE | COMMERCIAL | 4 = Commercial Refrigeration | 11
MCE | Residential | 35 = Res. Ceil. Insul. HP Cooling | 3B
MCE | Non_Res | DEER:Indoor_CFL_Ltg | 3A
MCE | Res | DEER:Refg_Chrg_Duct_Seal | 2
MCE | AGRICULTURAL | 14 = Agricultural | 1
MCE | Residential | 41 = Res. EMS | 3B
MCE | Res | DEER:Refg_Chrg_Duct_Seal | SYSTEM
MCE | Res | DEER:Indoor_CFL_Ltg | SYSTEM
MCE | Res | DEER:RefgFrzr_HighEff | 16
MCE | Residential | 41 = Res. EMS | 4
MCE | Residential | 35 = Res. Ceil. Insul. HP Cooling | 4
MCE | COMMERCIAL | 4 = Commercial Refrigeration | 12
MCE | Residential | 35 = Res. Ceil. Insul. HP Cooling | 5
MCE | Res | DEER:RefgFrzr_Recycling | 1
MCE | Residential | 33 = Res. Insul. Cen. A/C | 2
MCE | Non_Res | DEER:Indoor_CFL_Ltg | 3B
MCE | Residential | 41 = Res. EMS | 5
MCE | Res | DEER:RefgFrzr_HighEff | SYSTEM
MCE | Res | DEER:RefgFrzr_HighEff | 1
MCE | Residential | 35 = Res. Ceil. Insul. HP Cooling | 11
MCE | Non_Res | DEER:Indoor_CFL_Ltg | 4
MCE | Residential | 41 = Res. EMS | 11
MCE | INDUSTRIAL | 18 = Industrial EMS | SYSTEM
MCE | Residential | 33 = Res. Insul. Cen. A/C | 3A
MCE | Res | DEER:RefgFrzr_Recycling | 2
MCE | Res | DEER:Refg_Chrg_Duct_Seal | 3A
MCE | Res_New_Construction | 28 = Res. New Const. Lighting | 16
MCE | Res | DEER:RefgFrzr_Recyc-Conditioned | 1
MCE | Residential | 41 = Res. EMS | 12
MCE | AGRICULTURAL | 19= Agricultural EMS | 1
MCE | Residential | 29 = Res. New Const. Cooling | 4
MCE | COMMERCIAL | 17 = Commercial EMS | 12
MCE | AGRICULTURAL | 14 = Agricultural | 2
MCE | Res | DEER:RefgFrzr_Recycling | 3A
MCE | Res_New_Construction | 28 = Res. New Const. Lighting | SYSTEM
MCE | Residential | 33 = Res. Insul. Cen. A/C | 3B
MCE | Residential | 41 = Res. EMS | 13
MCE | Res | DEER:Refg_Chrg_Duct_Seal | 3B
MCE | AGRICULTURAL | 19= Agricultural EMS | 2
MCE | Residential | 29 = Res. New Const. Cooling | 5
MCE | COMMERCIAL | 17 = Commercial EMS | 13
MCE | Residential | 41 = Res. EMS | 16
MCE | Res | DEER:RefgFrzr_Recyc-Conditioned | 2
MCE | Res_New_Construction | 29 = Res. New Const. Cooling | 1
MCE | AGRICULTURAL | 14 = Agricultural | 3A
MCE | Residential | 33 = Res. Insul. Cen. A/C | 4
MCE | AGRICULTURAL | 19= Agricultural EMS | 3A
MCE | COMMERCIAL | 17 = Commercial EMS | 16
MCE | Residential | 28 = Res. New Const. Lighting | 11
MCE | Residential | 41 = Res. EMS | SYSTEM
MCE | Residential | 29 = Res. New Const. Cooling | 11
MCE | Residential | 33 = Res. Insul. Cen. A/C | 5
MCE | COMMERCIAL | 17 = Commercial EMS | SYSTEM
MCE | Res_New_Construction | 29 = Res. New Const. Cooling | 2
MCE | Residential | 42 = Res. Dir. Assist. Weatherization | 1
MCE | Residential | 29 = Res. New Const. Cooling | 12
MCE | Res | DEER:RefgFrzr_Recycling | 3B
MCE | AGRICULTURAL | 19= Agricultural EMS | 3B
MCE | Residential | 28 = Res. New Const. Lighting | 12
MCE | Residential | 42 = Res. Dir. Assist. Weatherization | 2
MCE | INDUSTRIAL | 18 = Industrial EMS | 1
MCE | AGRICULTURAL | 14 = Agricultural | 3B
MCE | Residential | 25 = Res. Lighting | SYSTEM
MCE | Residential | 26 = Res. Central Air Conditioning | 13
MCE | Res_New_Construction | 29 = Res. New Const. Cooling | 3A
MCE | Res_New_Construction | 38 = Res. Wall Insul. HP Heating | 13
MCE | Res_New_Construction | 29 = Res. New Const. Cooling | 3B
MCE | Residential | 29 = Res. New Const. Cooling | 13
MCE | AGRICULTURAL | 14 = Agricultural | 4
MCE | INDUSTRIAL | 18 = Industrial EMS | 2
MCE | Residential | 28 = Res. New Const. Lighting | 13
MCE | Residential | 26 = Res. Central Air Conditioning | 16
MCE | Residential | 26 = Res. Central Air Conditioning | 1
MCE | Res_New_Construction | 29 = Res. New Const. Cooling | 4
MCE | Residential | 29 = Res. New Const. Cooling | 16
MCE | AGRICULTURAL | 14 = Agricultural | 5
MCE | INDUSTRIAL | 18 = Industrial EMS | 3A
MCE | AGRICULTURAL | 14 = Agricultural | 11
MCE | INDUSTRIAL | 18 = Industrial EMS | 3B
MCE | Res_New_Construction | 38 = Res. Wall Insul. HP Heating | 16
MCE | AGRICULTURAL | 19= Agricultural EMS | 4
MCE | Res_New_Construction | 29 = Res. New Const. Cooling | 5
MCE | Residential | 26 = Res. Central Air Conditioning | 2
MCE | Residential | 29 = Res. New Const. Cooling | SYSTEM
MCE | INDUSTRIAL | 18 = Industrial EMS | 4
MCE | Res_New_Construction | 38 = Res. Wall Insul. HP Heating | SYSTEM
MCE | AGRICULTURAL | 19= Agricultural EMS | 5
MCE | Residential | 26 = Res. Central Air Conditioning | All
MCE | Residential | 38 = Res. Wall Insul. HP Heating | 1
MCE | INDUSTRIAL | 18 = Industrial EMS | 5
MCE | Residential | 28 = Res. New Const. Lighting | 16
MCE | Residential | 31 = Res. Cooking | 1
MCE | Residential | 26 = Res. Central Air Conditioning | 3A
MCE | Res_New_Construction | 39 = Res. Flr. Insul. HP Cooling | 1
MCE | INDUSTRIAL | 18 = Industrial EMS | 11
MCE | Residential | 31 = Res. Cooking | 2
MCE | Res_New_Construction | 21 = Res. Wtr. Heating | 1
MCE | COMMERCIAL | 6 = Commercial Motors | All
MCE | Res_New_Construction | 21 = Res. Wtr. Heating | 16
MCE | Res_New_Construction | 39 = Res. Flr. Insul. HP Cooling | 2
MCE | Residential | 26 = Res. Central Air Conditioning | 3B
MCE | Res_New_Construction | 23 = Res. Ele. & Ht. Pump Heating | 3B
MCE | Residential | 28 = Res. New Const. Lighting | SYSTEM
MCE | Residential | 43 = Res. Dir. Assist. Refrigeration | All
MCE | Res_New_Construction | 39 = Res. Flr. Insul. HP Cooling | 3A
MCE | Residential | 22 = Res. Ht. Pump Cooling | All
MCE | Residential | 29 = Res. New Const. Cooling | All
MCE | Res_New_Construction | 21 = Res. Wtr. Heating | 2
MCE | Res_New_Construction | 23 = Res. Ele. & Ht. Pump Heating | 4
MCE | Residential | 38 = Res. Wall Insul. HP Heating | 2
MCE | Residential | 38 = Res. Wall Insul. HP Heating | All
MCE | Res_New_Construction | 21 = Res. Wtr. Heating | SYSTEM
MCE | Res_New_Construction | 39 = Res. Flr. Insul. HP Cooling | 3B
MCE | Res_New_Construction | 21 = Res. Wtr. Heating | 3A
MCE | Residential | 26 = Res. Central Air Conditioning | 4
MCE | Res_New_Construction | 23 = Res. Ele. & Ht. Pump Heating | 5
MCE | Res_New_Construction | 21 = Res. Wtr. Heating | 3B
MCE | Res_New_Construction | 22 = Res. Ht. Pump Cooling | 1
MCE | Residential | 38 = Res. Wall Insul. HP Heating | 3A
MCE | Residential | 39 = Res. Flr. Insul. HP Cooling | All
MCE | Residential | 34 = Res. Insul. Elect. Heat | 1
MCE | Residential | 26 = Res. Central Air Conditioning | 5
MCE | Residential | 38 = Res. Wall Insul. HP Heating | 3B
MCE | Res_New_Construction | 21 = Res. Wtr. Heating | 4
MCE | Residential | 29 = Res. New Const. Cooling | 1
MCE | Residential | 34 = Res. Insul. Elect. Heat | 2
MCE | Res_New_Construction | 23 = Res. Ele. & Ht. Pump Heating | 11
MCE | Res_New_Construction | 22 = Res. Ht. Pump Cooling | 2
MCE | Residential | 38 = Res. Wall Insul. HP Heating | 4
MCE | Residential | 34 = Res. Insul. Elect. Heat | 3A
MCE | Res_New_Construction | 21 = Res. Wtr. Heating | 5
MCE | Residential | 42 = Res. Dir. Assist. Weatherization | All
MCE | Residential | 29 = Res. New Const. Cooling | 2
MCE | Res_New_Construction | 23 = Res. Ele. & Ht. Pump Heating | 12
MCE | Residential | 34 = Res. Insul. Elect. Heat | 3B
MCE | Residential | 38 = Res. Wall Insul. HP Heating | 5
MCE | Res_New_Construction | 21 = Res. Wtr. Heating | 11
MCE | Residential | 26 = Res. Central Air Conditioning | 11
MCE | Residential | 29 = Res. New Const. Cooling | 3A
MCE | Res_New_Construction | 22 = Res. Ht. Pump Cooling | 3A
MCE | Residential | 38 = Res. Wall Insul. HP Heating | 11
MCE | Res_New_Construction | 23 = Res. Ele. & Ht. Pump Heating | 13
MCE | Residential | 34 = Res. Insul. Elect. Heat | 4
MCE | Res_New_Construction | 21 = Res. Wtr. Heating | 12
MCE | Residential | 38 = Res. Wall Insul. HP Heating | 12
MCE | Residential | 34 = Res. Insul. Elect. Heat | 5
MCE | Res_New_Construction | 21 = Res. Wtr. Heating | 13
MCE | Residential | 29 = Res. New Const. Cooling | 3B
MCE | Residential | 26 = Res. Central Air Conditioning | 12
MCE | Residential | 34 = Res. Insul. Elect. Heat | 11
MCE | Res_New_Construction | 23 = Res. Ele. & Ht. Pump Heating | 16
MCE | Residential | 43 = Res. Dir. Assist. Refrigeration | 12
MCE | Res_New_Construction | 33 = Res. Insul. Cen. A/C | 13
MCE | Residential | 44 = Res. Dir. Assist. Lighting | 5
MCE | Res | DEER:RefgFrzr_Recyc-Conditioned | 3B
MCE | Res_New_Construction | 22 = Res. Ht. Pump Cooling | 3B
MCE | Res | DEER:HVAC_Duct_Sealing | 5
MCE | Res_New_Construction | 23 = Res. Ele. & Ht. Pump Heating | SYSTEM
MCE | Residential | 43 = Res. Dir. Assist. Refrigeration | 13
MCE | Res_New_Construction | 22 = Res. Ht. Pump Cooling | 4
MCE | Residential | 44 = Res. Dir. Assist. Lighting | 11
MCE | Res_New_Construction | 43 = Res. Dir. Assist. Refrigeration | 2
MCE | Res_New_Construction | 22 = Res. Ht. Pump Cooling | 5
MCE | Residential | 43 = Res. Dir. Assist. Refrigeration | 16
MCE | Res_New_Construction | 43 = Res. Dir. Assist. Refrigeration | 3A
MCE | Res | DEER:HVAC_Eff_HP | 3B
MCE | Res | DEER:RefgFrzr_Recyc-Conditioned | 4
MCE | Residential | 44 = Res. Dir. Assist. Lighting | 12
MCE | Residential | 43 = Res. Dir. Assist. Refrigeration | SYSTEM
MCE | Res_New_Construction | 42 = Res. Dir. Assist. Weatherization | 5
MCE | Res_New_Construction | 43 = Res. Dir. Assist. Refrigeration | 3B
MCE | Residential | 44 = Res. Dir. Assist. Lighting | 1
MCE | Residential | 33 = Res. Insul. Cen. A/C | 11
MCE | Residential | 44 = Res. Dir. Assist. Lighting | 13
MCE | Res | DEER:RefgFrzr_Recyc-Conditioned | 5
MCE | Res_New_Construction | 43 = Res. Dir. Assist. Refrigeration | 4
MCE | Residential | 44 = Res. Dir. Assist. Lighting | 2
MCE | Res_New_Construction | 42 = Res. Dir. Assist. Weatherization | 11
MCE | Res_New_Construction | 43 = Res. Dir. Assist. Refrigeration | 5
MCE | Residential | 44 = Res. Dir. Assist. Lighting | 16
MCE | Residential | 44 = Res. Dir. Assist. Lighting | 3A
MCE | Res | DEER:HVAC_Eff_HP | 4
MCE | Res_New_Construction | 42 = Res. Dir. Assist. Weatherization | 12
MCE | Res_New_Construction | 43 = Res. Dir. Assist. Refrigeration | 11
MCE | Residential | 44 = Res. Dir. Assist. Lighting | SYSTEM
MCE | Res_New_Construction | 42 = Res. Dir. Assist. Weatherization | 13
MCE | Residential | 44 = Res. Dir. Assist. Lighting | 3B
MCE | Non_Res | DEER:HVAC_Duct_Sealing | 11
MCE | Res_New_Construction | 43 = Res. Dir. Assist. Refrigeration | 12
MCE | Res | DEER:HVAC_Eff_HP | 5
MCE | Res | DEER:HVAC_Duct_Sealing | 11
MCE | Res | DEER:RefgFrzr_Recyc-Conditioned | 11
MCE | Residential | 45 = Res. Dir. Assist. Evap. Cooler | 1
MCE | Residential | 44 = Res. Dir. Assist. Lighting | 4
MCE | Res_New_Construction | 42 = Res. Dir. Assist. Weatherization | 16
MCE | Residential | 45 = Res. Dir. Assist. Evap. Cooler | 2
MCE | Res | DEER:HVAC_Eff_HP | 11
MCE | Res_New_Construction | 38 = Res. Wall Insul. HP Heating | 1
MCE | Res | DEER:RefgFrzr_Recyc-Conditioned | 12
MCE | Res | DEER:HVAC_Duct_Sealing | 12
MCE | Res_New_Construction | 42 = Res. Dir. Assist. Weatherization | SYSTEM
MCE | Res_New_Construction | 40 = Res. Flr. Insul. HP Heating | 2
MCE | Residential | 45 = Res. Dir. Assist. Evap. Cooler | 3A
MCE | Res_New_Construction | 43 = Res. Dir. Assist. Refrigeration | 1
MCE | Res_New_Construction | 40 = Res. Flr. Insul. HP Heating | 16
MCE | Res | DEER:HVAC_Eff_HP | 12
MCE | Res_New_Construction | 33 = Res. Insul. Cen. A/C | 16
MCE | Res_New_Construction | 40 = Res. Flr. Insul. HP Heating | SYSTEM
MCE | Res_New_Construction | 38 = Res. Wall Insul. HP Heating | 2
MCE | Res | DEER:HVAC_Eff_HP | 13
MCE | Non_Res | DEER:HVAC_Duct_Sealing | 12
MCE | Res_New_Construction | 41 = Res. EMS | 1
MCE | Res | DEER:RefgFrzr_Recyc-Conditioned | 13
MCE | Residential | 33 = Res. Insul. Cen. A/C | 12
MCE | Non_Res | DEER:HVAC_Duct_Sealing | 13
MCE | Res_New_Construction | 38 = Res. Wall Insul. HP Heating | 3A
MCE | Res | DEER:RefgFrzr_Recyc-UnConditioned | 3A
MCE | Res_New_Construction | 41 = Res. EMS | 2
MCE | Res | DEER:HVAC_Eff_HP | 16
MCE | Residential | 26 = Res. Central Air Conditioning | SYSTEM
MCE | Non_Res | DEER:HVAC_Duct_Sealing | 16
MCE | Res | DEER:RefgFrzr_Recyc-Conditioned | 16
MCE | Res | DEER:HVAC_Eff_AC | 1
MCE | Residential | 33 = Res. Insul. Cen. A/C | 13
MCE | Res | DEER:HVAC_Eff_HP | SYSTEM
MCE | Res | DEER:HVAC_Duct_Sealing | 13
MCE | Res | DEER:RefgFrzr_Recyc-Conditioned | SYSTEM
MCE | Res | DEER:HVAC_Duct_Sealing | 1
MCE | Res | DEER:HVAC_Duct_Sealing | 16
MCE | Res_New_Construction | 40 = Res. Flr. Insul. HP Heating | 3A
MCE | Residential | 28 = Res. New Const. Lighting | 1
MCE | Residential | 34 = Res. Insul. Elect. Heat | 12
MCE | Res_New_Construction | 33 = Res. Insul. Cen. A/C | SYSTEM
MCE | Res | DEER:RefgFrzr_Recyc-UnConditioned | 1
MCE | Res | DEER:HVAC_Duct_Sealing | 2
MCE | Residential | 33 = Res. Insul. Cen. A/C | 16
MCE | COMMERCIAL | 6 = Commercial Motors | 3B
MCE | Res | DEER:HVAC_Duct_Sealing | SYSTEM
MCE | Res | DEER:HVAC_Eff_AC | 2
MCE | AGRICULTURAL | 19= Agricultural EMS | 12
MCE | Res_New_Construction | 40 = Res. Flr. Insul. HP Heating | 3B
MCE | Res | DEER:HVAC_Duct_Sealing | 3A
MCE | COMMERCIAL | 7 = Commercial Process | 5
MCE | Residential | 33 = Res. Insul. Cen. A/C | SYSTEM
MCE | Non_Res | DEER:HVAC_Duct_Sealing | SYSTEM
MCE | Residential | 28 = Res. New Const. Lighting | 2
MCE | Res | DEER:RefgFrzr_Recyc-UnConditioned | 3B
MCE | Res | DEER:HVAC_Refrig_Charge | 1
MCE | Residential | 31 = Res. Cooking | 3A
MCE | COMMERCIAL | 7 = Commercial Process | 11
MCE | AGRICULTURAL | 19= Agricultural EMS | 13
MCE | Residential | 31 = Res. Cooking | 3B
MCE | COMMERCIAL | 7 = Commercial Process | 12
MCE | Res_New_Construction | 34 = Res. Insul. Elect. Heat | 1
MCE | Non_Res | DEER:HVAC_Split-Package_HP | 1
MCE | Res | DEER:HVAC_Eff_AC | 3A
MCE | Res | DEER:HVAC_Refrig_Charge | 2
MCE | Res_New_Construction | 40 = Res. Flr. Insul. HP Heating | 4
MCE | Residential | 34 = Res. Insul. Elect. Heat | 13
MCE | Residential | 31 = Res. Cooking | 4
MCE | Res | DEER:RefgFrzr_Recyc-UnConditioned | 4
MCE | Res_New_Construction | 34 = Res. Insul. Elect. Heat | 2
MCE | COMMERCIAL | 6 = Commercial Motors | 4
MCE | COMMERCIAL | 7 = Commercial Process | 13
MCE | Res | DEER:HVAC_Eff_AC | 3B
MCE | Non_Res | DEER:HVAC_Split-Package_HP | 2
MCE | Residential | 28 = Res. New Const. Lighting | 3A
MCE | Res | DEER:HVAC_Refrig_Charge | 3A
MCE | Residential | 31 = Res. Cooking | 5
MCE | AGRICULTURAL | 19= Agricultural EMS | 16
MCE | COMMERCIAL | 7 = Commercial Process | 16
MCE | Res | DEER:HVAC_Refrig_Charge | 3B
MCE | Res_New_Construction | 28 = Res. New Const. Lighting | 2
MCE | Residential | 31 = Res. Cooking | 11
MCE | Res_New_Construction | 40 = Res. Flr. Insul. HP Heating | 5
MCE | Res_New_Construction | 34 = Res. Insul. Elect. Heat | 3A
MCE | Residential | 24 = Res. Refrigeration | SYSTEM
MCE | Residential | 28 = Res. New Const. Lighting | 3B
MCE | Res_New_Construction | 28 = Res. New Const. Lighting | 3A
MCE | Non_Res | DEER:HVAC_Split-Package_HP | 3A
MCE | COMMERCIAL | 7 = Commercial Process | SYSTEM
MCE | Residential | 31 = Res. Cooking | 12
MCE | Res_New_Construction | 34 = Res. Insul. Elect. Heat | 3B
MCE | INDUSTRIAL | 8 = Industrial Indoor Lighting | 1
MCE | Res_New_Construction | 40 = Res. Flr. Insul. HP Heating | 11
MCE | Residential | 31 = Res. Cooking | 13
MCE | Residential | 31 = Res. Cooking | 16
MCE | Residential | 31 = Res. Cooking | SYSTEM
MCE | Residential | 32 = Res. Clothes Dry | 1
MCE | Residential | 28 = Res. New Const. Lighting | 4
MCE | Residential | 25 = Res. Lighting | 1
MCE | Res | DEER:HVAC_Eff_AC | 4
MCE | Res_New_Construction | 34 = Res. Insul. Elect. Heat | 4
MCE | Residential | 32 = Res. Clothes Dry | 2
MCE | INDUSTRIAL | 8 = Industrial Indoor Lighting | 2
MCE | Residential | 32 = Res. Clothes Dry | 3A
MCE | AGRICULTURAL | 19= Agricultural EMS | SYSTEM
MCE | Res_New_Construction | 25 = Res. Lighting | 12
MCE | Residential | 25 = Res. Lighting | 2
MCE | Residential | 32 = Res. Clothes Dry | 3B
MCE | Res | DEER:HVAC_Eff_AC | 5
MCE | INDUSTRIAL | 8 = Industrial Indoor Lighting | 3A
MCE | Res_New_Construction | 40 = Res. Flr. Insul. HP Heating | 12
MCE | Res_New_Construction | 25 = Res. Lighting | 13
MCE | Residential | 32 = Res. Clothes Dry | 4
MCE | Res_New_Construction | 39 = Res. Flr. Insul. HP Cooling | All
MCE | Res_New_Construction | 28 = Res. New Const. Lighting | 3B
MCE | Res | DEER:RefgFrzr_Recyc-UnConditioned | 5
MCE | INDUSTRIAL | 8 = Industrial Indoor Lighting | 3B
MCE | Residential | 36 = Res. Ceil. Insul. HP Heating | 4
MCE | Residential | 23 = Res. Ele. & Ht. Pump Heating | 3B
MCE | Residential | 28 = Res. New Const. Lighting | 5
MCE | Residential | 21 = Res. Wtr. Heating | 1
MCE | Residential | 32 = Res. Clothes Dry | 5
MCE | Residential | 25 = Res. Lighting | 3A
MCE | Res_New_Construction | 29 = Res. New Const. Cooling | 11
MCE | Residential | 25 = Res. Lighting | 3B
MCE | Residential | 36 = Res. Ceil. Insul. HP Heating | 5
MCE | Res_New_Construction | 24 = Res. Refrigeration | 1
MCE | Residential | 32 = Res. Clothes Dry | 11
MCE | Res_New_Construction | 28 = Res. New Const. Lighting | 4
MCE | Res_New_Construction | 25 = Res. Lighting | 16
MCE | Res_New_Construction | 34 = Res. Insul. Elect. Heat | 5
MCE | Res | DEER:RefgFrzr_Recyc-UnConditioned | 11
MCE | Residential | 23 = Res. Ele. & Ht. Pump Heating | 4
MCE | Res_New_Construction | 29 = Res. New Const. Cooling | 12
MCE | Res_New_Construction | 24 = Res. Refrigeration | 2
MCE | Residential | 25 = Res. Lighting | 4
MCE | Res_New_Construction | 33 = Res. Insul. Cen. A/C | All
MCE | Res_New_Construction | 25 = Res. Lighting | SYSTEM
MCE | Residential | 21 = Res. Wtr. Heating | 2
MCE | Residential | 36 = Res. Ceil. Insul. HP Heating | 11
MCE | Res | DEER:HVAC_Eff_AC | 11
MCE | Res_New_Construction | 24 = Res. Refrigeration | 3A
MCE | Res_New_Construction | 40 = Res. Flr. Insul. HP Heating | 13
MCE | Residential | 32 = Res. Clothes Dry | 12
MCE | Res_New_Construction | 28 = Res. New Const. Lighting | 5
MCE | Res_New_Construction | 29 = Res. New Const. Cooling | 13
MCE | Residential | 36 = Res. Ceil. Insul. HP Heating | 12
MCE | Residential | 21 = Res. Wtr. Heating | 3A
MCE | Res_New_Construction | 26 = Res. Central Air Conditioning | 1
MCE | Residential | 23 = Res. Ele. & Ht. Pump Heating | 5
MCE | Residential | 32 = Res. Clothes Dry | 13
MCE | Residential | 25 = Res. Lighting | 5
MCE | Residential | 32 = Res. Clothes Dry | 16
MCE | Res_New_Construction | 38 = Res. Wall Insul. HP Heating | 3B
MCE | Residential | 36 = Res. Ceil. Insul. HP Heating | 13
MCE | Res_New_Construction | 24 = Res. Refrigeration | 3B
MCE | Res_New_Construction | 26 = Res. Central Air Conditioning | 2
MCE | Residential | 32 = Res. Clothes Dry | SYSTEM
MCE | Residential | 23 = Res. Ele. & Ht. Pump Heating | 11
MCE | Residential | 21 = Res. Wtr. Heating | 3B
MCE | Residential | 36 = Res. Ceil. Insul. HP Heating | 16
MCE | Res_New_Construction | 29 = Res. New Const. Cooling | 16
MCE | Res_New_Construction | 28 = Res. New Const. Lighting | 11
MCE | Res_New_Construction | 24 = Res. Refrigeration | 4
MCE | Residential | 21 = Res. Wtr. Heating | 4
MCE | Res | DEER:HVAC_Eff_AC | 12
MCE | Res_New_Construction | 26 = Res. Central Air Conditioning | 3A
MCE | Residential | 33 = Res. Insul. Cen. A/C | 1
MCE | Residential | 23 = Res. Ele. & Ht. Pump Heating | 12
MCE | Residential | 25 = Res. Lighting | 11
MCE | Residential | 36 = Res. Ceil. Insul. HP Heating | SYSTEM
MCE | Res_New_Construction | 28 = Res. New Const. Lighting | 12
MCE | Residential | 21 = Res. Wtr. Heating | 5
MCE | Residential | 42 = Res. Dir. Assist. Weatherization | SYSTEM
MCE | Res_New_Construction | 26 = Res. Central Air Conditioning | 3B
MCE | Residential | 37 = Res. Wall Insul. HP Cooling | 1
MCE | Residential | 43 = Res. Dir. Assist. Refrigeration | 1
MCE | Residential | 25 = Res. Lighting | 12
MCE | Residential | 43 = Res. Dir. Assist. Refrigeration | 2
MCE | Res_New_Construction | 26 = Res. Central Air Conditioning | 4
MCE | Residential | 43 = Res. Dir. Assist. Refrigeration | 3A
MCE | Res | DEER:RefgFrzr_Recyc-UnConditioned | 12
MCE | Residential | 43 = Res. Dir. Assist. Refrigeration | 3B
MCE | Res | DEER:Res_ClothesDishWasher | 13
MCE | Residential | 43 = Res. Dir. Assist. Refrigeration | 4
MCE | Res | DEER:HVAC_Eff_AC | 13
MCE | Residential | 25 = Res. Lighting | 13
MCE | Residential | 43 = Res. Dir. Assist. Refrigeration | 5
MCE | Residential | 37 = Res. Wall Insul. HP Cooling | 2
MCE | Residential | 43 = Res. Dir. Assist. Refrigeration | 11
MCE | Res_New_Construction | 29 = Res. New Const. Cooling | SYSTEM
MCE | Res_New_Construction | 28 = Res. New Const. Lighting | 13
MCE | Res_New_Construction | 36 = Res. Ceil. Insul. HP Heating | 12
MCE | Res_New_Construction | 41 = Res. EMS | 3A
MCE | Res_New_Construction | 35 = Res. Ceil. Insul. HP Cooling | SYSTEM
MCE | Res_New_Construction | 36 = Res. Ceil. Insul. HP Heating | 13
MCE | Res | DEER:Res_ClothesDishWasher | 16
MCE | Res_New_Construction | 24 = Res. Refrigeration | 5
MCE | Residential | 23 = Res. Ele. & Ht. Pump Heating | 13
MCE | Res_New_Construction | 41 = Res. EMS | 3B
MCE | Res_New_Construction | 36 = Res. Ceil. Insul. HP Heating | 16
MCE | Res_New_Construction | 38 = Res. Wall Insul. HP Heating | 4
MCE | Res_New_Construction | 36 = Res. Ceil. Insul. HP Heating | SYSTEM
MCE | Residential | 23 = Res. Ele. & Ht. Pump Heating | 16
MCE | Res_New_Construction | 38 = Res. Wall Insul. HP Heating | 5
MCE | Res_New_Construction | 24 = Res. Refrigeration | 11
MCE | Residential | 23 = Res. Ele. & Ht. Pump Heating | SYSTEM
MCE | Res_New_Construction | 37 = Res. Wall Insul. HP Cooling | 1
MCE | Res_New_Construction | 38 = Res. Wall Insul. HP Heating | 11
MCE | Res_New_Construction | 41 = Res. EMS | 4
MCE | Res | DEER:HVAC_Eff_AC | 16
MCE | Res_New_Construction | 45 = Res. Dir. Assist. Evap. Cooler | 3A
MCE | Res_New_Construction | 24 = Res. Refrigeration | 12
MCE | Res_New_Construction | 38 = Res. Wall Insul. HP Heating | 12
MCE | Res_New_Construction | 41 = Res. EMS | 5
MCE | Res | DEER:Res_ClothesDishWasher | SYSTEM
MCE | Res_New_Construction | 36 = Res. Ceil. Insul. HP Heating | 1
MCE | Res_New_Construction | 45 = Res. Dir. Assist. Evap. Cooler | 3B
MCE | Res_New_Construction | 41 = Res. EMS | 11
MCE | Res_New_Construction | 24 = Res. Refrigeration | 13
MCE | Res_New_Construction | 43 = Res. Dir. Assist. Refrigeration | 13
MCE | Res_New_Construction | 31 = Res. Cooking | 1
MCE | Res_New_Construction | 45 = Res. Dir. Assist. Evap. Cooler | 4
MCE | Res | DEER:Res_BldgShell_Ins | 1
MCE | Res_New_Construction | 43 = Res. Dir. Assist. Refrigeration | 16
MCE | Res_New_Construction | 45 = Res. Dir. Assist. Evap. Cooler | 5
MCE | Res | DEER:HVAC_Eff_AC | SYSTEM
MCE | Res | DEER:Res_BldgShell_Ins | 2
MCE | Res_New_Construction | 37 = Res. Wall Insul. HP Cooling | 2
MCE | Res_New_Construction | 26 = Res. Central Air Conditioning | 5
MCE | Res | DEER:HVAC_Eff_HP | 1
MCE | Residential | 25 = Res. Lighting | 16
MCE | Res_New_Construction | 36 = Res. Ceil. Insul. HP Heating | 2
MCE | Res | DEER:Res_BldgShell_Ins | 3A
MCE | Res_New_Construction | 31 = Res. Cooking | 2
MCE | Res | DEER:Res_BldgShell_Ins | 3B
MCE | Res_New_Construction | 26 = Res. Central Air Conditioning | 11
MCE | Res_New_Construction | 24 = Res. Refrigeration | 16
MCE | Residential | 40 = Res. Flr. Insul. HP Heating | 4
MCE | Res_New_Construction | 31 = Res. Cooking | 3A
MCE | Residential | 22 = Res. Ht. Pump Cooling | 4
MCE | Res_New_Construction | 24 = Res. Refrigeration | SYSTEM
MCE | Res | DEER:RefgFrzr_Recyc-UnConditioned | 13
MCE | Res | DEER:Res_BldgShell_Ins | 4
MCE | Res_New_Construction | 31 = Res. Cooking | 3B
MCE | Res_New_Construction | 36 = Res. Ceil. Insul. HP Heating | 3A
MCE | Res_New_Construction | 26 = Res. Central Air Conditioning | 12
MCE | Res | DEER:Res_BldgShell_Ins | 5
MCE | Residential | 40 = Res. Flr. Insul. HP Heating | 5
MCE | Res | DEER:Res_BldgShell_Ins | 13
MCE | Res | DEER:Res_BldgShell_Ins | 11
MCE | Res_New_Construction | 25 = Res. Lighting | 1
MCE | Res | DEER:Res_BldgShell_Ins | 12
MCE | Res_New_Construction | 36 = Res. Ceil. Insul. HP Heating | 3B
MCE | Res | DEER:Res_BldgShell_Ins | 16
MCE | Residential | 40 = Res. Flr. Insul. HP Heating | 11
MCE | Res_New_Construction | 37 = Res. Wall Insul. HP Cooling | 3A
MCE | Res | DEER:Res_BldgShell_Ins | SYSTEM
MCE | Res_New_Construction | 43 = Res. Dir. Assist. Refrigeration | SYSTEM
MCE | Residential | 40 = Res. Flr. Insul. HP Heating | 12
MCE | COMMERCIAL | 1 = Commercial Indoor Lighting | All
MCE | Res_New_Construction | 32 = Res. Clothes Dry | All
MCE | Residential | 40 = Res. Flr. Insul. HP Heating | 13
MCE | Res_New_Construction | 45 = Res. Dir. Assist. Evap. Cooler | 11
MCE | Res_New_Construction | 26 = Res. Central Air Conditioning | 13
MCE | Residential | 22 = Res. Ht. Pump Cooling | 5
MCE | INDUSTRIAL | 9 = Industrial Outdoor Lighting | All
MCE | Res_New_Construction | 44 = Res. Dir. Assist. Lighting | 1
MCE | Res_New_Construction | 25 = Res. Lighting | 2
MCE | Res | DEER:RefgFrzr_Recyc-UnConditioned | 16
MCE | Residential | 21 = Res. Wtr. Heating | All
MCE | Res_New_Construction | 36 = Res. Ceil. Insul. HP Heating | 4
MCE | Residential | 22 = Res. Ht. Pump Cooling | 11
MCE | COMMERCIAL | 5 = Commercial Food Service | All
MCE | Res_New_Construction | 44 = Res. Dir. Assist. Lighting | 2
MCE | Residential | 40 = Res. Flr. Insul. HP Heating | 16
MCE | Res_New_Construction | 26 = Res. Central Air Conditioning | 16
MCE | Residential | 40 = Res. Flr. Insul. HP Heating | SYSTEM
MCE | Res_New_Construction | 25 = Res. Lighting | 3A
MCE | Residential | 41 = Res. EMS | 1
MCE | Res | DEER:RefgFrzr_Recyc-UnConditioned | SYSTEM
MCE | Residential | 41 = Res. EMS | 2
MCE | Residential | 22 = Res. Ht. Pump Cooling | 12
MCE | INDUSTRIAL | 11 = Industrial Process | 1
MCE | Res_New_Construction | 34 = Res. Insul. Elect. Heat | 11
MCE | Res_New_Construction | 44 = Res. Dir. Assist. Lighting | 3A
MCE | Res_New_Construction | 36 = Res. Ceil. Insul. HP Heating | 5
MCE | Res_New_Construction | 34 = Res. Insul. Elect. Heat | 12
MCE | Res_New_Construction | 45 = Res. Dir. Assist. Evap. Cooler | 12
MCE | Res_New_Construction | 26 = Res. Central Air Conditioning | SYSTEM
MCE | Res_New_Construction | 34 = Res. Insul. Elect. Heat | 13
MCE | Res_New_Construction | 25 = Res. Lighting | 3B
MCE | Res_New_Construction | 44 = Res. Dir. Assist. Lighting | 3B
MCE | Res_New_Construction | 34 = Res. Insul. Elect. Heat | 16
MCE | Res_New_Construction | 34 = Res. Insul. Elect. Heat | SYSTEM
MCE | Res_New_Construction | 28 = Res. New Const. Lighting | 1
MCE | Res_New_Construction | 35 = Res. Ceil. Insul. HP Cooling | 1
MCE | Res_New_Construction | 25 = Res. Lighting | 4
MCE | INDUSTRIAL | 11 = Industrial Process | 2
MCE | Res_New_Construction | 35 = Res. Ceil. Insul. HP Cooling | 2
MCE | Residential | 22 = Res. Ht. Pump Cooling | 13
MCE | Res_New_Construction | 35 = Res. Ceil. Insul. HP Cooling | 3A
MCE | Residential | 45 = Res. Dir. Assist. Evap. Cooler | All
MCE | Res_New_Construction | 28 = Res. New Const. Lighting | All
MCE | INDUSTRIAL | 11 = Industrial Process | 3A
MCE | Res_New_Construction | 44 = Res. Dir. Assist. Lighting | 4
MCE | Residential | 34 = Res. Insul. Elect. Heat | All
MCE | Res_New_Construction | 25 = Res. Lighting | 5
MCE | Residential | 36 = Res. Ceil. Insul. HP Heating | All
MCE | Residential | 41 = Res. EMS | All
MCE | Residential | 37 = Res. Wall Insul. HP Cooling | All
MCE | Res_New_Construction | 23 = Res. Ele. & Ht. Pump Heating | All
MCE | Res_New_Construction | 44 = Res. Dir. Assist. Lighting | 5
MCE | Res_New_Construction | 25 = Res. Lighting | 11
MCE | Residential | 22 = Res. Ht. Pump Cooling | 16
MCE | INDUSTRIAL | 11 = Industrial Process | 3B
MCE | Res_New_Construction | 36 = Res. Ceil. Insul. HP Heating | 11
MCE | Res_New_Construction | 45 = Res. Dir. Assist. Evap. Cooler | 13
MCE | Res_New_Construction | 44 = Res. Dir. Assist. Lighting | 11
MCE | INDUSTRIAL | 11 = Industrial Process | 4
MCE | Res_New_Construction | 45 = Res. Dir. Assist. Evap. Cooler | 16
MCE | Residential | 22 = Res. Ht. Pump Cooling | SYSTEM
MCE | COMMERCIAL | 2 = Commercial Outdoor Lighting | SYSTEM
MCE | Residential | 23 = Res. Ele. & Ht. Pump Heating | 1
MCE | Res_New_Construction | 45 = Res. Dir. Assist. Evap. Cooler | SYSTEM
MCE | Residential | 23 = Res. Ele. & Ht. Pump Heating | 2
MCE | Res_New_Construction | 40 = Res. Flr. Insul. HP Heating | All
MCE | Residential | 44 = Res. Dir. Assist. Lighting | All
MCE | INDUSTRIAL | 11 = Industrial Process | 5
MCE | Res_New_Construction | 44 = Res. Dir. Assist. Lighting | 12
MCE | INDUSTRIAL | 11 = Industrial Process | 11
MCE | Residential | 23 = Res. Ele. & Ht. Pump Heating | 3A
MCE | Res | DEER:Res_ClothesDishWasher | 1
MCE | Res_New_Construction | 22 = Res. Ht. Pump Cooling | 11
MCE | Res_New_Construction | 44 = Res. Dir. Assist. Lighting | 13
MCE | Res_New_Construction | 22 = Res. Ht. Pump Cooling | 12
MCE | INDUSTRIAL | 11 = Industrial Process | 12
MCE | Res_New_Construction | 22 = Res. Ht. Pump Cooling | 13
MCE | INDUSTRIAL | 11 = Industrial Process | 13
MCE | Res | DEER:Res_ClothesDishWasher | 2
MCE | Res_New_Construction | 22 = Res. Ht. Pump Cooling | 16
MCE | INDUSTRIAL | 11 = Industrial Process | 16
MCE | Res_New_Construction | 22 = Res. Ht. Pump Cooling | SYSTEM
MCE | Residential | 42 = Res. Dir. Assist. Weatherization | 3A
MCE | Res | DEER:Res_ClothesDishWasher | 3A
MCE | Res_New_Construction | 23 = Res. Ele. & Ht. Pump Heating | 1
MCE | Residential | 42 = Res. Dir. Assist. Weatherization | 3B
MCE | Res_New_Construction | 23 = Res. Ele. & Ht. Pump Heating | 2
MCE | Res_New_Construction | 44 = Res. Dir. Assist. Lighting | 16
MCE | Residential | 42 = Res. Dir. Assist. Weatherization | 4
MCE | Res_New_Construction | 23 = Res. Ele. & Ht. Pump Heating | 3A
MCE | Res_New_Construction | 44 = Res. Dir. Assist. Lighting | SYSTEM
MCE | Residential | 42 = Res. Dir. Assist. Weatherization | 5
MCE | Res_New_Construction | 39 = Res. Flr. Insul. HP Cooling | 4
MCE | Residential | 42 = Res. Dir. Assist. Weatherization | 11
MCE | Res_New_Construction | 45 = Res. Dir. Assist. Evap. Cooler | 1
MCE | Res_New_Construction | 39 = Res. Flr. Insul. HP Cooling | 5
MCE | Res | DEER:Res_ClothesDishWasher | 3B
MCE | Res_New_Construction | 39 = Res. Flr. Insul. HP Cooling | 11
MCE | Residential | 42 = Res. Dir. Assist. Weatherization | 12
MCE | Res_New_Construction | 39 = Res. Flr. Insul. HP Cooling | 12
MCE | Res | DEER:Res_ClothesDishWasher | 4
MCE | Residential | 42 = Res. Dir. Assist. Weatherization | 13
MCE | Res_New_Construction | 45 = Res. Dir. Assist. Evap. Cooler | 2
MCE | Res_New_Construction | 39 = Res. Flr. Insul. HP Cooling | 13
MCE | Residential | 42 = Res. Dir. Assist. Weatherization | 16
MCE | Res | DEER:Res_ClothesDishWasher | 5
MCE | Res_New_Construction | 37 = Res. Wall Insul. HP Cooling | 3B
MCE | Res_New_Construction | 39 = Res. Flr. Insul. HP Cooling | 16
MCE | Res | DEER:Res_ClothesDishWasher | 11
MCE | Res_New_Construction | 37 = Res. Wall Insul. HP Cooling | 4
MCE | Res_New_Construction | 39 = Res. Flr. Insul. HP Cooling | SYSTEM
MCE | Res_New_Construction | 37 = Res. Wall Insul. HP Cooling | 5
MCE | Res | DEER:Res_ClothesDishWasher | 12
MCE | Res_New_Construction | 37 = Res. Wall Insul. HP Cooling | 11
MCE | Res_New_Construction | 40 = Res. Flr. Insul. HP Heating | 1
MCE | Res_New_Construction | 37 = Res. Wall Insul. HP Cooling | 12
MCE | Res_New_Construction | 37 = Res. Wall Insul. HP Cooling | 13
MCE | Res_New_Construction | 37 = Res. Wall Insul. HP Cooling | 16
MCE | Res_New_Construction | 37 = Res. Wall Insul. HP Cooling | SYSTEM
MCE | COMMERCIAL | 3 = Commercial HVAC | 1
MCE | COMMERCIAL | 3 = Commercial HVAC | 2
MCE | COMMERCIAL | 3 = Commercial HVAC | 3A
MCE | COMMERCIAL | 3 = Commercial HVAC | 3B
MCE | COMMERCIAL | 3 = Commercial HVAC | 4
MCE | COMMERCIAL | 3 = Commercial HVAC | 5
MCE | COMMERCIAL | 3 = Commercial HVAC | 11
MCE | COMMERCIAL | 3 = Commercial HVAC | 12
MCE | COMMERCIAL | 3 = Commercial HVAC | 13
MCE | Residential | 21 = Res. Wtr. Heating | 11
MCE | Residential | 21 = Res. Wtr. Heating | 12
MCE | Residential | 21 = Res. Wtr. Heating | 13
MCE | Residential | 21 = Res. Wtr. Heating | 16
MCE | Residential | 21 = Res. Wtr. Heating | SYSTEM
MCE | Residential | 22 = Res. Ht. Pump Cooling | 1
MCE | Residential | 22 = Res. Ht. Pump Cooling | 2
MCE | Residential | 22 = Res. Ht. Pump Cooling | 3A
MCE | Residential | 22 = Res. Ht. Pump Cooling | 3B
MCE | Residential | 45 = Res. Dir. Assist. Evap. Cooler | 3B
MCE | Residential | 45 = Res. Dir. Assist. Evap. Cooler | 4
MCE | Residential | 45 = Res. Dir. Assist. Evap. Cooler | 5
MCE | Residential | 45 = Res. Dir. Assist. Evap. Cooler | 11
MCE | Residential | 45 = Res. Dir. Assist. Evap. Cooler | 12
MCE | Residential | 45 = Res. Dir. Assist. Evap. Cooler | 13
MCE | Residential | 45 = Res. Dir. Assist. Evap. Cooler | 16
MCE | Residential | 45 = Res. Dir. Assist. Evap. Cooler | SYSTEM
MCE | Res_New_Construction | 41 = Res. EMS | 12
MCE | Res_New_Construction | 41 = Res. EMS | 13
MCE | Res_New_Construction | 41 = Res. EMS | 16
MCE | Res_New_Construction | 41 = Res. EMS | SYSTEM
MCE | Res_New_Construction | 42 = Res. Dir. Assist. Weatherization | 1
MCE | Res_New_Construction | 42 = Res. Dir. Assist. Weatherization | 2
MCE | Res_New_Construction | 42 = Res. Dir. Assist. Weatherization | 3A
MCE | Res_New_Construction | 42 = Res. Dir. Assist. Weatherization | 3B
MCE | Res_New_Construction | 42 = Res. Dir. Assist. Weatherization | 4
SoCalREN | Food_Store | Reduce_Cooling_Load-Ret | All
SoCalREN | Sit_Down_Restaurant | Perimter Lt Control | All
SoCalREN | Industrial | Pool HtPmp | All
SoCalREN | Small_Retail_Store | Reduce_Cooling_Load-Ret | All
SoCalREN | Grocery_Store | Perimter Lt Control | All
SoCalREN | Agricultural | Pool HtPmp | All
SoCalREN | Small_Retail_Store | IndoorLt | All
SoCalREN | Small_Office | IndoorLt | All
SoCalREN | Residential | HorizAxisClothesWasher-RC | All
SoCalREN | Grocery_Store | DayLt & Controls | All
SoCalREN | Res | DEER:HVAC_Eff_AC | 15
SoCalREN | Misc._Commercial | DHW HtPmp | All
SoCalREN | Hospital | IndoorLt | All
SoCalREN | Food_Store | Perimter Lt Control | All
SoCalREN | Large_Office | Reduce_Cooling_Load-Ret | All
SoCalREN | Res | DEER:Indoor_CFL_Ltg | 16
SoCalREN | Misc._Commercial | Pool HtPmp | All
SoCalREN | Res | DEER:RefgFrzr_HighEff | 8
SoCalREN | Small_Office | Perimter Lt Control | All
SoCalREN | Assembly | Lighting-NC | 6
SoCalREN | Misc._Commercial | DayLt & Controls | All
SoCalREN | Food_Store | Wall_insul-Ret | All
SoCalREN | Non-Refrig._Warehouse | New_HtPmp-Ret | All
SoCalREN | Large_Office | Window_Tint-Ret | All
SoCalREN | Refrigerated_Warehouse | Refrigeration | All
SoCalREN | Misc._Commercial | Reduce_Cooling_Load-Ret | All
SoCalREN | Res | DEER:Indoor_CFL_Ltg | SYSTEM
SoCalREN | Res | DEER:RefgFrzr_Recyc-UnConditioned | SYSTEM
SoCalREN | Industrial | Roof_insul-Ret | All
SoCalREN | Agricultural | Roof_insul-Ret | All
SoCalREN | Res | DEER:RefgFrzr_Recyc-Conditioned | SYSTEM
SoCalREN | Res | DEER:RefgFrzr_HighEff | 9
SoCalREN | Small_Retail_Store | New_HtPmp-Ret | All
SoCalREN | Restaurant | Refrigeration | All
SoCalREN | Fast_Food_Restaurant | Refrigeration | All
SoCalREN | Industrial | IndoorLt | All
SoCalREN | Agricultural | IndoorLt | All
SoCalREN | Assembly | Lighting-NC | 8
SoCalREN | Agricultural | Outdoor Lt | All
SoCalREN | Misc._Commercial | Refrigeration | All
SoCalREN | Refrigerated_Warehouse | Pool HtPmp | All
SoCalREN | Medical_Clinic | IndoorLt | All
SoCalREN | Assembly | Lighting-NC | 9
SoCalREN | Trans_Comm_Util | Refrigeration | All
SoCalREN | Res | DEER:Indoor_CFL_Ltg | 15
SoCalREN | Trans_Comm_Util | DHW HtPmp | All
SoCalREN | Small_Office | Window_Tint-Ret | All
SoCalREN | Assembly | Lighting-NC | 10
SoCalREN | Assembly | Lighting-NC | 13
SoCalREN | Medical_Clinic | DHW HtPmp | All
SoCalREN | Assembly | Lighting-NC | 14
SoCalREN | K_thru_12_School | New_AC-Ret | All
SoCalREN | Res | DEER:HVAC_Duct_Sealing | 14
SoCalREN | Non_Res | DEER:HVAC_Split-Package_AC | 15
SoCalREN | Large_Office | Occupancy Sensor | All
SoCalREN | Small_Retail_Store | Occupancy Sensor | All
SoCalREN | Res | DEER:RefgFrzr_HighEff | 13
SoCalREN | Non-Refrig._Warehouse | Pool HtPmp | All
SoCalREN | Large_Retail_Store | Reduce_Cooling_Load-Ret | All
SoCalREN | College_University | IndoorLt | All
SoCalREN | Assembly | DayLt & Controls | All
SoCalREN | Sit_Down_Restaurant | Refrigeration | All
SoCalREN | Storage_Building | Refrigeration | All
SoCalREN | Large_Retail_Store | Economy_cycle-Ret | All
SoCalREN | College_University | Economy_cycle-Ret | All
SoCalREN | Large_Retail_Store | Occupancy Sensor | All
SoCalREN | Hospital | Perimter Lt Control | All
SoCalREN | Small_Office | Refrigeration | All
SoCalREN | Industrial | Reduce_Cooling_Load-Ret | All
SoCalREN | Agricultural | Reduce_Cooling_Load-Ret | All
SoCalREN | Hotel_Motel | New_AC-Ret | All
SoCalREN | Food_Store | Lower_Cond_temp-Ret | All
SoCalREN | Refrigerated_Warehouse | DayLt & Controls | All
SoCalREN | Hotel_Motel | Occupancy Sensor | All
SoCalREN | Res | DEER:RefgFrzr_Recyc-UnConditioned | 9
SoCalREN | Residential | Refrig-RC | All
SoCalREN | Small_Retail_Store | Perimter Lt Control | All
SoCalREN | Grocery_Store | DHW HtPmp | All
SoCalREN | Res | DEER:RefgFrzr_Recyc-UnConditioned | 15
SoCalREN | Restaurant | Perimter Lt Control | All
SoCalREN | Large_Retail_Store | Perimter Lt Control | All
SoCalREN | Storage_Building | DayLt & Controls | All
SoCalREN | Residential | CFL-RC | All
SoCalREN | Small_Office | Occupancy Sensor | All
SoCalREN | K_thru_12_School | Perimter Lt Control | All
SoCalREN | Restaurant | Economy_cycle-Ret | All
SoCalREN | Small_Retail_Store | Economy_cycle-Ret | All
SoCalREN | Res | DEER:Indoor_CFL_Ltg | 8
SoCalREN | K_thru_12_School | Wall_insul-Ret | All
SoCalREN | Hotel_Motel | DHW HtPmp | All
SoCalREN | College_University | DayLt & Controls | All
SoCalREN | Large_Office | Outdoor Lt | All
SoCalREN | Industrial | Wall_insul-Ret | All
SoCalREN | Res | DEER:RefgFrzr_Recyc-Conditioned | 9
SoCalREN | Res | DEER:RefgFrzr_Recyc-Conditioned | 8
SoCalREN | Misc._Commercial | Economy_cycle-Ret | All
SoCalREN | Large_Retail_Store | Refrigeration | All
SoCalREN | Large_Office | DHW HtPmp | All
SoCalREN | Large_Office | Refrigeration | All
SoCalREN | College_University | Wall_insul-Ret | All
SoCalREN | Trans_Comm_Util | Wall_insul-Ret | All
SoCalREN | Misc._Commercial | Wall_insul-Ret | All
SoCalREN | Small_Office | Reduce_Cooling_Load-Ret | All
SoCalREN | Hospital | Wall_insul-Ret | All
SoCalREN | College_University | Pool HtPmp | All
SoCalREN | Res | DEER:RefgFrzr_Recyc-UnConditioned | 6
SoCalREN | Restaurant | Evap_Cooling-Ret | All
SoCalREN | Res | DEER:RefgFrzr_Recyc-Conditioned | 10
SoCalREN | Res | DEER:RefgFrzr_Recyc-UnConditioned | 8
SoCalREN | Agricultural | Wall_insul-Ret | All
SoCalREN | Small_Office | Pool HtPmp | All
SoCalREN | Trans_Comm_Util | Occupancy Sensor | All
SoCalREN | Medical_Clinic | Wall_insul-Ret | All
SoCalREN | Trans_Comm_Util | Pool HtPmp | All
SoCalREN | Large_Retail_Store | Wall_insul-Ret | All
SoCalREN | Residential | Residential Pool Pumps | All
SoCalREN | Non-Refrig._Warehouse | Outdoor Lt | All
SoCalREN | Sit_Down_Restaurant | DHW HtPmp | All
SoCalREN | College_University | Refrigeration | All
SoCalREN | Small_Retail_Store | Refrigeration | All
SoCalREN | Medical_Clinic | Pool HtPmp | All
SoCalREN | Non-Refrig._Warehouse | Wall_insul-Ret | All
SoCalREN | Residential | AC_Cooling-RC | All
SoCalREN | Refrigerated_Warehouse | New_HtPmp-Ret | All
SoCalREN | Large_Retail_Store | New_HtPmp-Ret | All
SoCalREN | College_University | Reduce_Cooling_Load-Ret | All
SoCalREN | Res | DEER:HVAC_Eff_AC | 14
SoCalREN | Res | DEER:RefgFrzr_Recyc-Conditioned | 14
SoCalREN | K_thru_12_School | Refrigeration | All
SoCalREN | Restaurant | New_HtPmp-Ret | All
SoCalREN | Large_Retail_Store | Outdoor Lt | All
SoCalREN | School | DayLt & Controls | All
SoCalREN | K_thru_12_School | DayLt & Controls | All
SoCalREN | Trans_Comm_Util | Reduce_Cooling_Load-Ret | All
SoCalREN | Hotel_Motel | Reduce_Cooling_Load-Ret | All
SoCalREN | Food_Store | New_HtPmp-Ret | All
SoCalREN | Res | DEER:RefgFrzr_HighEff | 16
SoCalREN | College_University | Perimter Lt Control | All
SoCalREN | Grocery_Store | Refrigeration | All
SoCalREN | Res | DEER:HVAC_Eff_AC | 10
SoCalREN | College_University | Lighting-NC | 10
SoCalREN | Res | DEER:HVAC_Duct_Sealing | 6
SoCalREN | Small_Office | DHW HtPmp | All
SoCalREN | College_University | Lighting-NC | 13
SoCalREN | Res | DEER:RefgFrzr_Recyc-Conditioned | 6
SoCalREN | Non_Res | DEER:HVAC_Split-Package_AC | SYSTEM
SoCalREN | Res | DEER:RefgFrzr_Recyc-Conditioned | 13
SoCalREN | Res | DEER:RefgFrzr_HighEff | 14
SoCalREN | Small_Retail_Store | Pool HtPmp | All
SoCalREN | Res | DEER:HVAC_Duct_Sealing | 8
SoCalREN | Non_Res | DEER:HVAC_Duct_Sealing | 16
SoCalREN | College_University | Lighting-NC | 14
SoCalREN | Non_Res | DEER:HVAC_Duct_Sealing | 15
SoCalREN | Non_Res | DEER:HVAC_Duct_Sealing | SYSTEM
SoCalREN | Small_Office | Lighting-NC | 14
SoCalREN | Trans_Comm_Util | Perimter Lt Control | All
SoCalREN | Res | DEER:RefgFrzr_Recyc-UnConditioned | 13
SoCalREN | Res | DEER:HVAC_Duct_Sealing | 9
SoCalREN | College_University | Lighting-NC | 15
SoCalREN | Non_Res | DEER:Indoor_CFL_Ltg | 16
SoCalREN | Res | DEER:RefgFrzr_HighEff | SYSTEM
SoCalREN | Small_Office | Lighting-NC | 15
SoCalREN | College_University | Lighting-NC | 16
SoCalREN | Non_Res | DEER:Indoor_Non-CFL_Ltg | 6
SoCalREN | Res | DEER:HVAC_Duct_Sealing | 16
SoCalREN | School | Perimter Lt Control | All
SoCalREN | Small_Office | Lighting-NC | 16
SoCalREN | College_University | Lighting-NC | SYSTEM
SoCalREN | Small_Office | Lighting-NC | SYSTEM
SoCalREN | Fast_Food_Restaurant | Lighting-NC | 6
SoCalREN | Hospital | Refrigeration | All
SoCalREN | Non_Res | DEER:HVAC_Chillers | 9
SoCalREN | Fast_Food_Restaurant | Lighting-NC | 8
SoCalREN | Fast_Food_Restaurant | Lighting-NC | 9
SoCalREN | Res | DEER:Refg_Chrg_Duct_Seal | 6
SoCalREN | Small_Retail_Store | Lighting-NC | 6
SoCalREN | Assembly | Perimter Lt Control | All
SoCalREN | Res | DEER:RefgFrzr_HighEff | 15
SoCalREN | Large_Office | IndoorLt | All
SoCalREN | Non_Res | DEER:Indoor_Non-CFL_Ltg | 8
SoCalREN | Non_Res | DEER:Indoor_Non-CFL_Ltg | 9
SoCalREN | Fast_Food_Restaurant | Pool HtPmp | All
SoCalREN | Small_Retail_Store | Lighting-NC | 8
SoCalREN | Fast_Food_Restaurant | Lighting-NC | 10
SoCalREN | Fast_Food_Restaurant | Lighting-NC | 13
SoCalREN | Small_Retail_Store | Lighting-NC | 9
SoCalREN | School | Hi_Perf_Glass-NC | 8
SoCalREN | Small_Office | Lo_Gain_Wndw-NC | 8
SoCalREN | Small_Office | Lo_Gain_Wndw-NC | 9
SoCalREN | Small_Retail_Store | Lighting-NC | 10
SoCalREN | School | Hi_Perf_Glass-NC | 9
SoCalREN | Non_Res | DEER:HVAC_Chillers | 10
SoCalREN | School | Hi_Perf_Glass-NC | 10
SoCalREN | Grocery_Store | Lighting-NC | 16
SoCalREN | Non_Res | DEER:HVAC_Split-Package_HP | 8
SoCalREN | Non_Res | DEER:HVAC_Split-Package_HP | 6
SoCalREN | School | Hi_Perf_Glass-NC | 13
SoCalREN | Small_Office | Lo_Gain_Wndw-NC | 10
SoCalREN | Small_Retail_Store | Lighting-NC | 13
SoCalREN | Grocery_Store | Lighting-NC | SYSTEM
SoCalREN | School | Hi_Perf_Glass-NC | 14
SoCalREN | Small_Retail_Store | Lighting-NC | 14
SoCalREN | Small_Office | Lo_Gain_Wndw-NC | 13
SoCalREN | Storage_Building | Pool HtPmp | All
SoCalREN | Res | DEER:HVAC_Duct_Sealing | 15
SoCalREN | Non_Res | DEER:Indoor_CFL_Ltg | SYSTEM
SoCalREN | Hospital | Lighting-NC | 6
SoCalREN | Small_Retail_Store | Lighting-NC | 15
SoCalREN | Small_Office | Lo_Gain_Wndw-NC | 14
SoCalREN | School | Hi_Perf_Glass-NC | 15
SoCalREN | Hospital | Lighting-NC | 8
SoCalREN | School | Hi_Perf_Glass-NC | 16
SoCalREN | Small_Retail_Store | Lighting-NC | 16
SoCalREN | Fast_Food_Restaurant | Package_AC-NC | 16
SoCalREN | Res | DEER:HVAC_Refrig_Charge | 6
SoCalREN | Small_Office | Lo_Gain_Wndw-NC | 15
SoCalREN | Large_Retail_Store | Pool HtPmp | All
SoCalREN | Res | DEER:Refg_Chrg_Duct_Seal | 14
SoCalREN | School | Hi_Perf_Glass-NC | SYSTEM
SoCalREN | Small_Office | Lo_Gain_Wndw-NC | 16
SoCalREN | Res | DEER:HVAC_Duct_Sealing | SYSTEM
SoCalREN | Sit_Down_Restaurant | Hi_Perf_Glass-NC | 6
SoCalREN | Hospital | Lighting-NC | 9
SoCalREN | Fast_Food_Restaurant | Package_AC-NC | SYSTEM
SoCalREN | Grocery_Store | Lo_Gain_Wndw-NC | 8
SoCalREN | Hospital | Lighting-NC | 10
SoCalREN | Sit_Down_Restaurant | Hi_Perf_Glass-NC | 8
SoCalREN | Hotel | Package_AC-NC | 6
SoCalREN | Small_Office | Lo_Gain_Wndw-NC | SYSTEM
SoCalREN | Grocery_Store | Lo_Gain_Wndw-NC | 9
SoCalREN | Hotel | Package_AC-NC | 8
SoCalREN | Hospital | Lighting-NC | 13
SoCalREN | Sit_Down_Restaurant | Hi_Perf_Glass-NC | 9
SoCalREN | Sit_Down_Restaurant | Hi_Perf_Glass-NC | 13
SoCalREN | Grocery_Store | Lo_Gain_Wndw-NC | 10
SoCalREN | Assembly | Wtr_Cool_Chiller-NC | 6
SoCalREN | Sit_Down_Restaurant | Hi_Perf_Glass-NC | 10
SoCalREN | Hospital | Lighting-NC | 14
SoCalREN | Hotel | Package_AC-NC | 9
SoCalREN | Small_Retail_Store | <65K_AC_Split-NC | 9
SoCalREN | Grocery_Store | Lo_Gain_Wndw-NC | 13
SoCalREN | Hospital | Lighting-NC | 15
SoCalREN | Assembly | Wtr_Cool_Chiller-NC | 8
SoCalREN | Sit_Down_Restaurant | Hi_Perf_Glass-NC | 14
SoCalREN | Small_Retail_Store | <65K_AC_Split-NC | 10
SoCalREN | Res | DEER:HVAC_Eff_HP | 13
SoCalREN | Hotel | Package_AC-NC | 10
SoCalREN | Assembly | Wtr_Cool_Chiller-NC | 9
SoCalREN | Grocery_Store | Lo_Gain_Wndw-NC | 14
SoCalREN | Small_Retail_Store | <65K_AC_Split-NC | 13
SoCalREN | Grocery_Store | Lo_Gain_Wndw-NC | 15
SoCalREN | Sit_Down_Restaurant | Hi_Perf_Glass-NC | 15
SoCalREN | Hotel | Package_AC-NC | 13
SoCalREN | Assembly | Wtr_Cool_Chiller-NC | 10
SoCalREN | Grocery_Store | Lo_Gain_Wndw-NC | 16
SoCalREN | Small_Retail_Store | <65K_AC_Split-NC | 14
SoCalREN | Hospital | Lighting-NC | 16
SoCalREN | Grocery_Store | 65K-135K_Air_AC-NC | SYSTEM
SoCalREN | Hotel | Package_AC-NC | 14
SoCalREN | Small_Retail_Store | <65K_AC_Split-NC | 15
SoCalREN | Sit_Down_Restaurant | Hi_Perf_Glass-NC | 16
SoCalREN | Sit_Down_Restaurant | 65K-135K_Air_AC-NC | 6
SoCalREN | Grocery_Store | Lo_Gain_Wndw-NC | SYSTEM
SoCalREN | Small_Retail_Store | <65K_AC_Split-NC | 16
SoCalREN | Sit_Down_Restaurant | 65K-135K_Air_AC-NC | 8
SoCalREN | Sit_Down_Restaurant | Hi_Perf_Glass-NC | SYSTEM
SoCalREN | Small_Retail_Store | <65K_AC_Split-NC | SYSTEM
SoCalREN | Sit_Down_Restaurant | 65K-135K_Air_AC-NC | 9
SoCalREN | Storage_Building | <65K_AC_Split-NC | 6
SoCalREN | Hotel | Package_AC-NC | 15
SoCalREN | Hospital | Lo_Gain_Wndw-NC | 6
SoCalREN | Small_Office | Hi_Perf_Glass-NC | 6
SoCalREN | Small_Retail_Store | DHW HtPmp | All
SoCalREN | Sit_Down_Restaurant | 65K-135K_Air_AC-NC | 10
SoCalREN | Hospital | Lo_Gain_Wndw-NC | 8
SoCalREN | Hospital | Lighting-NC | SYSTEM
SoCalREN | Storage_Building | <65K_AC_Split-NC | 8
SoCalREN | Hospital | Lo_Gain_Wndw-NC | 9
SoCalREN | Res | DEER:HVAC_Eff_HP | 10
SoCalREN | Small_Office | Hi_Perf_Glass-NC | 8
SoCalREN | Hotel | Lighting-NC | 6
SoCalREN | Small_Office | Hi_Perf_Glass-NC | 9
SoCalREN | Storage_Building | <65K_AC_Split-NC | 9
SoCalREN | Hotel | Package_AC-NC | 16
SoCalREN | Hotel | Lighting-NC | 8
SoCalREN | Res | DEER:HVAC_Eff_HP | 8
SoCalREN | Small_Office | <65K_AC_Pckg-NC | 16
SoCalREN | Sit_Down_Restaurant | 65K-135K_Air_AC-NC | 13
SoCalREN | Hotel | >135K_Air_AC-NC | SYSTEM
SoCalREN | Large_Office | Wtr_Cool_Chiller-NC | 8
SoCalREN | Large_Office | >135K_Air_AC-NC | 6
SoCalREN | Small_Office | <65K_AC_Pckg-NC | SYSTEM
SoCalREN | Small_Office | Hi_Perf_Glass-NC | 10
SoCalREN | Hotel | Package_AC-NC | SYSTEM
SoCalREN | Sit_Down_Restaurant | 65K-135K_Air_AC-NC | 14
SoCalREN | Large_Office | >135K_Air_AC-NC | 8
SoCalREN | Small_Retail_Store | <65K_AC_Pckg-NC | 6
SoCalREN | Large_Office | >135K_Air_AC-NC | 9
SoCalREN | Restaurant | DayLt & Controls | All
SoCalREN | Small_Retail_Store | <65K_AC_Pckg-NC | 8
SoCalREN | Large_Office | Wtr_Cool_Chiller-NC | 9
SoCalREN | Misc._Commercial | Perimter Lt Control | All
SoCalREN | Large_Office | Wall_insul-Ret | All
SoCalREN | Sit_Down_Restaurant | 65K-135K_Air_AC-NC | 15
SoCalREN | Small_Retail_Store | <65K_AC_Pckg-NC | 9
SoCalREN | Large_Office | >135K_Air_AC-NC | 10
SoCalREN | Large_Office | >135K_Air_AC-NC | 13
SoCalREN | Sit_Down_Restaurant | 65K-135K_Air_AC-NC | 16
SoCalREN | School | Package_AC-NC | 6
SoCalREN | Large_Office | Wtr_Cool_Chiller-NC | 10
SoCalREN | Res | DEER:HVAC_Duct_Sealing | 10
SoCalREN | Small_Office | Hi_Perf_Glass-NC | 13
SoCalREN | School | Package_AC-NC | 8
SoCalREN | Fast_Food_Restaurant | <65K_AC_Pckg-NC | 13
SoCalREN | Non-Refrig._Warehouse | Occupancy Sensor | All
SoCalREN | Sit_Down_Restaurant | 65K-135K_Air_AC-NC | SYSTEM
SoCalREN | Large_Office | Wtr_Cool_Chiller-NC | 13
SoCalREN | Res | DEER:Indoor_CFL_Ltg | 14
SoCalREN | Res | DEER:Indoor_CFL_Ltg | 6
SoCalREN | Large_Retail_Store | >135K_Wtr_AC-NC | 10
SoCalREN | Small_Retail_Store | 65K-135_Wtr_AC-NC | 16
SoCalREN | Medical_Clinic | Refrigeration | All
SoCalREN | Large_Retail_Store | >135K_Wtr_AC-NC | 13
SoCalREN | Fast_Food_Restaurant | <65K_AC_Pckg-NC | 14
SoCalREN | K_thru_12_School | Occupancy Sensor | All
SoCalREN | Large_Office | Wtr_Cool_Chiller-NC | 14
SoCalREN | Storage_Building | DHW HtPmp | All
SoCalREN | Food_Store | DHW HtPmp | All
SoCalREN | Small_Retail_Store | 65K-135_Wtr_AC-NC | SYSTEM
SoCalREN | Res | DEER:Indoor_CFL_Ltg | 13
SoCalREN | Agricultural | New_AC-Ret | All
SoCalREN | Large_Office | Wtr_Cool_Chiller-NC | 15
SoCalREN | Hospital | DayLt & Controls | All
SoCalREN | Large_Retail_Store | >135K_Wtr_AC-NC | 14
SoCalREN | Hotel_Motel | IndoorLt | All
SoCalREN | Assembly | >135K_Air_AC-NC | 6
SoCalREN | Res | DEER:RefgFrzr_HighEff | 10
SoCalREN | Res | DEER:Indoor_CFL_Ltg | 9
SoCalREN | Large_Office | Wtr_Cool_Chiller-NC | 16
SoCalREN | Refrigerated_Warehouse | DHW HtPmp | All
SoCalREN | Fast_Food_Restaurant | <65K_AC_Pckg-NC | 15
SoCalREN | Misc._Commercial | IndoorLt | All
SoCalREN | Non_Res | DEER:HVAC_Duct_Sealing | 13
SoCalREN | Large_Retail_Store | >135K_Wtr_AC-NC | 15
SoCalREN | Fast_Food_Restaurant | <65K_AC_Pckg-NC | 16
SoCalREN | Large_Office | Wtr_Cool_Chiller-NC | SYSTEM
SoCalREN | Res | DEER:HVAC_Eff_AC | 16
SoCalREN | Hotel_Motel | DayLt & Controls | All
SoCalREN | Res | DEER:RefgFrzr_Recyc-UnConditioned | 16
SoCalREN | Trans_Comm_Util | DayLt & Controls | All
SoCalREN | Hotel | Lighting-NC | 9
SoCalREN | Res | DEER:HVAC_Eff_HP | 14
SoCalREN | Res | DEER:HVAC_Eff_HP | 15
SoCalREN | Assembly | >135K_Air_AC-NC | 8
SoCalREN | Large_Retail_Store | >135K_Wtr_AC-NC | 16
SoCalREN | Res | DEER:HVAC_Eff_HP | 9
SoCalREN | Fast_Food_Restaurant | <65K_AC_Pckg-NC | SYSTEM
SoCalREN | Hotel | Lighting-NC | 10
SoCalREN | Large_Retail_Store | Wtr_Cool_Chiller-NC | 6
SoCalREN | Sit_Down_Restaurant | <65K_AC_Pckg-NC | 6
SoCalREN | Large_Retail_Store | Wtr_Cool_Chiller-NC | 8
SoCalREN | Hotel | Lighting-NC | 13
SoCalREN | Assembly | >135K_Air_AC-NC | 9
SoCalREN | Res | DEER:HVAC_Eff_AC | SYSTEM
SoCalREN | Large_Retail_Store | >135K_Wtr_AC-NC | SYSTEM
SoCalREN | Hotel | Lighting-NC | 14
SoCalREN | Restaurant | Pool HtPmp | All
SoCalREN | Sit_Down_Restaurant | <65K_AC_Pckg-NC | 8
SoCalREN | School | >135K_Wtr_AC-NC | 6
SoCalREN | Assembly | >135K_Air_AC-NC | 10
SoCalREN | School | >135K_Wtr_AC-NC | 8
SoCalREN | Large_Retail_Store | Wtr_Cool_Chiller-NC | 9
SoCalREN | Assembly | >135K_Air_AC-NC | 13
SoCalREN | Small_Retail_Store | <65K_EvapCool-NC | 13
SoCalREN | Large_Office | >135K_Air_AC-NC | 14
SoCalREN | Industrial | DayLt & Controls | All
SoCalREN | Small_Office | Outdoor Lt | All
SoCalREN | Res | DEER:HVAC_Refrig_Charge | 13
SoCalREN | Non_Res | DEER:HVAC_Duct_Sealing | 14
SoCalREN | Hotel_Motel | Pool HtPmp | All
SoCalREN | Large_Office | New_HtPmp-Ret | All
SoCalREN | Res | DEER:RefgFrzr_Recycling | 15
SoCalREN | Non_Res | DEER:Indoor_CFL_Ltg | 14
SoCalREN | Non_Res | DEER:HVAC_Split-Package_AC | 6
SoCalREN | Hotel | Lighting-NC | 15
SoCalREN | Non_Res | DEER:Indoor_CFL_Ltg | 15
SoCalREN | Small_Retail_Store | <65K_AC_Pckg-NC | 10
SoCalREN | Small_Retail_Store | Wall_insul-Ret | All
SoCalREN | School | DHW HtPmp | All
SoCalREN | Non_Res | DEER:Indoor_CFL_Ltg | 10
SoCalREN | Non_Res | DEER:HVAC_Split-Package_AC | 13
SoCalREN | Res | DEER:HVAC_Eff_HP | 6
SoCalREN | Non_Res | DEER:HVAC_Split-Package_AC | 10
SoCalREN | Res | DEER:HVAC_Eff_HP | SYSTEM
SoCalREN | Res | DEER:HVAC_Eff_HP | 16
SoCalREN | Agricultural | DayLt & Controls | All
SoCalREN | Large_Office | Economy_cycle-Ret | All
SoCalREN | Assembly | Lighting-NC | 15
SoCalREN | Non_Res | DEER:Indoor_CFL_Ltg | 13
SoCalREN | Industrial | DHW HtPmp | All
SoCalREN | Small_Retail_Store | <65K_AC_Pckg-NC | 13
SoCalREN | Assembly | Lighting-NC | 16
SoCalREN | Large_Office | >135K_Air_AC-NC | 15
SoCalREN | Non-Refrig._Warehouse | Refrigeration | All
SoCalREN | Assembly | Lighting-NC | SYSTEM
SoCalREN | Hospital | Hi_Perf_Glass-NC | SYSTEM
SoCalREN | Industrial | Refrigeration | All
SoCalREN | Agricultural | Refrigeration | All
SoCalREN | College_University | Lighting-NC | 6
SoCalREN | Hotel | Lighting-NC | 16
SoCalREN | Hotel | Lighting-NC | SYSTEM
SoCalREN | College_University | Lighting-NC | 8
SoCalREN | Small_Retail_Store | <65K_AC_Pckg-NC | 14
SoCalREN | College_University | Lighting-NC | 9
SoCalREN | Sit_Down_Restaurant | Pool HtPmp | All
SoCalREN | College_University | Wtr_Cool_Chiller-NC | 14
SoCalREN | Restaurant | DHW HtPmp | All
SoCalREN | Large_Office | >135K_Air_AC-NC | 16
SoCalREN | Small_Retail_Store | Lighting-NC | SYSTEM
SoCalREN | Res | DEER:RefgFrzr_HighEff | 6
SoCalREN | Large_Office | Lighting-NC | 15
SoCalREN | Large_Office | >135K_Air_AC-NC | SYSTEM
SoCalREN | Small_Office | New_HtPmp-Ret | All
SoCalREN | College_University | Wtr_Cool_Chiller-NC | 15
SoCalREN | Large_Office | Lighting-NC | 16
SoCalREN | Non_Res | DEER:Indoor_Non-CFL_Ltg | 10
SoCalREN | Non_Res | DEER:Indoor_Non-CFL_Ltg | 13
SoCalREN | Non_Res | DEER:HVAC_Duct_Sealing | 6
SoCalREN | Non_Res | DEER:HVAC_Split-Package_AC | 14
SoCalREN | Large_Office | Lighting-NC | 6
SoCalREN | Large_Office | Hi_Perf_Glass-NC | 6
SoCalREN | Trans_Comm_Util | IndoorLt | All
SoCalREN | Large_Office | Lighting-NC | SYSTEM
SoCalREN | Large_Retail_Store | >135K_Air_AC-NC | 6
SoCalREN | Res | DEER:HVAC_Duct_Sealing | 13
SoCalREN | Large_Office | Lighting-NC | 8
SoCalREN | Grocery_Store | Hi_Perf_Glass-NC | 14
SoCalREN | Small_Retail_Store | <65K_AC_Pckg-NC | 15
SoCalREN | Large_Retail_Store | Lighting-NC | 6
SoCalREN | Non_Res | DEER:HVAC_Duct_Sealing | 8
SoCalREN | Fast_Food_Restaurant | Hi_Perf_Glass-NC | 13
SoCalREN | Fast_Food_Restaurant | Hi_Perf_Glass-NC | 14
SoCalREN | Res | DEER:HVAC_Refrig_Charge | 8
SoCalREN | Res | DEER:HVAC_Refrig_Charge | 10
SoCalREN | Large_Retail_Store | Lighting-NC | 8
SoCalREN | Grocery_Store | Hi_Perf_Glass-NC | 15
SoCalREN | Fast_Food_Restaurant | Hi_Perf_Glass-NC | 15
SoCalREN | Grocery_Store | Hi_Perf_Glass-NC | 16
SoCalREN | Fast_Food_Restaurant | Hi_Perf_Glass-NC | 16
SoCalREN | Res | DEER:HVAC_Refrig_Charge | 14
SoCalREN | Res | DEER:HVAC_Refrig_Charge | 15
SoCalREN | Large_Retail_Store | Lighting-NC | 9
SoCalREN | Storage_Building | Lighting-NC | 6
SoCalREN | Fast_Food_Restaurant | Hi_Perf_Glass-NC | SYSTEM
SoCalREN | Grocery_Store | Hi_Perf_Glass-NC | SYSTEM
SoCalREN | Large_Retail_Store | Lighting-NC | 10
SoCalREN | Large_Office | Lighting-NC | 9
SoCalREN | Non_Res | DEER:HVAC_Duct_Sealing | 10
SoCalREN | Grocery_Store | Hi_Perf_Glass-NC | 6
SoCalREN | Hospital | Hi_Perf_Glass-NC | 6
SoCalREN | Large_Retail_Store | Var_Spd_AC_Mtr-NC | SYSTEM
SoCalREN | Hospital | Hi_Perf_Glass-NC | 8
SoCalREN | Non_Res | DEER:Indoor_Non-CFL_Ltg | 15
SoCalREN | Hospital | Hi_Perf_Glass-NC | 9
SoCalREN | Grocery_Store | Hi_Perf_Glass-NC | 8
SoCalREN | Res | DEER:HVAC_Refrig_Charge | 9
SoCalREN | Large_Retail_Store | Lighting-NC | 13
SoCalREN | Hospital | Hi_Perf_Glass-NC | 10
SoCalREN | Large_Office | Hi_Perf_Glass-NC | 8
SoCalREN | Fast_Food_Restaurant | Lo_Gain_Wndw-NC | 6
SoCalREN | Grocery_Store | Hi_Perf_Glass-NC | 9
SoCalREN | Storage_Building | Lighting-NC | 8
SoCalREN | Fast_Food_Restaurant | Lo_Gain_Wndw-NC | 8
SoCalREN | Grocery_Store | Hi_Perf_Glass-NC | 10
SoCalREN | Fast_Food_Restaurant | Lo_Gain_Wndw-NC | 9
SoCalREN | Hospital | Hi_Perf_Glass-NC | 13
SoCalREN | Small_Retail_Store | <65K_AC_Pckg-NC | 16
SoCalREN | Large_Retail_Store | Lighting-NC | 14
SoCalREN | Non_Res | DEER:HVAC_Split-Package_AC | 16
SoCalREN | Hospital | Hi_Perf_Glass-NC | 14
SoCalREN | Grocery_Store | Hi_Perf_Glass-NC | 13
SoCalREN | Hospital | Hi_Perf_Glass-NC | 15
SoCalREN | School | Wtr_Cool_Chiller-NC | 13
SoCalREN | Large_Retail_Store | Lighting-NC | 15
SoCalREN | Fast_Food_Restaurant | Lo_Gain_Wndw-NC | 10
SoCalREN | College_University | Wtr_Cool_Chiller-NC | 16
SoCalREN | School | Var_Spd_AC_Mtr-NC | 6
SoCalREN | Large_Retail_Store | Lighting-NC | 16
SoCalREN | Large_Office | Lighting-NC | 10
SoCalREN | School | Var_Spd_AC_Mtr-NC | 8
SoCalREN | Fast_Food_Restaurant | Lo_Gain_Wndw-NC | 13
SoCalREN | School | Wtr_Cool_Chiller-NC | 14
SoCalREN | Fast_Food_Restaurant | Lo_Gain_Wndw-NC | 14
SoCalREN | Large_Retail_Store | Wtr_Cool_Chiller-NC | 10
SoCalREN | Hospital | Hi_Perf_Glass-NC | 16
SoCalREN | Large_Retail_Store | Wtr_Cool_Chiller-NC | 13
SoCalREN | College_University | Wtr_Cool_Chiller-NC | SYSTEM
SoCalREN | Fast_Food_Restaurant | Lo_Gain_Wndw-NC | 15
SoCalREN | Fast_Food_Restaurant | Lo_Gain_Wndw-NC | 16
SoCalREN | Large_Retail_Store | Wtr_Cool_Chiller-NC | 14
SoCalREN | School | Var_Spd_AC_Mtr-NC | 9
SoCalREN | Large_Office | Hi_Perf_Glass-NC | 9
SoCalREN | Fast_Food_Restaurant | <65K_AC_Split-NC | SYSTEM
SoCalREN | Fast_Food_Restaurant | Lo_Gain_Wndw-NC | SYSTEM
SoCalREN | Large_Office | Hi_Perf_Glass-NC | 10
SoCalREN | Storage_Building | Lighting-NC | 9
SoCalREN | Large_Office | Lighting-NC | 13
SoCalREN | Large_Retail_Store | Wtr_Cool_Chiller-NC | 15
SoCalREN | Grocery_Store | Lo_Gain_Wndw-NC | 6
SoCalREN | Grocery_Store | Wtr_Cool_Chiller-NC | 6
SoCalREN | Storage_Building | Lighting-NC | 10
SoCalREN | Storage_Building | <65K_AC_Split-NC | 10
SoCalREN | Sit_Down_Restaurant | <65K_AC_Split-NC | 6
SoCalREN | Large_Retail_Store | Wtr_Cool_Chiller-NC | 16
SoCalREN | Storage_Building | <65K_AC_Split-NC | 13
SoCalREN | Large_Office | Hi_Perf_Glass-NC | 13
SoCalREN | Storage_Building | <65K_AC_Split-NC | 14
SoCalREN | Large_Retail_Store | Wtr_Cool_Chiller-NC | SYSTEM
SoCalREN | Storage_Building | <65K_AC_Split-NC | 15
SoCalREN | Large_Office | Hi_Perf_Glass-NC | 14
SoCalREN | School | Var_Spd_AC_Mtr-NC | 10
SoCalREN | Small_Office | >135K_Air_AC-NC | 16
SoCalREN | School | Wtr_Cool_Chiller-NC | 6
SoCalREN | Large_Office | Lighting-NC | 14
SoCalREN | Storage_Building | <65K_AC_Split-NC | 16
SoCalREN | Non_Res | DEER:Indoor_Non-CFL_Ltg | 16
SoCalREN | School | Wtr_Cool_Chiller-NC | 15
SoCalREN | School | Wtr_Cool_Chiller-NC | 8
SoCalREN | School | Wtr_Cool_Chiller-NC | 9
SoCalREN | Storage_Building | <65K_AC_Split-NC | SYSTEM
SoCalREN | Storage_Building | Lighting-NC | 13
SoCalREN | Fast_Food_Restaurant | <65K_AC_Pckg-NC | 6
SoCalREN | School | Wtr_Cool_Chiller-NC | 10
SoCalREN | Fast_Food_Restaurant | <65K_AC_Pckg-NC | 8
SoCalREN | Small_Office | >135K_Air_AC-NC | SYSTEM
SoCalREN | School | Var_Spd_AC_Mtr-NC | 13
SoCalREN | Non_Res | DEER:HVAC_Chillers | 8
SoCalREN | Grocery_Store | Wtr_Cool_Chiller-NC | 8
SoCalREN | Small_Office | 65K-135K_Air_AC-NC | 6
SoCalREN | Large_Office | Hi_Perf_Glass-NC | 15
SoCalREN | Small_Office | Wtr_Cool_Chiller-NC | 15
SoCalREN | School | Wtr_Cool_Chiller-NC | 16
SoCalREN | Fast_Food_Restaurant | <65K_AC_Pckg-NC | 9
SoCalREN | Sit_Down_Restaurant | <65K_AC_Pckg-NC | 9
SoCalREN | Sit_Down_Restaurant | <65K_AC_Split-NC | 8
SoCalREN | Storage_Building | Lighting-NC | 14
SoCalREN | Storage_Building | >135K_Air_AC-NC | 6
SoCalREN | School | Var_Spd_AC_Mtr-NC | 14
SoCalREN | Grocery_Store | Wtr_Cool_Chiller-NC | 9
SoCalREN | Small_Office | 65K-135K_Air_AC-NC | 8
SoCalREN | School | Wtr_Cool_Chiller-NC | SYSTEM
SoCalREN | Small_Retail_Store | <65K_EvapCool-NC | 14
SoCalREN | Storage_Building | Lighting-NC | 15
SoCalREN | Fast_Food_Restaurant | <65K_AC_Pckg-NC | 10
SoCalREN | Storage_Building | >135K_Air_AC-NC | 8
SoCalREN | Sit_Down_Restaurant | <65K_AC_Pckg-NC | 10
SoCalREN | Small_Office | Wtr_Cool_Chiller-NC | 16
SoCalREN | Sit_Down_Restaurant | <65K_AC_Split-NC | 9
SoCalREN | Small_Office | 65K-135K_Air_AC-NC | 9
SoCalREN | School | Var_Spd_AC_Mtr-NC | 15
SoCalREN | Small_Retail_Store | <65K_EvapCool-NC | 15
SoCalREN | Small_Office | Wtr_Cool_Chiller-NC | SYSTEM
SoCalREN | Storage_Building | Lighting-NC | 16
SoCalREN | Sit_Down_Restaurant | <65K_AC_Pckg-NC | 13
SoCalREN | Storage_Building | >135K_Air_AC-NC | 9
SoCalREN | Grocery_Store | Wtr_Cool_Chiller-NC | 10
SoCalREN | Small_Office | 65K-135K_Air_AC-NC | 10
SoCalREN | Small_Retail_Store | <65K_EvapCool-NC | 16
SoCalREN | Storage_Building | Lighting-NC | SYSTEM
SoCalREN | School | Var_Spd_AC_Mtr-NC | 16
SoCalREN | Sit_Down_Restaurant | <65K_AC_Split-NC | 10
SoCalREN | Large_Retail_Store | >135K_Air_AC-NC | 8
SoCalREN | Hospital | >135K_Air_AC-NC | 14
SoCalREN | Storage_Building | >135K_Air_AC-NC | 10
SoCalREN | School | Var_Spd_AC_Mtr-NC | SYSTEM
SoCalREN | Fast_Food_Restaurant | Package_AC-NC | 6
SoCalREN | Small_Retail_Store | <65K_EvapCool-NC | SYSTEM
SoCalREN | Sit_Down_Restaurant | <65K_AC_Split-NC | 13
SoCalREN | Large_Retail_Store | >135K_Air_AC-NC | 9
SoCalREN | Small_Office | 65K-135K_Air_AC-NC | 13
SoCalREN | Small_Office | Var_Spd_AC_Mtr-NC | 6
SoCalREN | Storage_Building | >135K_Air_AC-NC | 13
SoCalREN | Hospital | >135K_Air_AC-NC | 15
SoCalREN | Assembly | >135K_Air_AC-NC | 14
SoCalREN | Fast_Food_Restaurant | Package_AC-NC | 8
SoCalREN | Small_Office | Wtr_Cool_Chiller-NC | 6
SoCalREN | Storage_Building | <65K_EvapCool-NC | 6
SoCalREN | Assembly | Hi_Perf_Glass-NC | 6
SoCalREN | Hospital | >135K_Air_AC-NC | 16
SoCalREN | Small_Office | Var_Spd_AC_Mtr-NC | 8
SoCalREN | Small_Office | 65K-135K_Air_AC-NC | 14
SoCalREN | Storage_Building | >135K_Air_AC-NC | 14
SoCalREN | Sit_Down_Restaurant | <65K_AC_Split-NC | 14
SoCalREN | Hospital | >135K_Air_AC-NC | SYSTEM
SoCalREN | School | >135K_Wtr_AC-NC | 9
SoCalREN | Agricultural | Replace_Chiller-Ret | 14
SoCalREN | Fast_Food_Restaurant | Package_AC-NC | 9
SoCalREN | Small_Office | 65K-135K_Air_AC-NC | 15
SoCalREN | Assembly | >135K_Air_AC-NC | 15
SoCalREN | School | Package_AC-NC | 9
SoCalREN | Storage_Building | >135K_Air_AC-NC | 15
SoCalREN | Large_Retail_Store | >135K_Air_AC-NC | 10
SoCalREN | Fast_Food_Restaurant | Package_AC-NC | 10
SoCalREN | Storage_Building | <65K_EvapCool-NC | 8
SoCalREN | Hotel | >135K_Air_AC-NC | 6
SoCalREN | Agricultural | Replace_Chiller-Ret | 15
SoCalREN | Small_Office | 65K-135K_Air_AC-NC | 16
SoCalREN | Storage_Building | >135K_Air_AC-NC | 16
SoCalREN | Storage_Building | <65K_EvapCool-NC | 9
SoCalREN | Hotel | >135K_Air_AC-NC | 8
SoCalREN | Assembly | >135K_Air_AC-NC | 16
SoCalREN | School | Package_AC-NC | 10
SoCalREN | Small_Office | Wtr_Cool_Chiller-NC | 8
SoCalREN | Small_Office | 65K-135K_Air_AC-NC | SYSTEM
SoCalREN | Storage_Building | >135K_Air_AC-NC | SYSTEM
SoCalREN | Large_Retail_Store | >135K_Air_AC-NC | 13
SoCalREN | Agricultural | Replace_Chiller-Ret | 16
SoCalREN | Fast_Food_Restaurant | Package_AC-NC | 13
SoCalREN | College_University | DayLt_Cntrl-NC | 15
SoCalREN | Hotel | >135K_Air_AC-NC | 9
SoCalREN | Small_Retail_Store | 65K-135K_Air_AC-NC | 6
SoCalREN | Storage_Building | <65K_EvapCool-NC | 10
SoCalREN | Large_Retail_Store | >135K_Air_AC-NC | 14
SoCalREN | School | Package_AC-NC | 13
SoCalREN | Hotel | >135K_Air_AC-NC | 10
SoCalREN | Agricultural | Replace_Chiller-Ret | SYSTEM
SoCalREN | Storage_Building | <65K_EvapCool-NC | 13
SoCalREN | College_University | DayLt_Cntrl-NC | 16
SoCalREN | Small_Office | Wtr_Cool_Chiller-NC | 9
SoCalREN | Large_Retail_Store | >135K_Air_AC-NC | 15
SoCalREN | School | Package_AC-NC | 14
SoCalREN | Assembly | >135K_Air_AC-NC | SYSTEM
SoCalREN | Storage_Building | >135K_Wtr_AC-NC | 6
SoCalREN | Grocery_Store | Wtr_Cool_Chiller-NC | 13
SoCalREN | College_University | DayLt_Cntrl-NC | SYSTEM
SoCalREN | Small_Office | New_AC-Ret | 6
SoCalREN | Fast_Food_Restaurant | Package_AC-NC | 14
SoCalREN | Large_Retail_Store | >135K_Air_AC-NC | 16
SoCalREN | School | >135K_Wtr_AC-NC | 10
SoCalREN | College_University | >135K_Air_AC-NC | 6
SoCalREN | Fast_Food_Restaurant | DayLt_Cntrl-NC | 6
SoCalREN | Small_Office | New_AC-Ret | 8
SoCalREN | School | Package_AC-NC | 15
SoCalREN | Storage_Building | >135K_Wtr_AC-NC | 8
SoCalREN | Large_Retail_Store | >135K_Air_AC-NC | SYSTEM
SoCalREN | Small_Office | New_AC-Ret | 9
SoCalREN | Grocery_Store | Wtr_Cool_Chiller-NC | 14
SoCalREN | Storage_Building | >135K_Wtr_AC-NC | 9
SoCalREN | Fast_Food_Restaurant | DayLt_Cntrl-NC | 8
SoCalREN | School | Package_AC-NC | 16
SoCalREN | School | >135K_Air_AC-NC | 6
SoCalREN | Small_Office | New_AC-Ret | 10
SoCalREN | Storage_Building | >135K_Wtr_AC-NC | 10
SoCalREN | Fast_Food_Restaurant | Package_AC-NC | 15
SoCalREN | Fast_Food_Restaurant | DayLt_Cntrl-NC | 9
SoCalREN | Small_Office | New_AC-Ret | 13
SoCalREN | Assembly | Var_Spd_AC_Mtr-NC | SYSTEM
SoCalREN | School | >135K_Air_AC-NC | 8
SoCalREN | School | >135K_Wtr_AC-NC | 13
SoCalREN | Small_Office | New_AC-Ret | 14
SoCalREN | Storage_Building | >135K_Wtr_AC-NC | 13
SoCalREN | Fast_Food_Restaurant | DayLt_Cntrl-NC | 10
SoCalREN | School | >135K_Air_AC-NC | 9
SoCalREN | School | Package_AC-NC | SYSTEM
SoCalREN | Hospital | Var_Spd_AC_Mtr-NC | 8
SoCalREN | Fast_Food_Restaurant | DayLt_Cntrl-NC | 16
SoCalREN | Fast_Food_Restaurant | DayLt_Cntrl-NC | 13
SoCalREN | College_University | 65K-135K_Air_AC-NC | 15
SoCalREN | Small_Office | Package_AC-NC | 6
SoCalREN | Storage_Building | >135K_Wtr_AC-NC | 14
SoCalREN | Hospital | Var_Spd_AC_Mtr-NC | 9
SoCalREN | Small_Office | New_AC-Ret | 15
SoCalREN | Fast_Food_Restaurant | DayLt_Cntrl-NC | 14
SoCalREN | College_University | Var_Spd_AC_Mtr-NC | 6
SoCalREN | College_University | 65K-135_Wtr_AC-NC | 9
SoCalREN | Fast_Food_Restaurant | DayLt_Cntrl-NC | SYSTEM
SoCalREN | College_University | Var_Spd_AC_Mtr-NC | 8
SoCalREN | Small_Retail_Store | Roof_insul-Ret | 14
SoCalREN | Hospital | Var_Spd_AC_Mtr-NC | 10
SoCalREN | Fast_Food_Restaurant | DayLt_Cntrl-NC | 15
SoCalREN | Small_Office | Package_AC-NC | 8
SoCalREN | Grocery_Store | DayLt_Cntrl-NC | 6
SoCalREN | Small_Retail_Store | Roof_insul-Ret | 15
SoCalREN | Grocery_Store | DayLt_Cntrl-NC | 8
SoCalREN | College_University | 65K-135_Wtr_AC-NC | 10
SoCalREN | Restaurant | New_AC-Ret | 9
SoCalREN | College_University | 65K-135K_Air_AC-NC | 16
SoCalREN | College_University | Var_Spd_AC_Mtr-NC | 9
SoCalREN | Storage_Building | >135K_Wtr_AC-NC | 15
SoCalREN | Restaurant | New_AC-Ret | 10
SoCalREN | Small_Retail_Store | Roof_insul-Ret | 16
SoCalREN | College_University | Var_Spd_AC_Mtr-NC | 10
SoCalREN | Storage_Building | >135K_Wtr_AC-NC | 16
SoCalREN | Small_Office | Package_AC-NC | 9
SoCalREN | Restaurant | New_AC-Ret | 13
SoCalREN | College_University | Var_Spd_AC_Mtr-NC | 13
SoCalREN | Grocery_Store | DayLt_Cntrl-NC | 9
SoCalREN | Small_Retail_Store | Roof_insul-Ret | SYSTEM
SoCalREN | Hospital | Var_Spd_AC_Mtr-NC | 13
SoCalREN | Restaurant | New_AC-Ret | 14
SoCalREN | Small_Office | Package_AC-NC | 10
SoCalREN | Storage_Building | >135K_Wtr_AC-NC | SYSTEM
SoCalREN | College_University | 65K-135_Wtr_AC-NC | 13
SoCalREN | College_University | Var_Spd_AC_Mtr-NC | 14
SoCalREN | Large_Retail_Store | Roof_insul-Ret | 6
SoCalREN | Restaurant | New_AC-Ret | 15
SoCalREN | Assembly | Hi_Eff_AC_Mtr-NC | 6
SoCalREN | Small_Office | Package_AC-NC | 13
SoCalREN | College_University | Var_Spd_AC_Mtr-NC | 15
SoCalREN | Large_Retail_Store | Roof_insul-Ret | 8
SoCalREN | Assembly | Hi_Eff_AC_Mtr-NC | 8
SoCalREN | Hospital | Var_Spd_AC_Mtr-NC | 14
SoCalREN | Restaurant | New_AC-Ret | 16
SoCalREN | College_University | 65K-135_Wtr_AC-NC | 14
SoCalREN | Grocery_Store | DayLt_Cntrl-NC | 10
SoCalREN | College_University | Var_Spd_AC_Mtr-NC | 16
SoCalREN | Large_Retail_Store | Roof_insul-Ret | 9
SoCalREN | Hospital | Var_Spd_AC_Mtr-NC | 15
SoCalREN | Restaurant | New_AC-Ret | SYSTEM
SoCalREN | Small_Office | Package_AC-NC | 14
SoCalREN | Large_Retail_Store | Roof_insul-Ret | 10
SoCalREN | College_University | 65K-135_Wtr_AC-NC | 15
SoCalREN | College_University | >135K_Air_AC-NC | 8
SoCalREN | Hospital | Var_Spd_AC_Mtr-NC | 16
SoCalREN | Large_Office | DayLt_Cntrl-NC | 13
SoCalREN | Small_Retail_Store | New_AC-Ret | 6
SoCalREN | College_University | Var_Spd_AC_Mtr-NC | SYSTEM
SoCalREN | Large_Retail_Store | Roof_insul-Ret | 13
SoCalREN | Large_Office | DayLt_Cntrl-NC | 14
SoCalREN | Large_Retail_Store | Evap_Cooling-Ret | 13
SoCalREN | Grocery_Store | DayLt_Cntrl-NC | 13
SoCalREN | Small_Retail_Store | New_AC-Ret | 8
SoCalREN | Large_Retail_Store | Roof_insul-Ret | 14
SoCalREN | College_University | >135K_Air_AC-NC | 9
SoCalREN | Large_Retail_Store | Evap_Cooling-Ret | 14
SoCalREN | Small_Retail_Store | New_AC-Ret | 9
SoCalREN | Large_Office | DayLt_Cntrl-NC | 15
SoCalREN | College_University | 65K-135_Wtr_AC-NC | 16
SoCalREN | Large_Retail_Store | Roof_insul-Ret | 15
SoCalREN | Large_Office | DayLt_Cntrl-NC | 16
SoCalREN | College_University | 65K-135K_Air_AC-NC | SYSTEM
SoCalREN | Large_Retail_Store | Evap_Cooling-Ret | 15
SoCalREN | Small_Retail_Store | New_AC-Ret | 10
SoCalREN | Large_Office | DayLt_Cntrl-NC | SYSTEM
SoCalREN | College_University | >135K_Air_AC-NC | 10
SoCalREN | Large_Retail_Store | Evap_Cooling-Ret | 16
SoCalREN | School | DayLt_Cntrl-NC | 6
SoCalREN | Large_Office | Reduce_Cooling_Load-Ret | 9
SoCalREN | College_University | 65K-135_Wtr_AC-NC | SYSTEM
SoCalREN | Hospital | Var_Spd_AC_Mtr-NC | SYSTEM
SoCalREN | School | DayLt_Cntrl-NC | 8
SoCalREN | College_University | >135K_Air_AC-NC | 13
SoCalREN | Large_Office | Reduce_Cooling_Load-Ret | 10
SoCalREN | Small_Retail_Store | New_AC-Ret | 13
SoCalREN | Hotel | Var_Spd_AC_Mtr-NC | 6
SoCalREN | School | DayLt_Cntrl-NC | 9
SoCalREN | Large_Retail_Store | Evap_Cooling-Ret | SYSTEM
SoCalREN | Large_Office | Reduce_Cooling_Load-Ret | 13
SoCalREN | College_University | Evap_Cooling-Ret | 6
SoCalREN | Fast_Food_Restaurant | 65K-135_Wtr_AC-NC | 6
SoCalREN | Fast_Food_Restaurant | 65K-135K_Air_AC-NC | 6
SoCalREN | School | DayLt_Cntrl-NC | 10
SoCalREN | Large_Office | Reduce_Cooling_Load-Ret | 14
SoCalREN | College_University | >135K_Air_AC-NC | 14
SoCalREN | Large_Retail_Store | Roof_insul-Ret | 16
SoCalREN | Grocery_Store | DayLt_Cntrl-NC | 14
SoCalREN | Hotel | Var_Spd_AC_Mtr-NC | 8
SoCalREN | Grocery_Store | DayLt_Cntrl-NC | 15
SoCalREN | Large_Retail_Store | Roof_insul-Ret | SYSTEM
SoCalREN | Fast_Food_Restaurant | 65K-135_Wtr_AC-NC | 8
SoCalREN | Hotel | Var_Spd_AC_Mtr-NC | 9
SoCalREN | Large_Office | Reduce_Cooling_Load-Ret | 15
SoCalREN | College_University | Evap_Cooling-Ret | 8
SoCalREN | School | DayLt_Cntrl-NC | 13
SoCalREN | Large_Office | Reduce_Cooling_Load-Ret | 16
SoCalREN | Grocery_Store | DayLt_Cntrl-NC | 16
SoCalREN | Hotel | Var_Spd_AC_Mtr-NC | 10
SoCalREN | Food_Store | Roof_insul-Ret | 6
SoCalREN | College_University | >135K_Air_AC-NC | 15
SoCalREN | Fast_Food_Restaurant | 65K-135_Wtr_AC-NC | 9
SoCalREN | Large_Office | Reduce_Cooling_Load-Ret | SYSTEM
SoCalREN | Grocery_Store | DayLt_Cntrl-NC | SYSTEM
SoCalREN | College_University | Evap_Cooling-Ret | 9
SoCalREN | Small_Retail_Store | Reduce_Cooling_Load-Ret | 6
SoCalREN | Food_Store | Roof_insul-Ret | 8
SoCalREN | Grocery_Store | Hi_Eff_AC_Mtr-NC | 14
SoCalREN | College_University | >135K_Air_AC-NC | 16
SoCalREN | Fast_Food_Restaurant | 65K-135K_Air_AC-NC | 8
SoCalREN | Food_Store | Roof_insul-Ret | 9
SoCalREN | School | DayLt_Cntrl-NC | 14
SoCalREN | College_University | Evap_Cooling-Ret | 10
SoCalREN | Hotel | Var_Spd_AC_Mtr-NC | 13
SoCalREN | Small_Retail_Store | Reduce_Cooling_Load-Ret | 8
SoCalREN | Food_Store | Roof_insul-Ret | 10
SoCalREN | Large_Retail_Store | New_AC-Ret | 16
SoCalREN | College_University | Evap_Cooling-Ret | 13
SoCalREN | Food_Store | Roof_insul-Ret | 13
SoCalREN | Grocery_Store | Hi_Eff_AC_Mtr-NC | 15
SoCalREN | Small_Retail_Store | Outdoor Lt | 9
SoCalREN | Large_Retail_Store | New_AC-Ret | SYSTEM
SoCalREN | Fast_Food_Restaurant | 65K-135K_Air_AC-NC | 9
SoCalREN | Trans_Comm_Util | Replace_Chiller-Ret | 9
SoCalREN | Small_Office | New_HtPmp-Ret | SYSTEM
SoCalREN | College_University | >135K_Air_AC-NC | SYSTEM
SoCalREN | Grocery_Store | Hi_Eff_AC_Mtr-NC | 16
SoCalREN | Small_Retail_Store | Outdoor Lt | 10
SoCalREN | School | DayLt_Cntrl-NC | 15
SoCalREN | Food_Store | Roof_insul-Ret | 14
SoCalREN | Trans_Comm_Util | Replace_Chiller-Ret | 10
SoCalREN | Food_Store | Roof_insul-Ret | 15
SoCalREN | Food_Store | New_AC-Ret | 6
SoCalREN | Small_Retail_Store | Outdoor Lt | 13
SoCalREN | Grocery_Store | >135K_Air_AC-NC | 6
SoCalREN | Small_Retail_Store | Outdoor Lt | 14
SoCalREN | Grocery_Store | Hi_Eff_AC_Mtr-NC | SYSTEM
SoCalREN | Food_Store | Roof_insul-Ret | 16
SoCalREN | Trans_Comm_Util | Replace_Chiller-Ret | 13
SoCalREN | Food_Store | New_AC-Ret | 8
SoCalREN | Small_Retail_Store | Outdoor Lt | 15
SoCalREN | Food_Store | Roof_insul-Ret | SYSTEM
SoCalREN | Grocery_Store | >135K_Air_AC-NC | 8
SoCalREN | Trans_Comm_Util | Replace_Chiller-Ret | 14
SoCalREN | Non-Refrig._Warehouse | Reduce_Cooling_Load-Ret | 10
SoCalREN | Small_Retail_Store | Outdoor Lt | 16
SoCalREN | Small_Office | Hi_Eff_AC_Mtr-NC | 14
SoCalREN | Large_Office | New_HtPmp-Ret | 6
SoCalREN | Medical_Clinic | New_AC-Ret | 9
SoCalREN | Small_Retail_Store | Outdoor Lt | SYSTEM
SoCalREN | Hospital | Hi_Eff_AC_Mtr-NC | 6
SoCalREN | Non-Refrig._Warehouse | Reduce_Cooling_Load-Ret | 13
SoCalREN | Trans_Comm_Util | Replace_Chiller-Ret | 15
SoCalREN | Fast_Food_Restaurant | 65K-135K_Air_AC-NC | 10
SoCalREN | Medical_Clinic | New_AC-Ret | 10
SoCalREN | Large_Retail_Store | Outdoor Lt | 6
SoCalREN | Small_Office | Hi_Eff_AC_Mtr-NC | 15
SoCalREN | Non-Refrig._Warehouse | Reduce_Cooling_Load-Ret | 14
SoCalREN | Hospital | Hi_Eff_AC_Mtr-NC | 8
SoCalREN | Large_Office | New_HtPmp-Ret | 8
SoCalREN | Large_Retail_Store | Outdoor Lt | 8
SoCalREN | Small_Office | Hi_Eff_AC_Mtr-NC | 16
SoCalREN | Non-Refrig._Warehouse | Reduce_Cooling_Load-Ret | 15
SoCalREN | Hospital | Hi_Eff_AC_Mtr-NC | 9
SoCalREN | Large_Retail_Store | Outdoor Lt | 9
SoCalREN | Large_Office | New_HtPmp-Ret | 9
SoCalREN | Medical_Clinic | New_AC-Ret | 13
SoCalREN | Non-Refrig._Warehouse | Reduce_Cooling_Load-Ret | 16
SoCalREN | Hospital | Hi_Eff_AC_Mtr-NC | 10
SoCalREN | Food_Store | New_AC-Ret | 9
SoCalREN | Large_Retail_Store | Outdoor Lt | 10
SoCalREN | Trans_Comm_Util | Replace_Chiller-Ret | 16
SoCalREN | Small_Office | Hi_Eff_AC_Mtr-NC | SYSTEM
SoCalREN | Medical_Clinic | New_AC-Ret | 14
SoCalREN | Non-Refrig._Warehouse | Reduce_Cooling_Load-Ret | SYSTEM
SoCalREN | Medical_Clinic | Refrigeration | 6
SoCalREN | Large_Office | New_HtPmp-Ret | 10
SoCalREN | Hospital | Hi_Eff_AC_Mtr-NC | 13
SoCalREN | Food_Store | New_AC-Ret | 10
SoCalREN | Trans_Comm_Util | Replace_Chiller-Ret | SYSTEM
SoCalREN | Medical_Clinic | Refrigeration | 8
SoCalREN | Fast_Food_Restaurant | 65K-135K_Air_AC-NC | 13
SoCalREN | Hospital | Hi_Eff_AC_Mtr-NC | 14
SoCalREN | Assembly | Var_Spd_AC_Mtr-NC | 6
SoCalREN | College_University | Reduce_Cooling_Load-Ret | 6
SoCalREN | Medical_Clinic | New_AC-Ret | 15
SoCalREN | Medical_Clinic | Refrigeration | 9
SoCalREN | Assembly | Var_Spd_AC_Mtr-NC | 8
SoCalREN | College_University | Reduce_Cooling_Load-Ret | 8
SoCalREN | Medical_Clinic | Refrigeration | 10
SoCalREN | Hospital | Hi_Eff_AC_Mtr-NC | 15
SoCalREN | Food_Store | New_AC-Ret | 13
SoCalREN | Assembly | Var_Spd_AC_Mtr-NC | 9
SoCalREN | Industrial | Replace_Chiller-Ret | 6
SoCalREN | Medical_Clinic | New_AC-Ret | 16
SoCalREN | Hospital | Hi_Eff_AC_Mtr-NC | 16
SoCalREN | Medical_Clinic | Refrigeration | 13
SoCalREN | College_University | Reduce_Cooling_Load-Ret | 9
SoCalREN | Large_Office | New_HtPmp-Ret | 13
SoCalREN | Restaurant | Evap_Cooling-Ret | 8
SoCalREN | Industrial | Replace_Chiller-Ret | 8
SoCalREN | K_thru_12_School | Outdoor Lt | SYSTEM
SoCalREN | Medical_Clinic | Refrigeration | 14
SoCalREN | Assembly | Var_Spd_AC_Mtr-NC | 10
SoCalREN | Large_Office | New_HtPmp-Ret | 14
SoCalREN | Fast_Food_Restaurant | 65K-135K_Air_AC-NC | 14
SoCalREN | Assembly | Var_Spd_AC_Mtr-NC | 13
SoCalREN | Hotel_Motel | Outdoor Lt | 6
SoCalREN | Restaurant | Evap_Cooling-Ret | 9
SoCalREN | Medical_Clinic | New_AC-Ret | SYSTEM
SoCalREN | Medical_Clinic | Refrigeration | 15
SoCalREN | Industrial | Replace_Chiller-Ret | 9
SoCalREN | Food_Store | New_AC-Ret | 14
SoCalREN | Hotel_Motel | Outdoor Lt | 8
SoCalREN | Restaurant | Evap_Cooling-Ret | 10
SoCalREN | Medical_Clinic | Refrigeration | 16
SoCalREN | Hotel_Motel | Outdoor Lt | 9
SoCalREN | Assembly | Var_Spd_AC_Mtr-NC | 14
SoCalREN | Food_Store | New_AC-Ret | 15
SoCalREN | Hotel_Motel | Outdoor Lt | 10
SoCalREN | Restaurant | Evap_Cooling-Ret | 13
SoCalREN | Medical_Clinic | Refrigeration | SYSTEM
SoCalREN | Assembly | Var_Spd_AC_Mtr-NC | 15
SoCalREN | Large_Office | New_HtPmp-Ret | 15
SoCalREN | Hotel_Motel | Outdoor Lt | 13
SoCalREN | Fast_Food_Restaurant | 65K-135K_Air_AC-NC | 15
SoCalREN | Assembly | Var_Spd_AC_Mtr-NC | 16
SoCalREN | Hotel_Motel | Outdoor Lt | 14
SoCalREN | Hotel_Motel | New_AC-Ret | 6
SoCalREN | Large_Office | >135K_Wtr_AC-NC | 8
SoCalREN | School | Refrigeration | 6
SoCalREN | Restaurant | Evap_Cooling-Ret | 14
SoCalREN | College_University | Evap_Cooling-Ret | 14
SoCalREN | Hotel_Motel | Outdoor Lt | 15
SoCalREN | Food_Store | New_AC-Ret | 16
SoCalREN | School | Refrigeration | 8
SoCalREN | Large_Office | New_HtPmp-Ret | 16
SoCalREN | Restaurant | Evap_Cooling-Ret | 15
SoCalREN | Hotel_Motel | Outdoor Lt | 16
SoCalREN | School | Refrigeration | 9
SoCalREN | College_University | New_HtPmp-Ret | 13
SoCalREN | Restaurant | Evap_Cooling-Ret | 16
SoCalREN | Hotel_Motel | Outdoor Lt | SYSTEM
SoCalREN | College_University | Evap_Cooling-Ret | 15
SoCalREN | Non-Refrig._Warehouse | DayLt & Controls | 13
SoCalREN | Restaurant | Evap_Cooling-Ret | SYSTEM
SoCalREN | Trans_Comm_Util | Outdoor Lt | 6
SoCalREN | Food_Store | New_AC-Ret | SYSTEM
SoCalREN | College_University | Evap_Cooling-Ret | 16
SoCalREN | Non-Refrig._Warehouse | DayLt & Controls | 14
SoCalREN | Large_Office | >135K_Wtr_AC-NC | 9
SoCalREN | Trans_Comm_Util | Outdoor Lt | 8
SoCalREN | Small_Retail_Store | Evap_Cooling-Ret | 6
SoCalREN | Hotel_Motel | New_AC-Ret | 8
SoCalREN | Trans_Comm_Util | Outdoor Lt | 9
SoCalREN | Non-Refrig._Warehouse | DayLt & Controls | 15
SoCalREN | Large_Office | New_HtPmp-Ret | SYSTEM
SoCalREN | College_University | Evap_Cooling-Ret | SYSTEM
SoCalREN | Small_Retail_Store | Evap_Cooling-Ret | 8
SoCalREN | Small_Retail_Store | Occupancy Sensor | 16
SoCalREN | College_University | New_HtPmp-Ret | 14
SoCalREN | Refrigerated_Warehouse | New_AC-Ret | 6
SoCalREN | Large_Office | >135K_Wtr_AC-NC | 10
SoCalREN | Non-Refrig._Warehouse | DayLt & Controls | 16
SoCalREN | Small_Retail_Store | Evap_Cooling-Ret | 9
SoCalREN | Small_Retail_Store | Occupancy Sensor | SYSTEM
SoCalREN | Hotel_Motel | New_AC-Ret | 9
SoCalREN | Non-Refrig._Warehouse | DayLt & Controls | SYSTEM
SoCalREN | Restaurant | New_HtPmp-Ret | 6
SoCalREN | Small_Retail_Store | Replace_Chiller-Ret | 6
SoCalREN | College_University | New_HtPmp-Ret | 15
SoCalREN | Large_Retail_Store | Occupancy Sensor | 6
SoCalREN | Hotel_Motel | New_AC-Ret | 10
SoCalREN | Small_Retail_Store | New_HtPmp-Ret | 14
SoCalREN | Small_Retail_Store | Replace_Chiller-Ret | 8
SoCalREN | Small_Office | Roof_insul-Ret | 8
SoCalREN | Hotel_Motel | DayLt & Controls | 6
SoCalREN | Small_Retail_Store | New_HtPmp-Ret | 15
SoCalREN | Large_Retail_Store | Occupancy Sensor | 8
SoCalREN | Hotel | >135K_Air_AC-NC | 13
SoCalREN | Sit_Down_Restaurant | <65K_AC_Split-NC | 15
SoCalREN | Hotel_Motel | DayLt & Controls | 8
SoCalREN | Assembly | Hi_Eff_AC_Mtr-NC | 9
SoCalREN | Large_Office | >135K_Wtr_AC-NC | 13
SoCalREN | Small_Office | Wtr_Cool_Chiller-NC | 10
SoCalREN | Small_Retail_Store | Replace_Chiller-Ret | 9
SoCalREN | Hotel | >135K_Air_AC-NC | 14
SoCalREN | Small_Retail_Store | New_HtPmp-Ret | 16
SoCalREN | Large_Retail_Store | Occupancy Sensor | 9
SoCalREN | Assembly | Hi_Eff_AC_Mtr-NC | 10
SoCalREN | Large_Office | >135K_Wtr_AC-NC | 14
SoCalREN | Sit_Down_Restaurant | <65K_AC_Split-NC | 16
SoCalREN | Hotel_Motel | DayLt & Controls | 9
SoCalREN | Small_Retail_Store | Replace_Chiller-Ret | 10
SoCalREN | Hotel | >135K_Air_AC-NC | 15
SoCalREN | Small_Retail_Store | New_HtPmp-Ret | SYSTEM
SoCalREN | Large_Retail_Store | Occupancy Sensor | 10
SoCalREN | Assembly | Hi_Eff_AC_Mtr-NC | 13
SoCalREN | Hotel_Motel | DayLt & Controls | 10
SoCalREN | Large_Office | >135K_Wtr_AC-NC | 15
SoCalREN | Hotel | >135K_Air_AC-NC | 16
SoCalREN | Assembly | Hi_Eff_AC_Mtr-NC | 14
SoCalREN | Large_Retail_Store | New_HtPmp-Ret | 6
SoCalREN | Large_Office | >135K_Wtr_AC-NC | 16
SoCalREN | Small_Office | Wtr_Cool_Chiller-NC | 13
SoCalREN | Sit_Down_Restaurant | <65K_AC_Split-NC | SYSTEM
SoCalREN | Hotel_Motel | DayLt & Controls | 13
SoCalREN | Large_Retail_Store | Occupancy Sensor | 13
SoCalREN | College_University | New_HtPmp-Ret | 16
SoCalREN | Small_Retail_Store | Replace_Chiller-Ret | 13
SoCalREN | Assembly | Hi_Eff_AC_Mtr-NC | 15
SoCalREN | Large_Office | >135K_Wtr_AC-NC | SYSTEM
SoCalREN | Restaurant | New_HtPmp-Ret | 8
SoCalREN | Large_Retail_Store | New_HtPmp-Ret | 8
SoCalREN | Hotel_Motel | DayLt & Controls | 14
SoCalREN | Hotel | Var_Spd_AC_Mtr-NC | 14
SoCalREN | Large_Retail_Store | Occupancy Sensor | 14
SoCalREN | Small_Retail_Store | Replace_Chiller-Ret | 14
SoCalREN | Small_Office | 65K-135_Wtr_AC-NC | 15
SoCalREN | College_University | Perimter Lt Control | 9
SoCalREN | Assembly | Hi_Eff_AC_Mtr-NC | 16
SoCalREN | Small_Office | Wtr_Cool_Chiller-NC | 14
SoCalREN | Hotel | Var_Spd_AC_Mtr-NC | 15
SoCalREN | Large_Retail_Store | New_HtPmp-Ret | 9
SoCalREN | Large_Retail_Store | Occupancy Sensor | 15
SoCalREN | Large_Retail_Store | >135K_Wtr_AC-NC | 6
SoCalREN | Hotel | Var_Spd_AC_Mtr-NC | 16
SoCalREN | Small_Office | 65K-135_Wtr_AC-NC | 16
SoCalREN | Assembly | Hi_Eff_AC_Mtr-NC | SYSTEM
SoCalREN | Large_Retail_Store | New_HtPmp-Ret | 15
SoCalREN | College_University | Perimter Lt Control | 10
SoCalREN | Sit_Down_Restaurant | 65K-135_Wtr_AC-NC | 14
SoCalREN | Large_Retail_Store | New_HtPmp-Ret | 10
SoCalREN | Large_Retail_Store | New_HtPmp-Ret | 16
SoCalREN | College_University | Hi_Eff_AC_Mtr-NC | 6
SoCalREN | Hotel | Var_Spd_AC_Mtr-NC | SYSTEM
SoCalREN | Large_Retail_Store | >135K_Wtr_AC-NC | 8
SoCalREN | Large_Retail_Store | Occupancy Sensor | 16
SoCalREN | College_University | Perimter Lt Control | 13
SoCalREN | Large_Office | Var_Spd_AC_Mtr-NC | 6
SoCalREN | Trans_Comm_Util | DayLt & Controls | 15
SoCalREN | Large_Retail_Store | New_HtPmp-Ret | 13
SoCalREN | Large_Retail_Store | New_HtPmp-Ret | SYSTEM
SoCalREN | College_University | Hi_Eff_AC_Mtr-NC | 8
SoCalREN | Small_Office | 65K-135_Wtr_AC-NC | SYSTEM
SoCalREN | Large_Retail_Store | >135K_Wtr_AC-NC | 9
SoCalREN | College_University | Perimter Lt Control | 14
SoCalREN | Large_Office | Var_Spd_AC_Mtr-NC | 8
SoCalREN | Sit_Down_Restaurant | 65K-135_Wtr_AC-NC | 15
SoCalREN | Trans_Comm_Util | DayLt & Controls | 16
SoCalREN | College_University | Hi_Eff_AC_Mtr-NC | 9
SoCalREN | Large_Retail_Store | New_HtPmp-Ret | 14
SoCalREN | Food_Store | New_HtPmp-Ret | 6
SoCalREN | Large_Office | Var_Spd_AC_Mtr-NC | 9
SoCalREN | College_University | Perimter Lt Control | 15
SoCalREN | School | DayLt_Cntrl-NC | 16
SoCalREN | Trans_Comm_Util | DayLt & Controls | SYSTEM
SoCalREN | Sit_Down_Restaurant | 65K-135_Wtr_AC-NC | 16
SoCalREN | Food_Store | New_HtPmp-Ret | 8
SoCalREN | College_University | Hi_Eff_AC_Mtr-NC | 10
SoCalREN | School | DayLt_Cntrl-NC | SYSTEM
SoCalREN | Large_Office | Var_Spd_AC_Mtr-NC | 10
SoCalREN | Small_Retail_Store | 65K-135_Wtr_AC-NC | 6
SoCalREN | College_University | Perimter Lt Control | 16
SoCalREN | Industrial | Roof_insul-Ret | 14
SoCalREN | Misc._Commercial | DayLt & Controls | 6
SoCalREN | Food_Store | New_HtPmp-Ret | 9
SoCalREN | Large_Retail_Store | Economy_cycle-Ret | SYSTEM
SoCalREN | Large_Office | Var_Spd_AC_Mtr-NC | 13
SoCalREN | Sit_Down_Restaurant | 65K-135_Wtr_AC-NC | SYSTEM
SoCalREN | Sit_Down_Restaurant | DayLt_Cntrl-NC | 6
SoCalREN | College_University | Perimter Lt Control | SYSTEM
SoCalREN | Misc._Commercial | DayLt & Controls | 8
SoCalREN | Small_Retail_Store | 65K-135_Wtr_AC-NC | 8
SoCalREN | College_University | Economy_cycle-Ret | 6
SoCalREN | Industrial | Roof_insul-Ret | 15
SoCalREN | Res | DEER:Refg_Chrg_Duct_Seal | 9
SoCalREN | Sit_Down_Restaurant | DayLt_Cntrl-NC | 8
SoCalREN | Large_Office | Var_Spd_AC_Mtr-NC | 14
SoCalREN | Food_Store | New_HtPmp-Ret | 10
SoCalREN | Res | DEER:HVAC_Refrig_Charge | SYSTEM
SoCalREN | Misc._Commercial | DayLt & Controls | 9
SoCalREN | Large_Office | Hi_Perf_Glass-NC | 16
SoCalREN | Small_Retail_Store | 65K-135_Wtr_AC-NC | 9
SoCalREN | College_University | Economy_cycle-Ret | 8
SoCalREN | Assembly | Perimter Lt Control | 6
SoCalREN | Industrial | Roof_insul-Ret | 16
SoCalREN | Small_Office | 65K-135_Wtr_AC-NC | 6
SoCalREN | Large_Office | Var_Spd_AC_Mtr-NC | 15
SoCalREN | Food_Store | New_HtPmp-Ret | 13
SoCalREN | Sit_Down_Restaurant | DayLt_Cntrl-NC | 9
SoCalREN | Assembly | Perimter Lt Control | 8
SoCalREN | Misc._Commercial | DayLt & Controls | 10
SoCalREN | Small_Retail_Store | 65K-135_Wtr_AC-NC | 10
SoCalREN | Large_Office | Hi_Perf_Glass-NC | SYSTEM
SoCalREN | College_University | Economy_cycle-Ret | 9
SoCalREN | Food_Store | New_HtPmp-Ret | 14
SoCalREN | Small_Office | 65K-135_Wtr_AC-NC | 8
SoCalREN | Industrial | Roof_insul-Ret | SYSTEM
SoCalREN | Hotel_Motel | Replace_Chiller-Ret | 6
SoCalREN | Sit_Down_Restaurant | DayLt_Cntrl-NC | 10
SoCalREN | Small_Office | Hi_Perf_Glass-NC | 14
SoCalREN | Small_Retail_Store | 65K-135_Wtr_AC-NC | 13
SoCalREN | Small_Retail_Store | DHW HtPmp | 10
SoCalREN | School | Hi_Perf_Glass-NC | 6
SoCalREN | Misc._Commercial | DayLt & Controls | 13
SoCalREN | Small_Office | 65K-135_Wtr_AC-NC | 9
SoCalREN | College_University | Economy_cycle-Ret | 10
SoCalREN | Food_Store | New_HtPmp-Ret | 15
SoCalREN | Small_Office | <65K_AC_Split-NC | 6
SoCalREN | Small_Office | Hi_Perf_Glass-NC | 15
SoCalREN | Small_Retail_Store | DHW HtPmp | 13
SoCalREN | Misc._Commercial | DayLt & Controls | 14
SoCalREN | Sit_Down_Restaurant | DayLt_Cntrl-NC | 13
SoCalREN | Hotel_Motel | Replace_Chiller-Ret | 8
SoCalREN | Small_Retail_Store | 65K-135_Wtr_AC-NC | 14
SoCalREN | Small_Office | 65K-135_Wtr_AC-NC | 10
SoCalREN | College_University | Economy_cycle-Ret | 13
SoCalREN | Small_Office | <65K_AC_Split-NC | 8
SoCalREN | Hotel_Motel | Replace_Chiller-Ret | 9
SoCalREN | Sit_Down_Restaurant | DayLt_Cntrl-NC | 14
SoCalREN | Small_Office | Hi_Perf_Glass-NC | 16
SoCalREN | Small_Retail_Store | 65K-135_Wtr_AC-NC | 15
SoCalREN | Small_Office | 65K-135_Wtr_AC-NC | 13
SoCalREN | College_University | Economy_cycle-Ret | 14
SoCalREN | Small_Office | <65K_AC_Split-NC | 9
SoCalREN | Small_Office | 65K-135_Wtr_AC-NC | 14
SoCalREN | Hotel_Motel | Replace_Chiller-Ret | 10
SoCalREN | School | Hi_Eff_AC_Mtr-NC | 9
SoCalREN | Misc._Commercial | DayLt & Controls | 15
SoCalREN | College_University | Economy_cycle-Ret | 15
SoCalREN | Small_Office | Hi_Perf_Glass-NC | SYSTEM
SoCalREN | Sit_Down_Restaurant | DayLt_Cntrl-NC | 15
SoCalREN | Small_Office | <65K_AC_Split-NC | 10
SoCalREN | Small_Retail_Store | DHW HtPmp | 14
SoCalREN | School | Hi_Eff_AC_Mtr-NC | 10
SoCalREN | Hotel_Motel | Replace_Chiller-Ret | 13
SoCalREN | Hospital | Hi_Eff_AC_Mtr-NC | SYSTEM
SoCalREN | College_University | Economy_cycle-Ret | 16
SoCalREN | School | Hi_Eff_AC_Mtr-NC | 13
SoCalREN | Assembly | Lo_Gain_Wndw-NC | 6
SoCalREN | Sit_Down_Restaurant | DayLt_Cntrl-NC | 16
SoCalREN | Small_Office | <65K_AC_Split-NC | 13
SoCalREN | Misc._Commercial | DayLt & Controls | 16
SoCalREN | Small_Retail_Store | DHW HtPmp | 15
SoCalREN | Large_Office | Hi_Eff_AC_Mtr-NC | 6
SoCalREN | Hotel_Motel | Replace_Chiller-Ret | 14
SoCalREN | College_University | Economy_cycle-Ret | SYSTEM
SoCalREN | Small_Office | Pool HtPmp | 8
SoCalREN | Assembly | Lo_Gain_Wndw-NC | 8
SoCalREN | School | Hi_Eff_AC_Mtr-NC | 14
SoCalREN | Small_Office | <65K_AC_Split-NC | 14
SoCalREN | Sit_Down_Restaurant | DayLt_Cntrl-NC | SYSTEM
SoCalREN | Large_Office | Hi_Eff_AC_Mtr-NC | 8
SoCalREN | Agricultural | New_AC-Ret | 14
SoCalREN | Small_Retail_Store | DHW HtPmp | 16
SoCalREN | School | Hi_Eff_AC_Mtr-NC | 15
SoCalREN | Hotel_Motel | Replace_Chiller-Ret | 15
SoCalREN | Small_Office | Pool HtPmp | 9
SoCalREN | Small_Office | <65K_AC_Split-NC | 15
SoCalREN | Assembly | Lo_Gain_Wndw-NC | 9
SoCalREN | Small_Retail_Store | New_AC-Ret | 14
SoCalREN | Large_Office | Hi_Eff_AC_Mtr-NC | 9
SoCalREN | Agricultural | New_AC-Ret | 15
SoCalREN | School | Hi_Eff_AC_Mtr-NC | 16
SoCalREN | Hotel_Motel | Replace_Chiller-Ret | 16
SoCalREN | Small_Retail_Store | DHW HtPmp | SYSTEM
SoCalREN | Small_Office | <65K_AC_Split-NC | 16
SoCalREN | Small_Office | Pool HtPmp | 10
SoCalREN | Large_Office | Hi_Eff_AC_Mtr-NC | 10
SoCalREN | School | Hi_Eff_AC_Mtr-NC | SYSTEM
SoCalREN | Small_Retail_Store | New_AC-Ret | 15
SoCalREN | Assembly | Lo_Gain_Wndw-NC | 10
SoCalREN | Agricultural | New_AC-Ret | 16
SoCalREN | Large_Retail_Store | DHW HtPmp | 6
SoCalREN | Small_Office | <65K_AC_Split-NC | SYSTEM
SoCalREN | Assembly | Lo_Gain_Wndw-NC | 13
SoCalREN | Hotel_Motel | Replace_Chiller-Ret | SYSTEM
SoCalREN | Agricultural | New_AC-Ret | SYSTEM
SoCalREN | Large_Office | Hi_Eff_AC_Mtr-NC | 13
SoCalREN | Small_Office | Hi_Eff_AC_Mtr-NC | 6
SoCalREN | Small_Office | Pool HtPmp | 13
SoCalREN | Small_Retail_Store | New_AC-Ret | 16
SoCalREN | Small_Retail_Store | <65K_AC_Split-NC | 6
SoCalREN | Large_Retail_Store | DHW HtPmp | 8
SoCalREN | Small_Office | Hi_Eff_AC_Mtr-NC | 8
SoCalREN | Small_Office | New_HtPmp-Ret | 6
SoCalREN | Assembly | Lo_Gain_Wndw-NC | 14
SoCalREN | Trans_Comm_Util | Replace_Chiller-Ret | 6
SoCalREN | Large_Office | Hi_Eff_AC_Mtr-NC | 14
SoCalREN | Small_Office | Pool HtPmp | 14
SoCalREN | Small_Retail_Store | New_AC-Ret | SYSTEM
SoCalREN | Small_Office | New_HtPmp-Ret | 8
SoCalREN | Large_Office | Hi_Eff_AC_Mtr-NC | 15
SoCalREN | Large_Retail_Store | DHW HtPmp | 9
SoCalREN | Small_Retail_Store | <65K_AC_Split-NC | 8
SoCalREN | Small_Office | Hi_Eff_AC_Mtr-NC | 9
SoCalREN | Trans_Comm_Util | Replace_Chiller-Ret | 8
SoCalREN | Assembly | Lo_Gain_Wndw-NC | 15
SoCalREN | Large_Retail_Store | New_AC-Ret | 6
SoCalREN | Small_Office | Pool HtPmp | 15
SoCalREN | Small_Office | Roof_insul-Ret | 9
SoCalREN | Small_Office | New_HtPmp-Ret | 9
SoCalREN | Small_Office | Hi_Eff_AC_Mtr-NC | 10
SoCalREN | Large_Office | Hi_Eff_AC_Mtr-NC | 16
SoCalREN | Refrigerated_Warehouse | IndoorLt | All
SoCalREN | Res | DEER:HVAC_Eff_AC | 6
SoCalREN | Grocery_Store | >135K_Air_AC-NC | 9
SoCalREN | College_University | New_HtPmp-Ret | SYSTEM
SoCalREN | Large_Retail_Store | DHW HtPmp | 10
SoCalREN | Hotel_Motel | New_AC-Ret | 13
SoCalREN | Small_Office | Roof_insul-Ret | 10
SoCalREN | Assembly | Lo_Gain_Wndw-NC | 16
SoCalREN | Small_Office | <65K_EvapCool-NC | 9
SoCalREN | Grocery_Store | >135K_Air_AC-NC | 10
SoCalREN | Hotel_Motel | New_HtPmp-Ret | 6
SoCalREN | Small_Office | Hi_Eff_AC_Mtr-NC | 13
SoCalREN | Trans_Comm_Util | Roof_insul-Ret | 8
SoCalREN | Large_Retail_Store | New_AC-Ret | 8
SoCalREN | Small_Office | New_HtPmp-Ret | 10
SoCalREN | Large_Office | Hi_Eff_AC_Mtr-NC | SYSTEM
SoCalREN | Small_Office | Roof_insul-Ret | 13
SoCalREN | Small_Office | <65K_EvapCool-NC | 10
SoCalREN | K_thru_12_School | Roof_insul-Ret | 8
SoCalREN | Residential | HeatPump_Heating_Only-RC | All
SoCalREN | Hospital | New_HtPmp-Ret | 6
SoCalREN | Small_Office | Roof_insul-Ret | 14
SoCalREN | Trans_Comm_Util | Roof_insul-Ret | 9
SoCalREN | Large_Retail_Store | Hi_Eff_AC_Mtr-NC | 6
SoCalREN | Large_Retail_Store | DHW HtPmp | 13
SoCalREN | Residential | HeatPump_ThroughWall-RC | All
SoCalREN | K_thru_12_School | Roof_insul-Ret | 9
SoCalREN | Food_Store | Refrigeration | All
SoCalREN | Trans_Comm_Util | Roof_insul-Ret | 10
SoCalREN | Large_Retail_Store | DHW HtPmp | 14
SoCalREN | Storage_Building | Perimter Lt Control | All
SoCalREN | Small_Office | Roof_insul-Ret | 15
SoCalREN | Non-Refrig._Warehouse | Perimter Lt Control | All
SoCalREN | Residential | AC_Cooling-RC | 16
SoCalREN | Hospital | New_HtPmp-Ret | 8
SoCalREN | Small_Retail_Store | Replace_Chiller-Ret | 15
SoCalREN | K_thru_12_School | Roof_insul-Ret | 10
SoCalREN | Trans_Comm_Util | Roof_insul-Ret | 13
SoCalREN | Small_Office | Pool HtPmp | 16
SoCalREN | Small_Retail_Store | Replace_Chiller-Ret | 16
SoCalREN | Small_Office | Roof_insul-Ret | 16
SoCalREN | Non-Refrig._Warehouse | IndoorLt | All
SoCalREN | Small_Office | <65K_EvapCool-NC | 13
SoCalREN | Residential | AC_Cooling-RC | SYSTEM
SoCalREN | Hospital | New_HtPmp-Ret | 9
SoCalREN | Small_Office | Roof_insul-Ret | SYSTEM
SoCalREN | Large_Retail_Store | IndoorLt | All
SoCalREN | Small_Office | Pool HtPmp | SYSTEM
SoCalREN | Hospital | New_HtPmp-Ret | 10
SoCalREN | K_thru_12_School | Roof_insul-Ret | 13
SoCalREN | Residential | HeatPump_Heating_Only-RC | 6
SoCalREN | Small_Retail_Store | Evap_Cooling-Ret | 10
SoCalREN | Trans_Comm_Util | Roof_insul-Ret | 14
SoCalREN | Grocery_Store | >135K_Air_AC-NC | 13
SoCalREN | Assembly | Pool HtPmp | All
SoCalREN | Large_Office | Roof_insul-Ret | 6
SoCalREN | Small_Retail_Store | Replace_Chiller-Ret | SYSTEM
SoCalREN | K_thru_12_School | Roof_insul-Ret | 14
SoCalREN | Trans_Comm_Util | Roof_insul-Ret | 15
SoCalREN | Residential | HeatPump_Heating_Only-RC | 8
SoCalREN | Hospital | New_HtPmp-Ret | 13
SoCalREN | Small_Office | <65K_EvapCool-NC | 14
SoCalREN | K_thru_12_School | Roof_insul-Ret | 15
SoCalREN | Large_Office | Pool HtPmp | 6
SoCalREN | K_thru_12_School | IndoorLt | All
SoCalREN | Large_Office | Roof_insul-Ret | 8
SoCalREN | Large_Office | Pool HtPmp | 8
SoCalREN | K_thru_12_School | Roof_insul-Ret | 16
SoCalREN | Hospital | New_HtPmp-Ret | 14
SoCalREN | Res | DEER:HVAC_Eff_AC | 13
SoCalREN | K_thru_12_School | DHW HtPmp | All
SoCalREN | Trans_Comm_Util | Roof_insul-Ret | 16
SoCalREN | Large_Office | Pool HtPmp | 9
SoCalREN | Small_Office | <65K_EvapCool-NC | 15
SoCalREN | Small_Retail_Store | Evap_Cooling-Ret | 13
SoCalREN | K_thru_12_School | Roof_insul-Ret | SYSTEM
SoCalREN | Large_Office | Roof_insul-Ret | 9
SoCalREN | Residential | HeatPump_Heating_Only-RC | 9
SoCalREN | Non-Refrig._Warehouse | DayLt & Controls | All
SoCalREN | Trans_Comm_Util | Roof_insul-Ret | SYSTEM
SoCalREN | Small_Retail_Store | Evap_Cooling-Ret | 14
SoCalREN | Medical_Clinic | DayLt & Controls | All
SoCalREN | Agricultural | Wall_insul-Ret | 14
SoCalREN | Residential | HeatPump_Heating_Only-RC | 10
SoCalREN | Small_Office | <65K_EvapCool-NC | 16
SoCalREN | College_University | Roof_insul-Ret | 6
SoCalREN | Grocery_Store | >135K_Air_AC-NC | 14
SoCalREN | College_University | Wall_insul-Ret | 8
SoCalREN | Grocery_Store | >135K_Air_AC-NC | 15
SoCalREN | Agricultural | Wall_insul-Ret | 15
SoCalREN | College_University | Wall_insul-Ret | 9
SoCalREN | Residential | HeatPump_Heating_Only-RC | 13
SoCalREN | Small_Retail_Store | Evap_Cooling-Ret | 15
SoCalREN | Agricultural | Perimter Lt Control | All
SoCalREN | College_University | Roof_insul-Ret | 8
SoCalREN | Small_Retail_Store | Evap_Cooling-Ret | 16
SoCalREN | College_University | Wall_insul-Ret | 10
SoCalREN | Residential | HeatPump_Heating_Only-RC | 14
SoCalREN | Large_Office | Pool HtPmp | 10
SoCalREN | College_University | Roof_insul-Ret | 9
SoCalREN | Large_Retail_Store | Reduce_Cooling_Load-Ret | 9
SoCalREN | Misc._Commercial | Frig Barrier | All
SoCalREN | Large_Retail_Store | Replace_Chiller-Ret | 6
SoCalREN | College_University | Wall_insul-Ret | 13
SoCalREN | Small_Office | DayLt & Controls | All
SoCalREN | Agricultural | Wall_insul-Ret | 16
SoCalREN | Large_Office | Pool HtPmp | 13
SoCalREN | Small_Retail_Store | DayLt & Controls | All
SoCalREN | Misc._Commercial | Roof_insul-Ret | 6
SoCalREN | Residential | HeatPump_Heating_Only-RC | 15
SoCalREN | Agricultural | Wall_insul-Ret | SYSTEM
SoCalREN | Small_Office | <65K_EvapCool-NC | SYSTEM
SoCalREN | Misc._Commercial | Roof_insul-Ret | 8
SoCalREN | Small_Retail_Store | Evap_Cooling-Ret | SYSTEM
SoCalREN | Residential | HeatPump_Heating_Only-RC | 16
SoCalREN | Res | DEER:RefgFrzr_Recyc-Conditioned | 16
SoCalREN | Misc._Commercial | Roof_insul-Ret | 9
SoCalREN | Large_Retail_Store | Reduce_Cooling_Load-Ret | 10
SoCalREN | Res | DEER:RefgFrzr_Recyc-Conditioned | 15
SoCalREN | Large_Retail_Store | Replace_Chiller-Ret | 8
SoCalREN | Grocery_Store | >135K_Air_AC-NC | 16
SoCalREN | College_University | Wall_insul-Ret | 14
SoCalREN | Non-Refrig._Warehouse | DHW HtPmp | 13
SoCalREN | Large_Office | Pool HtPmp | All
SoCalREN | Large_Retail_Store | Reduce_Cooling_Load-Ret | 13
SoCalREN | Food_Store | IndoorLt | All
SoCalREN | Small_Office | Window_Tint-Ret | 6
SoCalREN | Non-Refrig._Warehouse | DHW HtPmp | 14
SoCalREN | Grocery_Store | >135K_Air_AC-NC | SYSTEM
SoCalREN | College_University | Wall_insul-Ret | 15
SoCalREN | Res | DEER:RefgFrzr_Recycling | 9
SoCalREN | Small_Retail_Store | <65K_EvapCool-NC | 6
SoCalREN | Res | DEER:RefgFrzr_Recycling | 10
SoCalREN | Food_Store | Reduce_Cooling_Load-Ret | 10
SoCalREN | Non_Res | DEER:HVAC_Split-Package_HP | 16
SoCalREN | Large_Retail_Store | Replace_Chiller-Ret | 9
SoCalREN | Large_Retail_Store | Reduce_Cooling_Load-Ret | 14
SoCalREN | Res | DEER:RefgFrzr_Recycling | 14
SoCalREN | Small_Retail_Store | <65K_EvapCool-NC | 8
SoCalREN | Food_Store | Reduce_Cooling_Load-Ret | 13
SoCalREN | Large_Retail_Store | Replace_Chiller-Ret | 10
SoCalREN | Small_Office | Window_Tint-Ret | 8
SoCalREN | Non_Res | DEER:HVAC_Refrig_Charge | 13
SoCalREN | Small_Office | Window_Tint-Ret | 9
SoCalREN | Large_Retail_Store | Replace_Chiller-Ret | 13
SoCalREN | Food_Store | Reduce_Cooling_Load-Ret | 14
SoCalREN | Small_Retail_Store | <65K_EvapCool-NC | 9
SoCalREN | Non_Res | DEER:HVAC_Refrig_Charge | 16
SoCalREN | Large_Retail_Store | Reduce_Cooling_Load-Ret | 15
SoCalREN | Hospital | >135K_Air_AC-NC | 6
SoCalREN | Large_Retail_Store | Replace_Chiller-Ret | 14
SoCalREN | Food_Store | Reduce_Cooling_Load-Ret | 15
SoCalREN | Small_Office | Window_Tint-Ret | 10
SoCalREN | Non-Refrig._Warehouse | DHW HtPmp | 15
SoCalREN | Hospital | >135K_Air_AC-NC | 8
SoCalREN | Non-Refrig._Warehouse | DHW HtPmp | 16
SoCalREN | Small_Office | Window_Tint-Ret | 13
SoCalREN | Res | DEER:RefgFrzr_Recycling | 13
SoCalREN | Non-Refrig._Warehouse | DHW HtPmp | SYSTEM
SoCalREN | Food_Store | Reduce_Cooling_Load-Ret | 16
SoCalREN | Large_Retail_Store | Evap_Cooling-Ret | 6
SoCalREN | Hospital | >135K_Air_AC-NC | 9
SoCalREN | Non_Res | DEER:HVAC_Refrig_Charge | 9
SoCalREN | Non_Res | DEER:HVAC_Refrig_Charge | 10
SoCalREN | Refrigerated_Warehouse | New_HtPmp-Ret | 6
SoCalREN | Small_Office | Window_Tint-Ret | 14
SoCalREN | Res | DEER:HVAC_Eff_AC | 8
SoCalREN | College_University | Wall_insul-Ret | 16
SoCalREN | Non_Res | DEER:HVAC_Split-Package_HP | SYSTEM
SoCalREN | Large_Retail_Store | Reduce_Cooling_Load-Ret | 16
SoCalREN | Large_Retail_Store | Evap_Cooling-Ret | 8
SoCalREN | Non_Res | DEER:HVAC_Refrig_Charge | 14
SoCalREN | Food_Store | Reduce_Cooling_Load-Ret | SYSTEM
SoCalREN | Small_Retail_Store | <65K_EvapCool-NC | 10
SoCalREN | Non_Res | DEER:Indoor_Non-CFL_Ltg | SYSTEM
SoCalREN | Refrigerated_Warehouse | New_HtPmp-Ret | 8
SoCalREN | Large_Retail_Store | Reduce_Cooling_Load-Ret | SYSTEM
SoCalREN | Res | DEER:HVAC_Refrig_Charge | 16
SoCalREN | Hospital | >135K_Air_AC-NC | 10
SoCalREN | Non-Refrig._Warehouse | Reduce_Cooling_Load-Ret | 6
SoCalREN | Hotel_Motel | DHW HtPmp | 6
SoCalREN | Refrigerated_Warehouse | New_HtPmp-Ret | 9
SoCalREN | Small_Office | Window_Tint-Ret | 15
SoCalREN | College_University | Wall_insul-Ret | SYSTEM
SoCalREN | Large_Retail_Store | Evap_Cooling-Ret | 9
SoCalREN | Grocery_Store | >135K_Wtr_AC-NC | 13
SoCalREN | Refrigerated_Warehouse | New_HtPmp-Ret | 10
SoCalREN | Small_Office | Window_Tint-Ret | 16
SoCalREN | Food_Store | New_HtPmp-Ret | 16
SoCalREN | Hospital | Wall_insul-Ret | 6
SoCalREN | Large_Retail_Store | Lighting-NC | SYSTEM
SoCalREN | Food_Store | Reduce_Cooling_Load-Ret | 6
SoCalREN | Agricultural | Roof_insul-Ret | 6
SoCalREN | Hospital | Wall_insul-Ret | 8
SoCalREN | Trans_Comm_Util | IndoorLt | 13
SoCalREN | School | Lighting-NC | 6
SoCalREN | Food_Store | Reduce_Cooling_Load-Ret | 8
SoCalREN | Grocery_Store | >135K_Wtr_AC-NC | 14
SoCalREN | Non-Refrig._Warehouse | Reduce_Cooling_Load-Ret | 8
SoCalREN | Food_Store | IndoorLt | 10
SoCalREN | Trans_Comm_Util | IndoorLt | 14
SoCalREN | Hospital | >135K_Air_AC-NC | 13
SoCalREN | Grocery_Store | >135K_Wtr_AC-NC | 15
SoCalREN | Food_Store | Reduce_Cooling_Load-Ret | 9
SoCalREN | Food_Store | IndoorLt | 13
SoCalREN | School | Lighting-NC | 8
SoCalREN | Trans_Comm_Util | IndoorLt | 15
SoCalREN | Grocery_Store | Var_Spd_AC_Mtr-NC | 6
SoCalREN | Non-Refrig._Warehouse | Reduce_Cooling_Load-Ret | 9
SoCalREN | Misc._Commercial | IndoorLt | 16
SoCalREN | Grocery_Store | Var_Spd_AC_Mtr-NC | 8
SoCalREN | Large_Retail_Store | Outdoor Lt | 13
SoCalREN | Trans_Comm_Util | IndoorLt | 16
SoCalREN | Assembly | Lo_Gain_Wndw-NC | SYSTEM
SoCalREN | Misc._Commercial | IndoorLt | SYSTEM
SoCalREN | Grocery_Store | >135K_Wtr_AC-NC | 16
SoCalREN | Large_Retail_Store | Outdoor Lt | 14
SoCalREN | Trans_Comm_Util | IndoorLt | SYSTEM
SoCalREN | Food_Store | IndoorLt | 14
SoCalREN | School | Lighting-NC | 9
SoCalREN | Grocery_Store | >135K_Wtr_AC-NC | SYSTEM
SoCalREN | Industrial | IndoorLt | 6
SoCalREN | Large_Retail_Store | Outdoor Lt | 15
SoCalREN | Misc._Commercial | IndoorLt | 6
SoCalREN | College_University | Lo_Gain_Wndw-NC | 6
SoCalREN | Grocery_Store | Var_Spd_AC_Mtr-NC | 9
SoCalREN | Misc._Commercial | IndoorLt | 8
SoCalREN | College_University | Lo_Gain_Wndw-NC | 8
SoCalREN | Large_Retail_Store | Outdoor Lt | 16
SoCalREN | Grocery_Store | Var_Spd_AC_Mtr-NC | 10
SoCalREN | Food_Store | IndoorLt | 15
SoCalREN | Industrial | IndoorLt | 8
SoCalREN | Misc._Commercial | IndoorLt | 9
SoCalREN | Food_Store | IndoorLt | 16
SoCalREN | Grocery_Store | Var_Spd_AC_Mtr-NC | 13
SoCalREN | Misc._Commercial | IndoorLt | 10
SoCalREN | Industrial | IndoorLt | 9
SoCalREN | Grocery_Store | Var_Spd_AC_Mtr-NC | 14
SoCalREN | School | Lighting-NC | 10
SoCalREN | Food_Store | IndoorLt | SYSTEM
SoCalREN | College_University | Lo_Gain_Wndw-NC | 9
SoCalREN | Large_Retail_Store | Outdoor Lt | SYSTEM
SoCalREN | Industrial | IndoorLt | 10
SoCalREN | Grocery_Store | Var_Spd_AC_Mtr-NC | 15
SoCalREN | College_University | Lo_Gain_Wndw-NC | 10
SoCalREN | Misc._Commercial | IndoorLt | 13
SoCalREN | Industrial | IndoorLt | 13
SoCalREN | School | Lighting-NC | 13
SoCalREN | Refrigerated_Warehouse | IndoorLt | 6
SoCalREN | Grocery_Store | Var_Spd_AC_Mtr-NC | 16
SoCalREN | Non-Refrig._Warehouse | Outdoor Lt | 6
SoCalREN | Industrial | IndoorLt | 14
SoCalREN | Refrigerated_Warehouse | IndoorLt | 8
SoCalREN | Grocery_Store | Var_Spd_AC_Mtr-NC | SYSTEM
SoCalREN | Misc._Commercial | IndoorLt | 14
SoCalREN | Industrial | IndoorLt | 15
SoCalREN | College_University | Lo_Gain_Wndw-NC | 13
SoCalREN | Non-Refrig._Warehouse | Outdoor Lt | 8
SoCalREN | Hospital | Var_Spd_AC_Mtr-NC | 6
SoCalREN | Industrial | IndoorLt | 16
SoCalREN | Misc._Commercial | IndoorLt | 15
SoCalREN | College_University | Lo_Gain_Wndw-NC | 14
SoCalREN | Hospital | >135K_Wtr_AC-NC | 6
SoCalREN | Sit_Down_Restaurant | Refrigeration | 10
SoCalREN | Refrigerated_Warehouse | IndoorLt | 9
SoCalREN | Industrial | IndoorLt | SYSTEM
SoCalREN | Hospital | >135K_Wtr_AC-NC | 8
SoCalREN | School | Lighting-NC | 14
SoCalREN | Non-Refrig._Warehouse | Outdoor Lt | 9
SoCalREN | Sit_Down_Restaurant | Refrigeration | 13
SoCalREN | Agricultural | IndoorLt | 6
SoCalREN | Hospital | >135K_Wtr_AC-NC | 9
SoCalREN | College_University | Lo_Gain_Wndw-NC | 15
SoCalREN | Agricultural | IndoorLt | 8
SoCalREN | Refrigerated_Warehouse | IndoorLt | 10
SoCalREN | Sit_Down_Restaurant | Refrigeration | 14
SoCalREN | Non-Refrig._Warehouse | Outdoor Lt | 10
SoCalREN | Refrigerated_Warehouse | IndoorLt | 13
SoCalREN | Hospital | >135K_Wtr_AC-NC | 10
SoCalREN | Sit_Down_Restaurant | Refrigeration | 15
SoCalREN | Large_Retail_Store | Replace_Chiller-Ret | 15
SoCalREN | School | Lighting-NC | 15
SoCalREN | School | Refrigeration | 10
SoCalREN | Refrigerated_Warehouse | IndoorLt | 14
SoCalREN | School | Lighting-NC | 16
SoCalREN | Large_Retail_Store | Replace_Chiller-Ret | 16
SoCalREN | Non-Refrig._Warehouse | Outdoor Lt | 13
SoCalREN | Sit_Down_Restaurant | Refrigeration | 16
SoCalREN | College_University | Lo_Gain_Wndw-NC | 16
SoCalREN | Non-Refrig._Warehouse | Outdoor Lt | 14
SoCalREN | Large_Retail_Store | Replace_Chiller-Ret | SYSTEM
SoCalREN | Food_Store | Refrigeration | SYSTEM
SoCalREN | College_University | Lo_Gain_Wndw-NC | SYSTEM
SoCalREN | Sit_Down_Restaurant | Refrigeration | SYSTEM
SoCalREN | School | Refrigeration | 13
SoCalREN | Hospital | Replace_Chiller-Ret | 6
SoCalREN | School | Lighting-NC | SYSTEM
SoCalREN | Small_Retail_Store | <65K_AC_Pckg-NC | SYSTEM
SoCalREN | Refrigerated_Warehouse | Refrigeration | 15
SoCalREN | Storage_Building | Refrigeration | 6
SoCalREN | Hospital | >135K_Wtr_AC-NC | 13
SoCalREN | Hospital | >135K_Wtr_AC-NC | 14
SoCalREN | School | Refrigeration | 14
SoCalREN | Storage_Building | Refrigeration | 8
SoCalREN | Restaurant | Refrigeration | 6
SoCalREN | Storage_Building | <65K_AC_Pckg-NC | 6
SoCalREN | Hospital | Replace_Chiller-Ret | 8
SoCalREN | Sit_Down_Restaurant | Lighting-NC | 6
SoCalREN | Refrigerated_Warehouse | Refrigeration | 16
SoCalREN | Food_Store | New_HtPmp-Ret | SYSTEM
SoCalREN | Storage_Building | Refrigeration | 9
SoCalREN | Hospital | >135K_Wtr_AC-NC | 15
SoCalREN | Restaurant | Refrigeration | 8
SoCalREN | School | Refrigeration | 15
SoCalREN | Storage_Building | <65K_AC_Pckg-NC | 8
SoCalREN | Agricultural | Roof_insul-Ret | 8
SoCalREN | Refrigerated_Warehouse | Refrigeration | SYSTEM
SoCalREN | School | Refrigeration | 16
SoCalREN | Large_Retail_Store | Evap_Cooling-Ret | 10
SoCalREN | Storage_Building | <65K_AC_Pckg-NC | 9
SoCalREN | Storage_Building | Refrigeration | 10
SoCalREN | Restaurant | Refrigeration | 9
SoCalREN | Refrigerated_Warehouse | New_HtPmp-Ret | 13
SoCalREN | Small_Retail_Store | Economy_cycle-Ret | 16
SoCalREN | Non-Refrig._Warehouse | Refrigeration | 6
SoCalREN | Storage_Building | Refrigeration | 13
SoCalREN | Restaurant | Refrigeration | 10
SoCalREN | Hospital | Replace_Chiller-Ret | 9
SoCalREN | School | Refrigeration | SYSTEM
SoCalREN | Storage_Building | <65K_AC_Pckg-NC | 10
SoCalREN | Non-Refrig._Warehouse | Refrigeration | 8
SoCalREN | Large_Retail_Store | DayLt & Controls | 13
SoCalREN | Storage_Building | <65K_AC_Pckg-NC | 13
SoCalREN | Agricultural | Roof_insul-Ret | 9
SoCalREN | Restaurant | Refrigeration | 13
SoCalREN | K_thru_12_School | Refrigeration | 6
SoCalREN | Storage_Building | <65K_AC_Pckg-NC | 14
SoCalREN | Hospital | Replace_Chiller-Ret | 10
SoCalREN | Sit_Down_Restaurant | Lighting-NC | 8
SoCalREN | Large_Retail_Store | DayLt & Controls | 14
SoCalREN | Agricultural | Roof_insul-Ret | 10
SoCalREN | K_thru_12_School | Refrigeration | 8
SoCalREN | Restaurant | Refrigeration | 14
SoCalREN | Hospital | Replace_Chiller-Ret | 13
SoCalREN | Storage_Building | <65K_AC_Pckg-NC | 15
SoCalREN | Restaurant | Refrigeration | 15
SoCalREN | Hospital | Replace_Chiller-Ret | 14
SoCalREN | Sit_Down_Restaurant | Lighting-NC | 9
SoCalREN | Small_Retail_Store | Economy_cycle-Ret | SYSTEM
SoCalREN | Non-Refrig._Warehouse | Refrigeration | 9
SoCalREN | K_thru_12_School | Refrigeration | 9
SoCalREN | Large_Retail_Store | DayLt & Controls | 15
SoCalREN | K_thru_12_School | Refrigeration | 10
SoCalREN | Non-Refrig._Warehouse | Refrigeration | 10
SoCalREN | Large_Retail_Store | DayLt & Controls | 16
SoCalREN | Large_Retail_Store | Wall_insul-Ret | 14
SoCalREN | Storage_Building | <65K_AC_Pckg-NC | 16
SoCalREN | Restaurant | Refrigeration | 16
SoCalREN | Non-Refrig._Warehouse | Refrigeration | 13
SoCalREN | Agricultural | Roof_insul-Ret | 13
SoCalREN | Large_Retail_Store | DayLt & Controls | SYSTEM
SoCalREN | K_thru_12_School | Refrigeration | 13
SoCalREN | Restaurant | New_HtPmp-Ret | 9
SoCalREN | Hospital | Replace_Chiller-Ret | 15
SoCalREN | Small_Retail_Store | Package_AC-NC | SYSTEM
SoCalREN | Large_Retail_Store | Economy_cycle-Ret | 6
SoCalREN | Restaurant | New_HtPmp-Ret | 10
SoCalREN | Restaurant | Refrigeration | SYSTEM
SoCalREN | Agricultural | Roof_insul-Ret | 14
SoCalREN | Grocery_Store | DayLt & Controls | 6
SoCalREN | Large_Retail_Store | Economy_cycle-Ret | 8
SoCalREN | Storage_Building | <65K_AC_Pckg-NC | SYSTEM
SoCalREN | Large_Retail_Store | Wall_insul-Ret | 15
SoCalREN | Restaurant | New_HtPmp-Ret | 13
SoCalREN | Grocery_Store | DayLt & Controls | 8
SoCalREN | Refrigerated_Warehouse | New_HtPmp-Ret | 14
SoCalREN | Agricultural | Roof_insul-Ret | 15
SoCalREN | Restaurant | New_HtPmp-Ret | 14
SoCalREN | Agricultural | Roof_insul-Ret | 16
SoCalREN | Non-Refrig._Warehouse | Refrigeration | 14
SoCalREN | K_thru_12_School | Refrigeration | 14
SoCalREN | Small_Office | New_HtPmp-Ret | 13
SoCalREN | Large_Retail_Store | Economy_cycle-Ret | 9
SoCalREN | Fast_Food_Restaurant | Refrigeration | 6
SoCalREN | Large_Retail_Store | Wall_insul-Ret | 16
SoCalREN | Grocery_Store | DayLt & Controls | 9
SoCalREN | Food_Store | Pool HtPmp | All
SoCalREN | Agricultural | DHW HtPmp | All
SoCalREN | Refrigerated_Warehouse | New_HtPmp-Ret | 15
SoCalREN | Fast_Food_Restaurant | <65K_EvapCool-NC | 6
SoCalREN | Hospital | DHW HtPmp | All
SoCalREN | Storage_Building | DayLt & Controls | 10
SoCalREN | Restaurant | New_HtPmp-Ret | 15
SoCalREN | Fast_Food_Restaurant | <65K_AC_Split-NC | 6
SoCalREN | Hotel_Motel | New_HtPmp-Ret | 8
SoCalREN | Restaurant | IndoorLt | All
SoCalREN | Refrigerated_Warehouse | New_HtPmp-Ret | 16
SoCalREN | Large_Retail_Store | Wall_insul-Ret | SYSTEM
SoCalREN | Grocery_Store | DayLt & Controls | 10
SoCalREN | Large_Retail_Store | Economy_cycle-Ret | 10
SoCalREN | Sit_Down_Restaurant | >135K_Air_AC-NC | 14
SoCalREN | Hotel_Motel | New_HtPmp-Ret | 9
SoCalREN | Fast_Food_Restaurant | Refrigeration | 8
SoCalREN | Hospital | Replace_Chiller-Ret | 16
SoCalREN | Storage_Building | DayLt & Controls | 13
SoCalREN | Industrial | Reduce_Cooling_Load-Ret | 14
SoCalREN | Non-Refrig._Warehouse | Refrigeration | 15
SoCalREN | Hotel_Motel | Refrigeration | All
SoCalREN | Sit_Down_Restaurant | >135K_Air_AC-NC | 15
SoCalREN | Small_Office | New_HtPmp-Ret | 14
SoCalREN | Refrigerated_Warehouse | New_HtPmp-Ret | SYSTEM
SoCalREN | Storage_Building | DayLt & Controls | 14
SoCalREN | Non-Refrig._Warehouse | New_HtPmp-Ret | 8
SoCalREN | Hotel_Motel | New_HtPmp-Ret | 10
SoCalREN | Large_Retail_Store | Economy_cycle-Ret | 13
SoCalREN | Sit_Down_Restaurant | >135K_Air_AC-NC | 16
SoCalREN | Large_Office | DayLt & Controls | 8
SoCalREN | Small_Office | New_HtPmp-Ret | 15
SoCalREN | Grocery_Store | DayLt & Controls | 13
SoCalREN | Non-Refrig._Warehouse | New_HtPmp-Ret | 9
SoCalREN | Food_Store | DayLt & Controls | SYSTEM
SoCalREN | Large_Retail_Store | Economy_cycle-Ret | 14
SoCalREN | Storage_Building | DayLt & Controls | 15
SoCalREN | Fast_Food_Restaurant | <65K_AC_Split-NC | 8
SoCalREN | Small_Office | New_HtPmp-Ret | 16
SoCalREN | Hotel_Motel | New_HtPmp-Ret | 13
SoCalREN | Assembly | Refrigeration | All
SoCalREN | Grocery_Store | DayLt & Controls | 14
SoCalREN | Large_Retail_Store | Economy_cycle-Ret | 15
SoCalREN | Assembly | DHW HtPmp | All
SoCalREN | Non-Refrig._Warehouse | New_HtPmp-Ret | 10
SoCalREN | Hotel_Motel | New_HtPmp-Ret | 14
SoCalREN | Food_Store | Wall_insul-Ret | 6
SoCalREN | Res | DEER:HVAC_Eff_AC | 9
SoCalREN | Sit_Down_Restaurant | Perimter Lt Control | 13
SoCalREN | Restaurant | DayLt & Controls | 6
SoCalREN | Large_Retail_Store | Economy_cycle-Ret | 16
SoCalREN | Sit_Down_Restaurant | >135K_Air_AC-NC | SYSTEM
SoCalREN | Grocery_Store | Pool HtPmp | All
SoCalREN | Non-Refrig._Warehouse | New_HtPmp-Ret | 13
SoCalREN | Hotel_Motel | New_HtPmp-Ret | 15
SoCalREN | Industrial | Reduce_Cooling_Load-Ret | 15
SoCalREN | Large_Office | Wall_insul-Ret | 8
SoCalREN | Storage_Building | DayLt & Controls | 16
SoCalREN | Hotel_Motel | New_HtPmp-Ret | 16
SoCalREN | Fast_Food_Restaurant | <65K_AC_Split-NC | 9
SoCalREN | College_University | Hi_Perf_Glass-NC | 10
SoCalREN | Non-Refrig._Warehouse | New_HtPmp-Ret | 14
SoCalREN | Food_Store | Wall_insul-Ret | 8
SoCalREN | Large_Office | DayLt & Controls | 9
SoCalREN | Large_Office | Wall_insul-Ret | 9
SoCalREN | Hotel_Motel | New_HtPmp-Ret | SYSTEM
SoCalREN | Restaurant | DayLt & Controls | 8
SoCalREN | Hotel_Motel | New_AC-Ret | 14
SoCalREN | Industrial | Reduce_Cooling_Load-Ret | 16
SoCalREN | Sit_Down_Restaurant | Perimter Lt Control | 14
SoCalREN | Non-Refrig._Warehouse | New_HtPmp-Ret | 15
SoCalREN | Food_Store | Wall_insul-Ret | 9
SoCalREN | Trans_Comm_Util | New_HtPmp-Ret | 6
SoCalREN | Large_Office | Wall_insul-Ret | 10
SoCalREN | Storage_Building | DayLt & Controls | SYSTEM
SoCalREN | Small_Office | >135K_Air_AC-NC | 6
SoCalREN | Fast_Food_Restaurant | Lighting-NC | 14
SoCalREN | Food_Store | Wall_insul-Ret | 10
SoCalREN | Trans_Comm_Util | New_HtPmp-Ret | 8
SoCalREN | College_University | Hi_Perf_Glass-NC | 13
SoCalREN | Non-Refrig._Warehouse | New_HtPmp-Ret | 16
SoCalREN | Hotel_Motel | New_AC-Ret | 15
SoCalREN | Large_Office | Wall_insul-Ret | 13
SoCalREN | Sit_Down_Restaurant | Perimter Lt Control | 15
SoCalREN | Fast_Food_Restaurant | <65K_AC_Split-NC | 10
SoCalREN | Industrial | Reduce_Cooling_Load-Ret | SYSTEM
SoCalREN | Small_Office | >135K_Air_AC-NC | 8
SoCalREN | Non-Refrig._Warehouse | New_HtPmp-Ret | SYSTEM
SoCalREN | Fast_Food_Restaurant | Lighting-NC | 15
SoCalREN | Large_Office | Wall_insul-Ret | 14
SoCalREN | Hotel_Motel | New_AC-Ret | 16
SoCalREN | Refrigerated_Warehouse | DayLt & Controls | 6
SoCalREN | Hotel_Motel | Wall_insul-Ret | SYSTEM
SoCalREN | Large_Office | DayLt & Controls | 10
SoCalREN | Hotel_Motel | New_AC-Ret | SYSTEM
SoCalREN | Food_Store | Wall_insul-Ret | 13
SoCalREN | K_thru_12_School | New_HtPmp-Ret | 6
SoCalREN | College_University | Hi_Perf_Glass-NC | 14
SoCalREN | Trans_Comm_Util | Wall_insul-Ret | 6
SoCalREN | Large_Office | Wall_insul-Ret | 15
SoCalREN | Sit_Down_Restaurant | Perimter Lt Control | 16
SoCalREN | K_thru_12_School | New_HtPmp-Ret | 8
SoCalREN | Large_Office | Wall_insul-Ret | 16
SoCalREN | Agricultural | Reduce_Cooling_Load-Ret | 6
SoCalREN | Fast_Food_Restaurant | <65K_AC_Split-NC | 13
SoCalREN | Trans_Comm_Util | New_AC-Ret | 6
SoCalREN | Refrigerated_Warehouse | DayLt & Controls | 8
SoCalREN | Food_Store | Wall_insul-Ret | 16
SoCalREN | College_University | Hi_Perf_Glass-NC | 15
SoCalREN | Trans_Comm_Util | Wall_insul-Ret | 8
SoCalREN | Restaurant | DayLt & Controls | 9
SoCalREN | Large_Office | Wall_insul-Ret | SYSTEM
SoCalREN | Small_Office | >135K_Air_AC-NC | 9
SoCalREN | Food_Store | Wall_insul-Ret | 14
SoCalREN | Trans_Comm_Util | New_AC-Ret | 8
SoCalREN | Trans_Comm_Util | Wall_insul-Ret | 9
SoCalREN | Food_Store | Wall_insul-Ret | SYSTEM
SoCalREN | Fast_Food_Restaurant | Lighting-NC | 16
SoCalREN | Agricultural | Reduce_Cooling_Load-Ret | 8
SoCalREN | Sit_Down_Restaurant | Perimter Lt Control | SYSTEM
SoCalREN | Fast_Food_Restaurant | <65K_AC_Split-NC | 14
SoCalREN | Restaurant | New_HtPmp-Ret | 16
SoCalREN | Restaurant | DayLt & Controls | 10
SoCalREN | Refrigerated_Warehouse | DayLt & Controls | 9
SoCalREN | College_University | Hi_Perf_Glass-NC | 16
SoCalREN | Small_Retail_Store | Wall_insul-Ret | 6
SoCalREN | Food_Store | Wall_insul-Ret | 15
SoCalREN | Agricultural | Reduce_Cooling_Load-Ret | 9
SoCalREN | Large_Office | DayLt & Controls | 13
SoCalREN | Non-Refrig._Warehouse | Wall_insul-Ret | 6
SoCalREN | Trans_Comm_Util | Wall_insul-Ret | 10
SoCalREN | Storage_Building | Perimter Lt Control | 6
SoCalREN | Non-Refrig._Warehouse | New_HtPmp-Ret | 6
SoCalREN | Large_Office | IndoorLt | 9
SoCalREN | Trans_Comm_Util | New_AC-Ret | 9
SoCalREN | Restaurant | New_HtPmp-Ret | SYSTEM
SoCalREN | Agricultural | Reduce_Cooling_Load-Ret | 10
SoCalREN | Small_Retail_Store | Wall_insul-Ret | 10
SoCalREN | College_University | Hi_Perf_Glass-NC | SYSTEM
SoCalREN | Fast_Food_Restaurant | Lighting-NC | SYSTEM
SoCalREN | Non-Refrig._Warehouse | Wall_insul-Ret | 8
SoCalREN | Large_Office | DayLt & Controls | 14
SoCalREN | Storage_Building | Perimter Lt Control | 8
SoCalREN | Large_Retail_Store | New_AC-Ret | 9
SoCalREN | Small_Office | >135K_Air_AC-NC | 10
SoCalREN | Trans_Comm_Util | New_AC-Ret | 10
SoCalREN | Refrigerated_Warehouse | DayLt & Controls | 10
SoCalREN | Small_Retail_Store | Wall_insul-Ret | 8
SoCalREN | Non-Refrig._Warehouse | Wall_insul-Ret | 9
SoCalREN | Fast_Food_Restaurant | Hi_Perf_Glass-NC | 6
SoCalREN | Small_Retail_Store | New_HtPmp-Ret | 6
SoCalREN | Small_Retail_Store | Wall_insul-Ret | 13
SoCalREN | Restaurant | DayLt & Controls | 13
SoCalREN | Fast_Food_Restaurant | <65K_AC_Split-NC | 15
SoCalREN | Trans_Comm_Util | New_AC-Ret | 13
SoCalREN | K_thru_12_School | Perimter Lt Control | 8
SoCalREN | Small_Office | >135K_Air_AC-NC | 13
SoCalREN | Grocery_Store | Lighting-NC | 6
SoCalREN | Non-Refrig._Warehouse | Wall_insul-Ret | 10
SoCalREN | Restaurant | DayLt & Controls | 14
SoCalREN | Large_Retail_Store | New_AC-Ret | 10
SoCalREN | Storage_Building | Perimter Lt Control | 9
SoCalREN | Trans_Comm_Util | New_AC-Ret | 14
SoCalREN | Small_Retail_Store | Wall_insul-Ret | 14
SoCalREN | Grocery_Store | Lighting-NC | 8
SoCalREN | K_thru_12_School | Perimter Lt Control | 9
SoCalREN | Fast_Food_Restaurant | Hi_Perf_Glass-NC | 8
SoCalREN | Non-Refrig._Warehouse | Wall_insul-Ret | 13
SoCalREN | Fast_Food_Restaurant | <65K_AC_Split-NC | 16
SoCalREN | Large_Office | DayLt & Controls | 15
SoCalREN | Small_Retail_Store | New_HtPmp-Ret | 8
SoCalREN | Trans_Comm_Util | New_AC-Ret | 15
SoCalREN | Non-Refrig._Warehouse | Wall_insul-Ret | 14
SoCalREN | Small_Retail_Store | Wall_insul-Ret | 15
SoCalREN | Grocery_Store | Lighting-NC | 9
SoCalREN | Storage_Building | Perimter Lt Control | 10
SoCalREN | Restaurant | DayLt & Controls | 15
SoCalREN | Fast_Food_Restaurant | Hi_Perf_Glass-NC | 9
SoCalREN | Small_Retail_Store | Wall_insul-Ret | 9
SoCalREN | Large_Retail_Store | New_AC-Ret | 13
SoCalREN | Small_Office | >135K_Air_AC-NC | 14
SoCalREN | Trans_Comm_Util | New_AC-Ret | 16
SoCalREN | K_thru_12_School | Perimter Lt Control | 10
SoCalREN | Non-Refrig._Warehouse | Wall_insul-Ret | 15
SoCalREN | Large_Office | DayLt & Controls | 16
SoCalREN | Small_Retail_Store | Wall_insul-Ret | 16
SoCalREN | Restaurant | DayLt & Controls | 16
SoCalREN | Grocery_Store | Lighting-NC | 10
SoCalREN | Small_Retail_Store | New_HtPmp-Ret | 9
SoCalREN | Medical_Clinic | Roof_insul-Ret | 16
SoCalREN | Large_Retail_Store | New_AC-Ret | 14
SoCalREN | Fast_Food_Restaurant | Hi_Perf_Glass-NC | 10
SoCalREN | Fast_Food_Restaurant | 65K-135_Wtr_AC-NC | 10
SoCalREN | Non-Refrig._Warehouse | Wall_insul-Ret | 16
SoCalREN | Storage_Building | Perimter Lt Control | 13
SoCalREN | Small_Retail_Store | Wall_insul-Ret | SYSTEM
SoCalREN | K_thru_12_School | Perimter Lt Control | 13
SoCalREN | Small_Retail_Store | New_HtPmp-Ret | 10
SoCalREN | Grocery_Store | Lighting-NC | 13
SoCalREN | Medical_Clinic | Roof_insul-Ret | SYSTEM
SoCalREN | Small_Office | >135K_Air_AC-NC | 15
SoCalREN | Restaurant | DayLt & Controls | SYSTEM
SoCalREN | School | Pool HtPmp | 13
SoCalREN | Restaurant | IndoorLt | 15
SoCalREN | Hospital | Wtr_Cool_Chiller-NC | SYSTEM
SoCalREN | Large_Retail_Store | New_AC-Ret | 15
SoCalREN | Small_Retail_Store | New_HtPmp-Ret | 13
SoCalREN | Large_Retail_Store | Wall_insul-Ret | 6
SoCalREN | K_thru_12_School | Perimter Lt Control | 14
SoCalREN | Grocery_Store | Lighting-NC | 14
SoCalREN | Hotel_Motel | Roof_insul-Ret | 6
SoCalREN | Trans_Comm_Util | Wall_insul-Ret | 13
SoCalREN | Restaurant | IndoorLt | 16
SoCalREN | School | Pool HtPmp | 14
SoCalREN | Fast_Food_Restaurant | DayLt & Controls | 6
SoCalREN | Large_Retail_Store | Wall_insul-Ret | 8
SoCalREN | Grocery_Store | Lighting-NC | 15
SoCalREN | Restaurant | IndoorLt | SYSTEM
SoCalREN | Misc._Commercial | Roof_insul-Ret | 10
SoCalREN | Large_Office | Roof_insul-Ret | 10
SoCalREN | Large_Office | Var_Spd_AC_Mtr-NC | 16
SoCalREN | K_thru_12_School | Perimter Lt Control | 15
SoCalREN | Hotel | Wtr_Cool_Chiller-NC | 6
SoCalREN | Hotel_Motel | Roof_insul-Ret | 8
SoCalREN | Large_Office | DayLt & Controls | SYSTEM
SoCalREN | Large_Retail_Store | Wall_insul-Ret | 9
SoCalREN | School | Pool HtPmp | 15
SoCalREN | Large_Office | Roof_insul-Ret | 13
SoCalREN | Fast_Food_Restaurant | 65K-135_Wtr_AC-NC | 13
SoCalREN | Trans_Comm_Util | Wall_insul-Ret | 14
SoCalREN | Hotel_Motel | Perimter Lt Control | 15
SoCalREN | Assembly | Wtr_Cool_Chiller-NC | 13
SoCalREN | Misc._Commercial | Roof_insul-Ret | 13
SoCalREN | School | Pool HtPmp | 16
SoCalREN | Hotel_Motel | Roof_insul-Ret | 9
SoCalREN | Large_Office | Var_Spd_AC_Mtr-NC | SYSTEM
SoCalREN | Small_Retail_Store | IndoorLt | 6
SoCalREN | Assembly | Wtr_Cool_Chiller-NC | 14
SoCalREN | Large_Retail_Store | Wall_insul-Ret | 10
SoCalREN | Hotel | Wtr_Cool_Chiller-NC | 8
SoCalREN | Small_Retail_Store | IndoorLt | 8
SoCalREN | Fast_Food_Restaurant | 65K-135_Wtr_AC-NC | 14
SoCalREN | Misc._Commercial | Roof_insul-Ret | 14
SoCalREN | K_thru_12_School | Perimter Lt Control | 16
SoCalREN | Large_Retail_Store | Wall_insul-Ret | 13
SoCalREN | Hotel | Wtr_Cool_Chiller-NC | 9
SoCalREN | Large_Office | Roof_insul-Ret | 14
SoCalREN | Small_Retail_Store | DayLt & Controls | 6
SoCalREN | School | Pool HtPmp | SYSTEM
SoCalREN | Hotel_Motel | Perimter Lt Control | 16
SoCalREN | Hotel_Motel | Roof_insul-Ret | 10
SoCalREN | Assembly | Wtr_Cool_Chiller-NC | 15
SoCalREN | Misc._Commercial | Roof_insul-Ret | 15
SoCalREN | Small_Retail_Store | IndoorLt | 9
SoCalREN | Food_Store | Lower_Cond_temp-Ret | SYSTEM
SoCalREN | Fast_Food_Restaurant | 65K-135_Wtr_AC-NC | 15
SoCalREN | K_thru_12_School | Perimter Lt Control | SYSTEM
SoCalREN | Assembly | Wtr_Cool_Chiller-NC | 16
SoCalREN | Hotel | Wtr_Cool_Chiller-NC | 10
SoCalREN | Misc._Commercial | Reduce_Cooling_Load-Ret | 13
SoCalREN | Hotel_Motel | Perimter Lt Control | SYSTEM
SoCalREN | Small_Retail_Store | IndoorLt | 10
SoCalREN | Large_Retail_Store | Var_Spd_AC_Mtr-NC | 6
SoCalREN | Misc._Commercial | Roof_insul-Ret | 16
SoCalREN | Hotel_Motel | Roof_insul-Ret | 13
SoCalREN | College_University | Perimter Lt Control | 6
SoCalREN | Small_Office | IndoorLt | 6
SoCalREN | Large_Office | Roof_insul-Ret | 15
SoCalREN | K_thru_12_School | Pool HtPmp | 6
SoCalREN | Small_Retail_Store | DayLt & Controls | 8
SoCalREN | Small_Retail_Store | IndoorLt | 13
SoCalREN | Assembly | Wtr_Cool_Chiller-NC | SYSTEM
SoCalREN | Small_Office | IndoorLt | 8
SoCalREN | Misc._Commercial | Roof_insul-Ret | SYSTEM
SoCalREN | Large_Retail_Store | Var_Spd_AC_Mtr-NC | 8
SoCalREN | College_University | Perimter Lt Control | 8
SoCalREN | Hotel | Wtr_Cool_Chiller-NC | 13
SoCalREN | Small_Retail_Store | IndoorLt | 14
SoCalREN | Hospital | Pool HtPmp | 14
SoCalREN | Small_Office | IndoorLt | 9
SoCalREN | Hotel_Motel | Roof_insul-Ret | 14
SoCalREN | Small_Retail_Store | DayLt & Controls | 9
SoCalREN | K_thru_12_School | Pool HtPmp | 8
SoCalREN | Hotel | Wtr_Cool_Chiller-NC | 14
SoCalREN | Industrial | Roof_insul-Ret | 6
SoCalREN | Large_Retail_Store | Var_Spd_AC_Mtr-NC | 9
SoCalREN | K_thru_12_School | Pool HtPmp | 9
SoCalREN | Hospital | Pool HtPmp | 15
SoCalREN | College_University | Wtr_Cool_Chiller-NC | 6
SoCalREN | Small_Retail_Store | IndoorLt | 15
SoCalREN | Large_Retail_Store | Var_Spd_AC_Mtr-NC | 10
SoCalREN | Fast_Food_Restaurant | Perimter Lt Control | 13
SoCalREN | Hotel | Wtr_Cool_Chiller-NC | 15
SoCalREN | Medical_Clinic | Perimter Lt Control | 6
SoCalREN | K_thru_12_School | Pool HtPmp | 10
SoCalREN | Fast_Food_Restaurant | 65K-135_Wtr_AC-NC | 16
SoCalREN | College_University | Wtr_Cool_Chiller-NC | 8
SoCalREN | Hotel | Wtr_Cool_Chiller-NC | 16
SoCalREN | Hotel_Motel | Roof_insul-Ret | 15
SoCalREN | Small_Retail_Store | IndoorLt | 16
SoCalREN | Hospital | Pool HtPmp | 16
SoCalREN | K_thru_12_School | Pool HtPmp | 13
SoCalREN | Medical_Clinic | Perimter Lt Control | 8
SoCalREN | Hospital | Pool HtPmp | SYSTEM
SoCalREN | Hotel_Motel | Roof_insul-Ret | 16
SoCalREN | Hotel | Wtr_Cool_Chiller-NC | SYSTEM
SoCalREN | College_University | Wtr_Cool_Chiller-NC | 9
SoCalREN | K_thru_12_School | Pool HtPmp | 14
SoCalREN | Small_Retail_Store | IndoorLt | SYSTEM
SoCalREN | Fast_Food_Restaurant | 65K-135_Wtr_AC-NC | SYSTEM
SoCalREN | Large_Retail_Store | Var_Spd_AC_Mtr-NC | 13
SoCalREN | Small_Office | DHW HtPmp | 6
SoCalREN | College_University | Wtr_Cool_Chiller-NC | 10
SoCalREN | K_thru_12_School | Pool HtPmp | 15
SoCalREN | Medical_Clinic | Perimter Lt Control | 9
SoCalREN | Small_Retail_Store | Refrigeration | 9
SoCalREN | Small_Office | DHW HtPmp | 8
SoCalREN | Grocery_Store | 65K-135_Wtr_AC-NC | 6
SoCalREN | Medical_Clinic | Perimter Lt Control | 10
SoCalREN | Large_Office | Wtr_Cool_Chiller-NC | 6
SoCalREN | Small_Retail_Store | Refrigeration | 10
SoCalREN | College_University | Wtr_Cool_Chiller-NC | 13
SoCalREN | Small_Office | DHW HtPmp | 9
SoCalREN | Residential | Refrig-RC | 10
SoCalREN | Small_Retail_Store | Refrigeration | 13
SoCalREN | Fast_Food_Restaurant | Perimter Lt Control | 14
SoCalREN | Sit_Down_Restaurant | <65K_EvapCool-NC | 8
SoCalREN | Grocery_Store | 65K-135_Wtr_AC-NC | 8
SoCalREN | Small_Retail_Store | 65K-135K_Air_AC-NC | 8
SoCalREN | Large_Retail_Store | Var_Spd_AC_Mtr-NC | 14
SoCalREN | Small_Retail_Store | Refrigeration | 14
SoCalREN | Residential | Refrig-RC | 13
SoCalREN | Small_Office | DHW HtPmp | 10
SoCalREN | Hotel_Motel | Roof_insul-Ret | SYSTEM
SoCalREN | Medical_Clinic | Perimter Lt Control | 13
SoCalREN | Fast_Food_Restaurant | Perimter Lt Control | 15
SoCalREN | Sit_Down_Restaurant | <65K_EvapCool-NC | 9
SoCalREN | Residential | Refrig-RC | 14
SoCalREN | Large_Retail_Store | Var_Spd_AC_Mtr-NC | 15
SoCalREN | Small_Office | DHW HtPmp | 13
SoCalREN | Small_Retail_Store | 65K-135K_Air_AC-NC | 9
SoCalREN | Small_Retail_Store | Refrigeration | 15
SoCalREN | Sit_Down_Restaurant | <65K_EvapCool-NC | 10
SoCalREN | Grocery_Store | 65K-135_Wtr_AC-NC | 9
SoCalREN | Small_Retail_Store | Refrigeration | 16
SoCalREN | Large_Retail_Store | Var_Spd_AC_Mtr-NC | 16
SoCalREN | Fast_Food_Restaurant | Perimter Lt Control | 16
SoCalREN | Small_Office | DHW HtPmp | 14
SoCalREN | Small_Retail_Store | 65K-135K_Air_AC-NC | 10
SoCalREN | Residential | Refrig-RC | 15
SoCalREN | Sit_Down_Restaurant | <65K_EvapCool-NC | 13
SoCalREN | Medical_Clinic | Perimter Lt Control | 14
SoCalREN | Trans_Comm_Util | Roof_insul-Ret | 6
SoCalREN | Residential | Refrig-RC | 16
SoCalREN | Small_Retail_Store | Refrigeration | SYSTEM
SoCalREN | Sit_Down_Restaurant | <65K_EvapCool-NC | 14
SoCalREN | Small_Office | DHW HtPmp | 15
SoCalREN | Hospital | Replace_Chiller-Ret | SYSTEM
SoCalREN | Small_Retail_Store | 65K-135K_Air_AC-NC | 13
SoCalREN | Residential | Refrig-RC | SYSTEM
SoCalREN | College_University | Hi_Eff_AC_Mtr-NC | 13
SoCalREN | Large_Retail_Store | Refrigeration | 6
SoCalREN | Fast_Food_Restaurant | Perimter Lt Control | SYSTEM
SoCalREN | Medical_Clinic | Perimter Lt Control | 15
SoCalREN | Small_Office | DHW HtPmp | 16
SoCalREN | Large_Retail_Store | Refrigeration | 8
SoCalREN | Small_Retail_Store | 65K-135K_Air_AC-NC | 14
SoCalREN | Large_Retail_Store | Refrigeration | 9
SoCalREN | Residential | AC_Cooling-RC | 6
SoCalREN | Sit_Down_Restaurant | <65K_EvapCool-NC | 15
SoCalREN | College_University | Hi_Eff_AC_Mtr-NC | 14
SoCalREN | Small_Office | DHW HtPmp | SYSTEM
SoCalREN | Medical_Clinic | Replace_Chiller-Ret | 6
SoCalREN | Sit_Down_Restaurant | Perimter Lt Control | 6
SoCalREN | Medical_Clinic | Perimter Lt Control | 16
SoCalREN | Misc._Commercial | Occupancy Sensor | 13
SoCalREN | Residential | AC_Cooling-RC | 8
SoCalREN | Residential | CFL-RC | 10
SoCalREN | Hotel_Motel | Reduce_Cooling_Load-Ret | 10
SoCalREN | Small_Retail_Store | 65K-135K_Air_AC-NC | 15
SoCalREN | Sit_Down_Restaurant | <65K_EvapCool-NC | 16
SoCalREN | Misc._Commercial | Pool HtPmp | 16
SoCalREN | Misc._Commercial | Occupancy Sensor | 14
SoCalREN | Sit_Down_Restaurant | Perimter Lt Control | 8
SoCalREN | Residential | AC_Cooling-RC | 9
SoCalREN | Small_Retail_Store | 65K-135K_Air_AC-NC | 16
SoCalREN | Medical_Clinic | Replace_Chiller-Ret | 8
SoCalREN | Residential | CFL-RC | 13
SoCalREN | Misc._Commercial | Occupancy Sensor | 15
SoCalREN | College_University | Hi_Eff_AC_Mtr-NC | 15
SoCalREN | Residential | AC_Cooling-RC | 10
SoCalREN | Small_Office | IndoorLt | 10
SoCalREN | Sit_Down_Restaurant | <65K_EvapCool-NC | SYSTEM
SoCalREN | Industrial | Roof_insul-Ret | 8
SoCalREN | Misc._Commercial | Occupancy Sensor | 16
SoCalREN | Small_Retail_Store | 65K-135K_Air_AC-NC | SYSTEM
SoCalREN | Misc._Commercial | Pool HtPmp | SYSTEM
SoCalREN | Medical_Clinic | Replace_Chiller-Ret | 9
SoCalREN | Small_Office | IndoorLt | 13
SoCalREN | Misc._Commercial | Occupancy Sensor | SYSTEM
SoCalREN | Residential | CFL-RC | 14
SoCalREN | Residential | AC_Cooling-RC | 13
SoCalREN | Sit_Down_Restaurant | Perimter Lt Control | 9
SoCalREN | Industrial | Roof_insul-Ret | 9
SoCalREN | Small_Office | <65K_EvapCool-NC | 6
SoCalREN | Small_Office | IndoorLt | 14
SoCalREN | Industrial | Pool HtPmp | 6
SoCalREN | College_University | 65K-135_Wtr_AC-NC | 6
SoCalREN | Residential | CFL-RC | 15
SoCalREN | Industrial | Roof_insul-Ret | 10
SoCalREN | Residential | AC_Cooling-RC | 14
SoCalREN | Industrial | Occupancy Sensor | 6
SoCalREN | Small_Office | IndoorLt | 15
SoCalREN | Small_Office | <65K_EvapCool-NC | 8
SoCalREN | College_University | Hi_Eff_AC_Mtr-NC | 16
SoCalREN | Hotel_Motel | Reduce_Cooling_Load-Ret | 13
SoCalREN | Residential | CFL-RC | 16
SoCalREN | College_University | 65K-135_Wtr_AC-NC | 8
SoCalREN | Industrial | Roof_insul-Ret | 13
SoCalREN | Residential | AC_Cooling-RC | 15
SoCalREN | Hotel_Motel | Reduce_Cooling_Load-Ret | 14
SoCalREN | Residential | CFL-RC | SYSTEM
SoCalREN | Trans_Comm_Util | Reduce_Cooling_Load-Ret | 13
SoCalREN | Medical_Clinic | Replace_Chiller-Ret | 10
SoCalREN | School | >135K_Wtr_AC-NC | 14
SoCalREN | Industrial | Pool HtPmp | 8
SoCalREN | Small_Office | IndoorLt | 16
SoCalREN | Residential | Residential Pool Pumps | 6
SoCalREN | Assembly | >135K_Wtr_AC-NC | 6
SoCalREN | Sit_Down_Restaurant | Perimter Lt Control | 10
SoCalREN | College_University | Hi_Eff_AC_Mtr-NC | SYSTEM
SoCalREN | School | >135K_Wtr_AC-NC | 15
SoCalREN | Trans_Comm_Util | Reduce_Cooling_Load-Ret | 14
SoCalREN | Small_Office | IndoorLt | SYSTEM
SoCalREN | Hotel_Motel | Reduce_Cooling_Load-Ret | 15
SoCalREN | Assembly | >135K_Wtr_AC-NC | 8
SoCalREN | Residential | Residential Pool Pumps | 8
SoCalREN | Non-Refrig._Warehouse | Pool HtPmp | 15
SoCalREN | Large_Office | IndoorLt | 6
SoCalREN | Hotel_Motel | Reduce_Cooling_Load-Ret | 16
SoCalREN | Grocery_Store | Hi_Eff_AC_Mtr-NC | 6
SoCalREN | School | >135K_Wtr_AC-NC | 16
SoCalREN | Assembly | >135K_Wtr_AC-NC | 9
SoCalREN | Industrial | Pool HtPmp | 9
SoCalREN | Trans_Comm_Util | Reduce_Cooling_Load-Ret | 15
SoCalREN | Non-Refrig._Warehouse | Pool HtPmp | 16
SoCalREN | Medical_Clinic | Replace_Chiller-Ret | 13
SoCalREN | School | >135K_Wtr_AC-NC | SYSTEM
SoCalREN | Trans_Comm_Util | Reduce_Cooling_Load-Ret | 16
SoCalREN | Grocery_Store | Hi_Eff_AC_Mtr-NC | 8
SoCalREN | Hotel_Motel | Reduce_Cooling_Load-Ret | SYSTEM
SoCalREN | Industrial | Pool HtPmp | 10
SoCalREN | Large_Office | IndoorLt | 8
SoCalREN | Assembly | >135K_Wtr_AC-NC | 10
SoCalREN | Grocery_Store | Hi_Eff_AC_Mtr-NC | 9
SoCalREN | Trans_Comm_Util | Reduce_Cooling_Load-Ret | SYSTEM
SoCalREN | Industrial | Industrial | 14
SoCalREN | Industrial | Pool HtPmp | 13
SoCalREN | Trans_Comm_Util | Reduce_Cooling_Load-Ret | 6
SoCalREN | Sit_Down_Restaurant | >135K_Wtr_AC-NC | 6
SoCalREN | Industrial | Industrial | 15
SoCalREN | Grocery_Store | Hi_Eff_AC_Mtr-NC | 10
SoCalREN | Misc._Commercial | Reduce_Cooling_Load-Ret | 6
SoCalREN | Sit_Down_Restaurant | >135K_Wtr_AC-NC | 8
SoCalREN | Trans_Comm_Util | Reduce_Cooling_Load-Ret | 8
SoCalREN | Industrial | Occupancy Sensor | 8
SoCalREN | Assembly | >135K_Wtr_AC-NC | 13
SoCalREN | Industrial | Industrial | 16
SoCalREN | Non-Refrig._Warehouse | Pool HtPmp | SYSTEM
SoCalREN | Grocery_Store | Hi_Eff_AC_Mtr-NC | 13
SoCalREN | Medical_Clinic | Replace_Chiller-Ret | 14
SoCalREN | Industrial | Occupancy Sensor | 9
SoCalREN | Misc._Commercial | Reduce_Cooling_Load-Ret | 8
SoCalREN | Industrial | Industrial | SYSTEM
SoCalREN | Sit_Down_Restaurant | >135K_Wtr_AC-NC | 9
SoCalREN | Hotel_Motel | Pool HtPmp | 6
SoCalREN | Trans_Comm_Util | Reduce_Cooling_Load-Ret | 9
SoCalREN | Assembly | >135K_Wtr_AC-NC | 14
SoCalREN | Small_Office | Refrigeration | 6
SoCalREN | Misc._Commercial | Reduce_Cooling_Load-Ret | 9
SoCalREN | Restaurant | Economy_cycle-Ret | 15
SoCalREN | Assembly | >135K_Wtr_AC-NC | 15
SoCalREN | Industrial | Occupancy Sensor | 10
SoCalREN | Large_Office | IndoorLt | 10
SoCalREN | Sit_Down_Restaurant | >135K_Wtr_AC-NC | 10
SoCalREN | Residential | Residential Pool Pumps | 9
SoCalREN | Agricultural | Reduce_Cooling_Load-Ret | 13
SoCalREN | Restaurant | Economy_cycle-Ret | 16
SoCalREN | Industrial | Pool HtPmp | 14
SoCalREN | Large_Office | Roof_insul-Ret | 16
SoCalREN | Misc._Commercial | Reduce_Cooling_Load-Ret | 14
SoCalREN | Small_Office | Refrigeration | 8
SoCalREN | Trans_Comm_Util | Reduce_Cooling_Load-Ret | 10
SoCalREN | Sit_Down_Restaurant | >135K_Wtr_AC-NC | 13
SoCalREN | Hotel_Motel | Pool HtPmp | 8
SoCalREN | Residential | Residential Pool Pumps | 10
SoCalREN | Industrial | Occupancy Sensor | 13
SoCalREN | Medical_Clinic | Replace_Chiller-Ret | 15
SoCalREN | Assembly | >135K_Wtr_AC-NC | 16
SoCalREN | Industrial | Pool HtPmp | 15
SoCalREN | Residential | Residential Pool Pumps | 13
SoCalREN | Industrial | Occupancy Sensor | 14
SoCalREN | Medical_Clinic | Replace_Chiller-Ret | 16
SoCalREN | Large_Office | IndoorLt | 13
SoCalREN | Sit_Down_Restaurant | >135K_Wtr_AC-NC | 14
SoCalREN | Hotel_Motel | Pool HtPmp | 9
SoCalREN | Misc._Commercial | Reduce_Cooling_Load-Ret | 15
SoCalREN | Residential | Residential Pool Pumps | 14
SoCalREN | Medical_Clinic | Replace_Chiller-Ret | SYSTEM
SoCalREN | Trans_Comm_Util | Outdoor Lt | 10
SoCalREN | Small_Retail_Store | Perimter Lt Control | SYSTEM
SoCalREN | Assembly | >135K_Wtr_AC-NC | SYSTEM
SoCalREN | Agricultural | Reduce_Cooling_Load-Ret | 14
SoCalREN | Industrial | Pool HtPmp | 16
SoCalREN | Sit_Down_Restaurant | >135K_Wtr_AC-NC | 15
SoCalREN | Hotel_Motel | Pool HtPmp | 10
SoCalREN | Large_Office | Roof_insul-Ret | SYSTEM
SoCalREN | Hotel_Motel | Pool HtPmp | 13
SoCalREN | Industrial | Pool HtPmp | SYSTEM
SoCalREN | Large_Retail_Store | Perimter Lt Control | 6
SoCalREN | K_thru_12_School | New_HtPmp-Ret | 9
SoCalREN | College_University | >135K_Wtr_AC-NC | 6
SoCalREN | Trans_Comm_Util | Outdoor Lt | 13
SoCalREN | Trans_Comm_Util | Wall_insul-Ret | 15
SoCalREN | Small_Office | Economy_cycle-Ret | 9
SoCalREN | Restaurant | Economy_cycle-Ret | SYSTEM
SoCalREN | Misc._Commercial | Reduce_Cooling_Load-Ret | 16
SoCalREN | Trans_Comm_Util | Outdoor Lt | 14
SoCalREN | Hotel_Motel | Pool HtPmp | 14
SoCalREN | K_thru_12_School | New_HtPmp-Ret | 10
SoCalREN | Small_Office | Economy_cycle-Ret | 10
SoCalREN | College_University | >135K_Wtr_AC-NC | 8
SoCalREN | Agricultural | Pool HtPmp | 6
SoCalREN | Hotel_Motel | Pool HtPmp | 15
SoCalREN | Trans_Comm_Util | Outdoor Lt | 15
SoCalREN | Misc._Commercial | Reduce_Cooling_Load-Ret | SYSTEM
SoCalREN | Small_Retail_Store | Economy_cycle-Ret | 6
SoCalREN | Hospital | DayLt_Cntrl-NC | 6
SoCalREN | Hotel_Motel | Pool HtPmp | 16
SoCalREN | Small_Office | Economy_cycle-Ret | 13
SoCalREN | Residential | HeatPump_WtrHt-RC | 6
SoCalREN | K_thru_12_School | New_HtPmp-Ret | 13
SoCalREN | Industrial | Reduce_Cooling_Load-Ret | 6
SoCalREN | Hospital | DayLt_Cntrl-NC | 8
SoCalREN | Small_Retail_Store | Economy_cycle-Ret | 8
SoCalREN | Residential | HeatPump_WtrHt-RC | 8
SoCalREN | Small_Office | Economy_cycle-Ret | 14
SoCalREN | Industrial | Reduce_Cooling_Load-Ret | 8
SoCalREN | Hospital | DayLt_Cntrl-NC | 9
SoCalREN | K_thru_12_School | New_HtPmp-Ret | 14
SoCalREN | Industrial | Reduce_Cooling_Load-Ret | 9
SoCalREN | Hotel_Motel | Pool HtPmp | SYSTEM
SoCalREN | Small_Office | Economy_cycle-Ret | 15
SoCalREN | Residential | HeatPump_WtrHt-RC | 9
SoCalREN | Small_Retail_Store | Economy_cycle-Ret | 9
SoCalREN | Trans_Comm_Util | Wall_insul-Ret | 16
SoCalREN | K_thru_12_School | New_HtPmp-Ret | 15
SoCalREN | Hospital | DayLt_Cntrl-NC | 10
SoCalREN | Small_Office | Economy_cycle-Ret | 16
SoCalREN | Trans_Comm_Util | Wall_insul-Ret | SYSTEM
SoCalREN | Hospital | DayLt_Cntrl-NC | 13
SoCalREN | Residential | HeatPump_WtrHt-RC | 10
SoCalREN | Agricultural | DHW HtPmp | 6
SoCalREN | Small_Retail_Store | Economy_cycle-Ret | 10
SoCalREN | Hospital | DayLt_Cntrl-NC | 14
SoCalREN | K_thru_12_School | New_HtPmp-Ret | 16
SoCalREN | Residential | HeatPump_WtrHt-RC | 13
SoCalREN | Industrial | Reduce_Cooling_Load-Ret | 10
SoCalREN | Small_Office | Economy_cycle-Ret | SYSTEM
SoCalREN | Agricultural | DHW HtPmp | 8
SoCalREN | K_thru_12_School | New_HtPmp-Ret | SYSTEM
SoCalREN | Small_Retail_Store | Economy_cycle-Ret | 13
SoCalREN | Misc._Commercial | Wall_insul-Ret | 6
SoCalREN | Hospital | DayLt_Cntrl-NC | 15
SoCalREN | Residential | HeatPump_WtrHt-RC | 14
SoCalREN | Large_Office | Economy_cycle-Ret | 6
SoCalREN | Agricultural | DHW HtPmp | 9
SoCalREN | Agricultural | IndoorLt | 9
SoCalREN | Hospital | DayLt_Cntrl-NC | 16
SoCalREN | College_University | New_HtPmp-Ret | 6
SoCalREN | Agricultural | IndoorLt | 10
SoCalREN | Large_Office | Economy_cycle-Ret | 8
SoCalREN | Residential | HeatPump_WtrHt-RC | 15
SoCalREN | Industrial | Reduce_Cooling_Load-Ret | 13
SoCalREN | Agricultural | DHW HtPmp | 10
SoCalREN | Large_Office | Economy_cycle-Ret | 9
SoCalREN | Misc._Commercial | Frig Barrier | 6
SoCalREN | Hospital | DayLt_Cntrl-NC | SYSTEM
SoCalREN | Residential | HeatPump_WtrHt-RC | 16
SoCalREN | Agricultural | DHW HtPmp | 13
SoCalREN | Misc._Commercial | Frig Barrier | 8
SoCalREN | Large_Office | Economy_cycle-Ret | 10
SoCalREN | Residential | HeatPump_WtrHt-RC | SYSTEM
SoCalREN | Agricultural | DHW HtPmp | 14
SoCalREN | Large_Office | DayLt_Cntrl-NC | 6
SoCalREN | Misc._Commercial | Frig Barrier | 9
SoCalREN | Non-Refrig._Warehouse | New_AC-Ret | 10
SoCalREN | Residential | HorizAxisClothesWasher-RC | 6
SoCalREN | Small_Retail_Store | Roof_insul-Ret | 6
SoCalREN | Large_Office | DayLt_Cntrl-NC | 8
SoCalREN | Agricultural | IndoorLt | 13
SoCalREN | Non-Refrig._Warehouse | New_AC-Ret | 13
SoCalREN | Large_Office | DayLt_Cntrl-NC | 9
SoCalREN | Residential | HorizAxisClothesWasher-RC | 8
SoCalREN | Agricultural | DHW HtPmp | 15
SoCalREN | Non-Refrig._Warehouse | New_AC-Ret | 14
SoCalREN | Agricultural | IndoorLt | 14
SoCalREN | Misc._Commercial | Frig Barrier | 10
SoCalREN | Non-Refrig._Warehouse | New_AC-Ret | 15
SoCalREN | Agricultural | DHW HtPmp | 16
SoCalREN | Large_Office | DayLt_Cntrl-NC | 10
SoCalREN | Refrigerated_Warehouse | New_AC-Ret | 8
SoCalREN | Misc._Commercial | Frig Barrier | 13
SoCalREN | Small_Retail_Store | Roof_insul-Ret | 8
SoCalREN | Agricultural | DHW HtPmp | SYSTEM
SoCalREN | Refrigerated_Warehouse | New_AC-Ret | 9
SoCalREN | Non-Refrig._Warehouse | New_AC-Ret | 16
SoCalREN | Misc._Commercial | Reduce_Cooling_Load-Ret | 10
SoCalREN | Small_Retail_Store | Roof_insul-Ret | 9
SoCalREN | Hospital | DHW HtPmp | 6
SoCalREN | Refrigerated_Warehouse | New_AC-Ret | 10
SoCalREN | Non-Refrig._Warehouse | New_AC-Ret | SYSTEM
SoCalREN | Agricultural | IndoorLt | 15
SoCalREN | Hospital | DHW HtPmp | 8
SoCalREN | Refrigerated_Warehouse | New_AC-Ret | 13
SoCalREN | Hospital | DHW HtPmp | 9
SoCalREN | Agricultural | IndoorLt | 16
SoCalREN | K_thru_12_School | New_AC-Ret | 6
SoCalREN | Misc._Commercial | Frig Barrier | 14
SoCalREN | Hospital | DHW HtPmp | 10
SoCalREN | Refrigerated_Warehouse | New_AC-Ret | 14
SoCalREN | K_thru_12_School | New_AC-Ret | 8
SoCalREN | Agricultural | IndoorLt | SYSTEM
SoCalREN | Refrigerated_Warehouse | New_AC-Ret | 15
SoCalREN | K_thru_12_School | New_AC-Ret | 9
SoCalREN | Misc._Commercial | Frig Barrier | 15
SoCalREN | Refrigerated_Warehouse | New_AC-Ret | 16
SoCalREN | K_thru_12_School | New_AC-Ret | 10
SoCalREN | Refrigerated_Warehouse | New_AC-Ret | SYSTEM
SoCalREN | K_thru_12_School | New_AC-Ret | 13
SoCalREN | Industrial | New_HtPmp-Ret | 16
SoCalREN | Small_Office | Refrigeration | 9
SoCalREN | Non-Refrig._Warehouse | New_AC-Ret | 6
SoCalREN | Industrial | New_HtPmp-Ret | SYSTEM
SoCalREN | Small_Office | Refrigeration | 10
SoCalREN | Industrial | Outdoor Lt | 15
SoCalREN | Small_Retail_Store | Roof_insul-Ret | 10
SoCalREN | Agricultural | New_HtPmp-Ret | 6
SoCalREN | Industrial | Outdoor Lt | 16
SoCalREN | Non-Refrig._Warehouse | New_AC-Ret | 8
SoCalREN | Agricultural | New_HtPmp-Ret | 8
SoCalREN | Small_Office | Refrigeration | 13
SoCalREN | Non-Refrig._Warehouse | New_AC-Ret | 9
SoCalREN | Small_Office | Refrigeration | 14
SoCalREN | Misc._Commercial | New_HtPmp-Ret | 13
SoCalREN | Agricultural | New_HtPmp-Ret | 9
SoCalREN | Industrial | Outdoor Lt | SYSTEM
SoCalREN | Misc._Commercial | New_HtPmp-Ret | 14
SoCalREN | Industrial | Outdoor Lt | All
SoCalREN | Agricultural | Outdoor Lt | 6
SoCalREN | Agricultural | New_HtPmp-Ret | 10
SoCalREN | Small_Office | Refrigeration | 15
SoCalREN | Agricultural | Outdoor Lt | 8
SoCalREN | Trans_Comm_Util | Outdoor Lt | 16
SoCalREN | Small_Office | Refrigeration | 16
SoCalREN | Agricultural | New_HtPmp-Ret | 13
SoCalREN | Agricultural | New_HtPmp-Ret | 14
SoCalREN | Misc._Commercial | New_HtPmp-Ret | 15
SoCalREN | Agricultural | Outdoor Lt | 9
SoCalREN | Agricultural | Outdoor Lt | 10
SoCalREN | Hotel_Motel | Occupancy Sensor | 8
SoCalREN | Agricultural | New_HtPmp-Ret | 15
SoCalREN | Small_Retail_Store | Economy_cycle-Ret | 14
SoCalREN | Agricultural | Outdoor Lt | 13
SoCalREN | Small_Retail_Store | Roof_insul-Ret | 13
SoCalREN | Large_Retail_Store | Perimter Lt Control | 8
SoCalREN | Trans_Comm_Util | Outdoor Lt | SYSTEM
SoCalREN | Hotel_Motel | Occupancy Sensor | 9
SoCalREN | Agricultural | Outdoor Lt | 14
SoCalREN | Hotel_Motel | Occupancy Sensor | 10
SoCalREN | Agricultural | Outdoor Lt | 15
SoCalREN | Hotel_Motel | Occupancy Sensor | 13
SoCalREN | Agricultural | Ag & Water Pumping | 10
SoCalREN | Agricultural | Outdoor Lt | 16
SoCalREN | Industrial | Wall_insul-Ret | 10
SoCalREN | Agricultural | Outdoor Lt | SYSTEM
SoCalREN | Industrial | Wall_insul-Ret | 13
SoCalREN | Hotel_Motel | Occupancy Sensor | 14
SoCalREN | Hotel_Motel | Occupancy Sensor | 15
SoCalREN | Large_Retail_Store | Occupancy Sensor | SYSTEM
SoCalREN | Agricultural | Ag & Water Pumping | 13
SoCalREN | Industrial | Wall_insul-Ret | 14
SoCalREN | Non-Refrig._Warehouse | Occupancy Sensor | 6
SoCalREN | Hotel_Motel | Occupancy Sensor | 16
SoCalREN | Industrial | Wall_insul-Ret | 15
SoCalREN | Large_Office | IndoorLt | 14
SoCalREN | Industrial | Outdoor Lt | 6
SoCalREN | Misc._Commercial | Frig Barrier | 16
SoCalREN | Non-Refrig._Warehouse | Occupancy Sensor | 8
SoCalREN | Hotel_Motel | Occupancy Sensor | SYSTEM
SoCalREN | Industrial | Wall_insul-Ret | 16
SoCalREN | Agricultural | Ag & Water Pumping | 14
SoCalREN | Industrial | Wall_insul-Ret | SYSTEM
SoCalREN | Non-Refrig._Warehouse | Occupancy Sensor | 9
SoCalREN | Trans_Comm_Util | Occupancy Sensor | 6
SoCalREN | Trans_Comm_Util | Occupancy Sensor | 8
SoCalREN | Misc._Commercial | Outdoor Lt | 6
SoCalREN | Industrial | Outdoor Lt | 8
SoCalREN | Trans_Comm_Util | Occupancy Sensor | 9
SoCalREN | Agricultural | Wall_insul-Ret | 6
SoCalREN | Small_Office | Perimter Lt Control | 15
SoCalREN | Agricultural | Ag & Water Pumping | 15
SoCalREN | Agricultural | Wall_insul-Ret | 8
SoCalREN | Large_Office | IndoorLt | 15
SoCalREN | Industrial | Outdoor Lt | 9
SoCalREN | Small_Office | Perimter Lt Control | 16
SoCalREN | Non-Refrig._Warehouse | Occupancy Sensor | 10
SoCalREN | Small_Office | Perimter Lt Control | SYSTEM
SoCalREN | Agricultural | Wall_insul-Ret | 9
SoCalREN | Non-Refrig._Warehouse | Occupancy Sensor | 13
SoCalREN | Large_Office | Perimter Lt Control | 6
SoCalREN | Agricultural | Wall_insul-Ret | 10
SoCalREN | Large_Office | Perimter Lt Control | 8
SoCalREN | Non-Refrig._Warehouse | Occupancy Sensor | 14
SoCalREN | Large_Office | IndoorLt | 16
SoCalREN | Industrial | Outdoor Lt | 10
SoCalREN | Agricultural | Wall_insul-Ret | 13
SoCalREN | Non-Refrig._Warehouse | Occupancy Sensor | 15
SoCalREN | Large_Office | Perimter Lt Control | 9
SoCalREN | Agricultural | Ag & Water Pumping | 16
SoCalREN | Non-Refrig._Warehouse | Outdoor Lt | 15
SoCalREN | Large_Office | Perimter Lt Control | 10
SoCalREN | Industrial | Outdoor Lt | 13
SoCalREN | Non-Refrig._Warehouse | Occupancy Sensor | 16
SoCalREN | Large_Office | Perimter Lt Control | 13
SoCalREN | Large_Office | Perimter Lt Control | 14
SoCalREN | Agricultural | DayLt & Controls | 8
SoCalREN | Non-Refrig._Warehouse | Outdoor Lt | 16
SoCalREN | Agricultural | DayLt & Controls | 9
SoCalREN | Large_Office | Perimter Lt Control | 15
SoCalREN | Large_Office | IndoorLt | SYSTEM
SoCalREN | Large_Retail_Store | Perimter Lt Control | 9
SoCalREN | Agricultural | DayLt & Controls | 10
SoCalREN | Food_Store | Pool HtPmp | 13
SoCalREN | Food_Store | Pool HtPmp | 14
SoCalREN | Non-Refrig._Warehouse | Outdoor Lt | SYSTEM
SoCalREN | Agricultural | DayLt & Controls | 13
SoCalREN | Hotel_Motel | DHW HtPmp | 8
SoCalREN | Misc._Commercial | Outdoor Lt | 8
SoCalREN | Food_Store | Pool HtPmp | 15
SoCalREN | Misc._Commercial | Outdoor Lt | 9
SoCalREN | Agricultural | DayLt & Controls | 14
SoCalREN | Agricultural | Ag & Water Pumping | SYSTEM
SoCalREN | Agricultural | DayLt & Controls | 15
SoCalREN | Food_Store | Pool HtPmp | 16
SoCalREN | K_thru_12_School | Outdoor Lt | 6
SoCalREN | Food_Store | Pool HtPmp | SYSTEM
SoCalREN | Restaurant | IndoorLt | 6
SoCalREN | Agricultural | DayLt & Controls | 16
SoCalREN | Restaurant | Pool HtPmp | 6
SoCalREN | Restaurant | IndoorLt | 8
SoCalREN | K_thru_12_School | Outdoor Lt | 8
SoCalREN | Restaurant | Pool HtPmp | 8
SoCalREN | Agricultural | DayLt & Controls | SYSTEM
SoCalREN | Restaurant | Pool HtPmp | 9
SoCalREN | Hospital | DayLt & Controls | 6
SoCalREN | Restaurant | Pool HtPmp | 10
SoCalREN | Hospital | DayLt & Controls | 8
SoCalREN | K_thru_12_School | Outdoor Lt | 9
SoCalREN | Restaurant | Pool HtPmp | 13
SoCalREN | Hospital | DayLt & Controls | 9
SoCalREN | K_thru_12_School | Outdoor Lt | 10
SoCalREN | Restaurant | Pool HtPmp | 14
SoCalREN | Restaurant | Pool HtPmp | 15
SoCalREN | Restaurant | IndoorLt | 9
SoCalREN | Industrial | Outdoor Lt | 14
SoCalREN | Small_Retail_Store | Pool HtPmp | SYSTEM
SoCalREN | Restaurant | Pool HtPmp | 16
SoCalREN | K_thru_12_School | DHW HtPmp | 14
SoCalREN | K_thru_12_School | Outdoor Lt | 13
SoCalREN | Large_Retail_Store | Pool HtPmp | 6
SoCalREN | K_thru_12_School | DHW HtPmp | 15
SoCalREN | Large_Retail_Store | Pool HtPmp | 8
SoCalREN | K_thru_12_School | DHW HtPmp | 16
SoCalREN | Large_Retail_Store | Pool HtPmp | 9
SoCalREN | K_thru_12_School | DHW HtPmp | SYSTEM
SoCalREN | Large_Retail_Store | Pool HtPmp | 10
SoCalREN | K_thru_12_School | Outdoor Lt | 14
SoCalREN | College_University | DHW HtPmp | 6
SoCalREN | K_thru_12_School | Outdoor Lt | 15
SoCalREN | Hospital | Refrigeration | 6
SoCalREN | Large_Retail_Store | Pool HtPmp | 13
SoCalREN | College_University | DHW HtPmp | 8
SoCalREN | K_thru_12_School | Outdoor Lt | 16
SoCalREN | Large_Retail_Store | Pool HtPmp | 14
SoCalREN | College_University | DHW HtPmp | 9
SoCalREN | Trans_Comm_Util | Refrigeration | 9
SoCalREN | Large_Retail_Store | Pool HtPmp | 15
SoCalREN | College_University | DHW HtPmp | 10
SoCalREN | Trans_Comm_Util | Refrigeration | 10
SoCalREN | Industrial | Industrial | 6
SoCalREN | Large_Retail_Store | Pool HtPmp | 16
SoCalREN | College_University | DHW HtPmp | 13
SoCalREN | Trans_Comm_Util | Refrigeration | 13
SoCalREN | Hospital | Refrigeration | 8
SoCalREN | College_University | DHW HtPmp | 14
SoCalREN | Industrial | Industrial | 8
SoCalREN | Large_Retail_Store | Pool HtPmp | SYSTEM
SoCalREN | College_University | DHW HtPmp | 15
SoCalREN | Hospital | Refrigeration | 9
SoCalREN | College_University | DHW HtPmp | 16
SoCalREN | Trans_Comm_Util | Refrigeration | 14
SoCalREN | Grocery_Store | Pool HtPmp | 6
SoCalREN | Restaurant | IndoorLt | 10
SoCalREN | Refrigerated_Warehouse | DHW HtPmp | 9
SoCalREN | Large_Retail_Store | Perimter Lt Control | 10
SoCalREN | Trans_Comm_Util | Refrigeration | 15
SoCalREN | Industrial | Industrial | 9
SoCalREN | Refrigerated_Warehouse | DHW HtPmp | 10
SoCalREN | Misc._Commercial | Frig Barrier | SYSTEM
SoCalREN | Refrigerated_Warehouse | DHW HtPmp | 13
SoCalREN | Restaurant | IndoorLt | 13
SoCalREN | Refrigerated_Warehouse | DHW HtPmp | 14
SoCalREN | Trans_Comm_Util | Refrigeration | 16
SoCalREN | Restaurant | IndoorLt | 14
SoCalREN | Refrigerated_Warehouse | DHW HtPmp | 15
SoCalREN | Hospital | Refrigeration | 10
SoCalREN | Refrigerated_Warehouse | DHW HtPmp | 16
SoCalREN | Trans_Comm_Util | Refrigeration | SYSTEM
SoCalREN | Misc._Commercial | Refrigeration | 6
SoCalREN | Refrigerated_Warehouse | DHW HtPmp | SYSTEM
SoCalREN | Misc._Commercial | Refrigeration | 8
SoCalREN | Non-Refrig._Warehouse | DHW HtPmp | 6
SoCalREN | Non-Refrig._Warehouse | DHW HtPmp | 8
SoCalREN | Large_Retail_Store | Perimter Lt Control | 13
SoCalREN | Small_Office | Refrigeration | SYSTEM
SoCalREN | Non-Refrig._Warehouse | DHW HtPmp | 9
SoCalREN | Large_Office | Refrigeration | 6
SoCalREN | Misc._Commercial | Outdoor Lt | 10
SoCalREN | Non-Refrig._Warehouse | DHW HtPmp | 10
SoCalREN | Misc._Commercial | Refrigeration | 9
SoCalREN | Industrial | Industrial | 10
SoCalREN | Misc._Commercial | Outdoor Lt | 13
SoCalREN | Misc._Commercial | Commercial Whole Building | 6
SoCalREN | Misc._Commercial | Refrigeration | 10
SoCalREN | Large_Office | Refrigeration | 8
SoCalREN | Hotel_Motel | DHW HtPmp | 9
SoCalREN | Large_Retail_Store | Perimter Lt Control | 14
SoCalREN | Hotel_Motel | DayLt & Controls | 15
SoCalREN | Misc._Commercial | New_HtPmp-Ret | 16
SoCalREN | Large_Retail_Store | Perimter Lt Control | 15
SoCalREN | Large_Office | Refrigeration | 9
SoCalREN | Industrial | Industrial | 13
SoCalREN | Hotel_Motel | DayLt & Controls | 16
SoCalREN | Large_Retail_Store | Perimter Lt Control | 16
SoCalREN | Hotel_Motel | DHW HtPmp | 10
SoCalREN | Large_Office | Refrigeration | 10
SoCalREN | Non-Refrig._Warehouse | Occupancy Sensor | SYSTEM
SoCalREN | Hotel_Motel | DayLt & Controls | SYSTEM
SoCalREN | Hotel_Motel | DHW HtPmp | 13
SoCalREN | Large_Office | Refrigeration | 13
SoCalREN | Hospital | Refrigeration | 13
SoCalREN | Medical_Clinic | DayLt & Controls | 6
SoCalREN | Medical_Clinic | DayLt & Controls | 8
SoCalREN | Hospital | Refrigeration | 14
SoCalREN | Misc._Commercial | Commercial Whole Building | 8
SoCalREN | Large_Office | Refrigeration | 14
SoCalREN | K_thru_12_School | Refrigeration | 15
SoCalREN | K_thru_12_School | Occupancy Sensor | 6
SoCalREN | Medical_Clinic | DayLt & Controls | 9
SoCalREN | Sit_Down_Restaurant | Pool HtPmp | 8
SoCalREN | K_thru_12_School | Occupancy Sensor | 8
SoCalREN | Hospital | Refrigeration | 15
SoCalREN | Large_Office | Refrigeration | 15
SoCalREN | Medical_Clinic | DayLt & Controls | 10
SoCalREN | Hotel_Motel | DHW HtPmp | 14
SoCalREN | Medical_Clinic | DayLt & Controls | 13
SoCalREN | Large_Office | Refrigeration | 16
SoCalREN | K_thru_12_School | Occupancy Sensor | 9
SoCalREN | Medical_Clinic | DayLt & Controls | 14
SoCalREN | Large_Office | Refrigeration | SYSTEM
SoCalREN | K_thru_12_School | Refrigeration | 16
SoCalREN | K_thru_12_School | Refrigeration | SYSTEM
SoCalREN | Sit_Down_Restaurant | Pool HtPmp | 9
SoCalREN | Large_Office | Occupancy Sensor | 14
SoCalREN | Small_Retail_Store | Refrigeration | 6
SoCalREN | Medical_Clinic | DayLt & Controls | 15
SoCalREN | Trans_Comm_Util | Perimter Lt Control | 13
SoCalREN | Large_Office | Occupancy Sensor | 15
SoCalREN | K_thru_12_School | Occupancy Sensor | 10
SoCalREN | College_University | Refrigeration | 6
SoCalREN | Sit_Down_Restaurant | Pool HtPmp | 10
SoCalREN | Trans_Comm_Util | Perimter Lt Control | 14
SoCalREN | K_thru_12_School | Occupancy Sensor | 13
SoCalREN | Hospital | Refrigeration | 16
SoCalREN | Trans_Comm_Util | Perimter Lt Control | 15
SoCalREN | Sit_Down_Restaurant | Pool HtPmp | 13
SoCalREN | Hotel_Motel | DHW HtPmp | 15
SoCalREN | K_thru_12_School | Occupancy Sensor | 14
SoCalREN | College_University | Refrigeration | 8
SoCalREN | Large_Office | Occupancy Sensor | 16
SoCalREN | K_thru_12_School | Occupancy Sensor | 15
SoCalREN | Small_Retail_Store | Refrigeration | 8
SoCalREN | Trans_Comm_Util | Perimter Lt Control | 16
SoCalREN | Hospital | Refrigeration | SYSTEM
SoCalREN | Trans_Comm_Util | Occupancy Sensor | 10
SoCalREN | College_University | Refrigeration | 9
SoCalREN | K_thru_12_School | Occupancy Sensor | 16
SoCalREN | Trans_Comm_Util | Perimter Lt Control | SYSTEM
SoCalREN | K_thru_12_School | Occupancy Sensor | SYSTEM
SoCalREN | Trans_Comm_Util | Occupancy Sensor | 13
SoCalREN | Misc._Commercial | Perimter Lt Control | 6
SoCalREN | Large_Office | Occupancy Sensor | SYSTEM
SoCalREN | Misc._Commercial | Perimter Lt Control | 8
SoCalREN | Misc._Commercial | Perimter Lt Control | 9
SoCalREN | Small_Office | Occupancy Sensor | 6
SoCalREN | Small_Office | Occupancy Sensor | 8
SoCalREN | Hotel_Motel | Occupancy Sensor | 6
SoCalREN | Hospital | DayLt & Controls | 10
SoCalREN | Sit_Down_Restaurant | Pool HtPmp | 14
SoCalREN | Small_Office | Occupancy Sensor | 9
SoCalREN | Trans_Comm_Util | Occupancy Sensor | 14
SoCalREN | Misc._Commercial | Perimter Lt Control | 10
SoCalREN | Sit_Down_Restaurant | Pool HtPmp | 15
SoCalREN | Sit_Down_Restaurant | Pool HtPmp | 16
SoCalREN | Small_Retail_Store | Occupancy Sensor | 6
SoCalREN | College_University | Refrigeration | 10
SoCalREN | Misc._Commercial | Perimter Lt Control | 13
SoCalREN | Sit_Down_Restaurant | Pool HtPmp | SYSTEM
SoCalREN | College_University | DayLt & Controls | 10
SoCalREN | Small_Retail_Store | Occupancy Sensor | 8
SoCalREN | Storage_Building | Pool HtPmp | 6
SoCalREN | Large_Office | DHW HtPmp | 6
SoCalREN | College_University | Refrigeration | 13
SoCalREN | College_University | DayLt & Controls | 13
SoCalREN | Storage_Building | Pool HtPmp | 8
SoCalREN | Large_Office | DHW HtPmp | 8
SoCalREN | College_University | Refrigeration | 14
SoCalREN | College_University | DayLt & Controls | 14
SoCalREN | Misc._Commercial | New_HtPmp-Ret | SYSTEM
SoCalREN | Small_Retail_Store | Occupancy Sensor | 9
SoCalREN | Storage_Building | Pool HtPmp | 9
SoCalREN | College_University | Refrigeration | 15
SoCalREN | Large_Office | DHW HtPmp | 9
SoCalREN | College_University | DayLt & Controls | 15
SoCalREN | Trans_Comm_Util | Occupancy Sensor | 15
SoCalREN | Small_Retail_Store | Occupancy Sensor | 10
SoCalREN | College_University | DHW HtPmp | SYSTEM
SoCalREN | College_University | Refrigeration | 16
SoCalREN | Large_Office | DHW HtPmp | 10
SoCalREN | Hospital | DayLt & Controls | 13
SoCalREN | Large_Office | DHW HtPmp | 13
SoCalREN | College_University | DayLt & Controls | 16
SoCalREN | Sit_Down_Restaurant | DayLt & Controls | 9
SoCalREN | Large_Office | DHW HtPmp | 14
SoCalREN | Small_Retail_Store | Occupancy Sensor | 13
SoCalREN | Hospital | DayLt & Controls | 14
SoCalREN | Assembly | DHW HtPmp | 6
SoCalREN | Trans_Comm_Util | Occupancy Sensor | 16
SoCalREN | Large_Office | DHW HtPmp | 15
SoCalREN | Sit_Down_Restaurant | DayLt & Controls | 10
SoCalREN | College_University | DayLt & Controls | SYSTEM
SoCalREN | Large_Office | DHW HtPmp | 16
SoCalREN | Hospital | DayLt & Controls | 15
SoCalREN | Sit_Down_Restaurant | DayLt & Controls | 13
SoCalREN | Assembly | DHW HtPmp | 8
SoCalREN | Trans_Comm_Util | Occupancy Sensor | SYSTEM
SoCalREN | Large_Office | DHW HtPmp | SYSTEM
SoCalREN | Hospital | DayLt & Controls | 16
SoCalREN | Sit_Down_Restaurant | DayLt & Controls | 14
SoCalREN | Small_Retail_Store | Occupancy Sensor | 14
SoCalREN | Misc._Commercial | Occupancy Sensor | 6
SoCalREN | Small_Retail_Store | DHW HtPmp | 6
SoCalREN | Agricultural | New_HtPmp-Ret | 16
SoCalREN | Assembly | DHW HtPmp | 9
SoCalREN | Sit_Down_Restaurant | DayLt & Controls | 15
SoCalREN | Hospital | DayLt & Controls | SYSTEM
SoCalREN | Misc._Commercial | Occupancy Sensor | 8
SoCalREN | Small_Retail_Store | DHW HtPmp | 8
SoCalREN | Small_Retail_Store | Occupancy Sensor | 15
SoCalREN | Small_Retail_Store | DHW HtPmp | 9
SoCalREN | Sit_Down_Restaurant | DayLt & Controls | 16
SoCalREN | Small_Office | Perimter Lt Control | 6
SoCalREN | Misc._Commercial | Occupancy Sensor | 9
SoCalREN | Industrial | New_HtPmp-Ret | 6
SoCalREN | Misc._Commercial | DayLt & Controls | SYSTEM
SoCalREN | Agricultural | New_HtPmp-Ret | SYSTEM
SoCalREN | Small_Office | Perimter Lt Control | 8
SoCalREN | Sit_Down_Restaurant | DayLt & Controls | SYSTEM
SoCalREN | Misc._Commercial | Occupancy Sensor | 10
SoCalREN | Industrial | DayLt & Controls | 6
SoCalREN | Res | DEER:Res_ClothesDishWasher | SYSTEM
SoCalREN | Industrial | New_HtPmp-Ret | 8
SoCalREN | Large_Office | Perimter Lt Control | 16
SoCalREN | Storage_Building | DayLt & Controls | 6
SoCalREN | Small_Office | Perimter Lt Control | 9
SoCalREN | Industrial | DayLt & Controls | 8
SoCalREN | Res | DEER:Res_BldgShell_Ins | 6
SoCalREN | Small_Office | Roof_insul-Ret | 6
SoCalREN | Storage_Building | DayLt & Controls | 8
SoCalREN | Large_Office | Perimter Lt Control | SYSTEM
SoCalREN | Small_Office | Perimter Lt Control | 10
SoCalREN | Res | DEER:Res_BldgShell_Ins | 8
SoCalREN | Industrial | DayLt & Controls | 9
SoCalREN | Storage_Building | DayLt & Controls | 9
SoCalREN | Industrial | DayLt & Controls | 10
SoCalREN | Small_Office | Perimter Lt Control | 13
SoCalREN | Small_Retail_Store | Perimter Lt Control | 6
SoCalREN | Res | DEER:Res_BldgShell_Ins | 9
SoCalREN | Refrigerated_Warehouse | Perimter Lt Control | 14
SoCalREN | Industrial | New_HtPmp-Ret | 9
SoCalREN | Small_Office | Perimter Lt Control | 14
SoCalREN | Small_Retail_Store | Perimter Lt Control | 8
SoCalREN | Res | DEER:Res_BldgShell_Ins | 10
SoCalREN | Grocery_Store | Pool HtPmp | 8
SoCalREN | Small_Retail_Store | Perimter Lt Control | 9
SoCalREN | Res | DEER:Res_BldgShell_Ins | 13
SoCalREN | Grocery_Store | Pool HtPmp | 9
SoCalREN | Misc._Commercial | Wall_insul-Ret | 8
SoCalREN | Res | DEER:Res_BldgShell_Ins | 14
SoCalREN | Small_Retail_Store | Perimter Lt Control | 10
SoCalREN | Industrial | New_HtPmp-Ret | 10
SoCalREN | Grocery_Store | Pool HtPmp | 10
SoCalREN | Res | DEER:Res_BldgShell_Ins | 15
SoCalREN | Grocery_Store | Pool HtPmp | 13
SoCalREN | Industrial | New_HtPmp-Ret | 13
SoCalREN | Small_Retail_Store | Perimter Lt Control | 13
SoCalREN | Res | DEER:Res_BldgShell_Ins | 16
SoCalREN | Misc._Commercial | Wall_insul-Ret | 9
SoCalREN | Grocery_Store | Pool HtPmp | 14
SoCalREN | Small_Retail_Store | Perimter Lt Control | 14
SoCalREN | Res | DEER:Res_BldgShell_Ins | SYSTEM
SoCalREN | Grocery_Store | Pool HtPmp | 15
SoCalREN | Small_Retail_Store | Perimter Lt Control | 15
SoCalREN | Refrigerated_Warehouse | Perimter Lt Control | 15
SoCalREN | Grocery_Store | Pool HtPmp | 16
SoCalREN | Industrial | New_HtPmp-Ret | 14
SoCalREN | Industrial | DayLt & Controls | 13
SoCalREN | Misc._Commercial | Wall_insul-Ret | 10
SoCalREN | Grocery_Store | Pool HtPmp | SYSTEM
SoCalREN | Small_Retail_Store | Perimter Lt Control | 16
SoCalREN | Food_Store | Pool HtPmp | 6
SoCalREN | Restaurant | Pool HtPmp | SYSTEM
SoCalREN | Industrial | New_HtPmp-Ret | 15
SoCalREN | Food_Store | Pool HtPmp | 8
SoCalREN | Fast_Food_Restaurant | Pool HtPmp | 6
SoCalREN | Assembly | DHW HtPmp | 10
SoCalREN | Misc._Commercial | Wall_insul-Ret | 13
SoCalREN | Food_Store | Pool HtPmp | 9
SoCalREN | Industrial | DayLt & Controls | 14
SoCalREN | Fast_Food_Restaurant | Pool HtPmp | 8
SoCalREN | Food_Store | Pool HtPmp | 10
SoCalREN | Fast_Food_Restaurant | Pool HtPmp | 9
SoCalREN | Hotel_Motel | DHW HtPmp | 16
SoCalREN | Refrigerated_Warehouse | Perimter Lt Control | 16
SoCalREN | Fast_Food_Restaurant | Pool HtPmp | 10
SoCalREN | Small_Office | Reduce_Cooling_Load-Ret | 8
SoCalREN | Hotel_Motel | DHW HtPmp | SYSTEM
SoCalREN | Misc._Commercial | Wall_insul-Ret | 14
SoCalREN | Fast_Food_Restaurant | Pool HtPmp | 13
SoCalREN | Medical_Clinic | DHW HtPmp | 6
SoCalREN | Fast_Food_Restaurant | Pool HtPmp | 14
SoCalREN | Assembly | DayLt & Controls | 6
SoCalREN | Medical_Clinic | DHW HtPmp | 8
SoCalREN | Refrigerated_Warehouse | Perimter Lt Control | SYSTEM
SoCalREN | Misc._Commercial | Wall_insul-Ret | 15
SoCalREN | Fast_Food_Restaurant | Pool HtPmp | 15
SoCalREN | Small_Office | Reduce_Cooling_Load-Ret | 9
SoCalREN | Medical_Clinic | DHW HtPmp | 9
SoCalREN | Industrial | DayLt & Controls | 15
SoCalREN | Medical_Clinic | DHW HtPmp | 10
SoCalREN | Fast_Food_Restaurant | Pool HtPmp | 16
SoCalREN | Medical_Clinic | DHW HtPmp | 13
SoCalREN | Fast_Food_Restaurant | Pool HtPmp | SYSTEM
SoCalREN | Small_Office | Reduce_Cooling_Load-Ret | 10
SoCalREN | Misc._Commercial | Wall_insul-Ret | 16
SoCalREN | Medical_Clinic | DHW HtPmp | 14
SoCalREN | Sit_Down_Restaurant | Pool HtPmp | 6
SoCalREN | Industrial | DayLt & Controls | 16
SoCalREN | Medical_Clinic | DHW HtPmp | 15
SoCalREN | Assembly | DHW HtPmp | 13
SoCalREN | School | DHW HtPmp | 8
SoCalREN | Medical_Clinic | DHW HtPmp | 16
SoCalREN | School | DHW HtPmp | 9
SoCalREN | Non-Refrig._Warehouse | Perimter Lt Control | 6
SoCalREN | Small_Office | Reduce_Cooling_Load-Ret | 13
SoCalREN | Medical_Clinic | DHW HtPmp | SYSTEM
SoCalREN | Misc._Commercial | Wall_insul-Ret | SYSTEM
SoCalREN | School | DHW HtPmp | 10
SoCalREN | Non-Refrig._Warehouse | Perimter Lt Control | 8
SoCalREN | Non-Refrig._Warehouse | Perimter Lt Control | 9
SoCalREN | Assembly | DHW HtPmp | 14
SoCalREN | School | DHW HtPmp | 6
SoCalREN | Non-Refrig._Warehouse | Perimter Lt Control | 10
SoCalREN | Assembly | DayLt & Controls | 8
SoCalREN | School | DHW HtPmp | 13
SoCalREN | Assembly | DHW HtPmp | 15
SoCalREN | School | DHW HtPmp | 14
SoCalREN | Assembly | DHW HtPmp | 16
SoCalREN | Assembly | DayLt & Controls | 9
SoCalREN | Non-Refrig._Warehouse | Perimter Lt Control | 13
SoCalREN | School | DHW HtPmp | 15
SoCalREN | Assembly | DayLt & Controls | 10
SoCalREN | Trans_Comm_Util | Pool HtPmp | 13
SoCalREN | School | DHW HtPmp | 16
SoCalREN | Assembly | DHW HtPmp | SYSTEM
SoCalREN | Misc._Commercial | Perimter Lt Control | 14
SoCalREN | Trans_Comm_Util | Pool HtPmp | 14
SoCalREN | Trans_Comm_Util | DHW HtPmp | 6
SoCalREN | Trans_Comm_Util | Pool HtPmp | 15
SoCalREN | School | DHW HtPmp | SYSTEM
SoCalREN | Misc._Commercial | Perimter Lt Control | 15
SoCalREN | Trans_Comm_Util | DHW HtPmp | 8
SoCalREN | College_University | New_HtPmp-Ret | 8
SoCalREN | K_thru_12_School | DHW HtPmp | 6
SoCalREN | Trans_Comm_Util | Pool HtPmp | 16
SoCalREN | Trans_Comm_Util | DHW HtPmp | 9
SoCalREN | Misc._Commercial | Perimter Lt Control | 16
SoCalREN | Trans_Comm_Util | Pool HtPmp | SYSTEM
SoCalREN | K_thru_12_School | DHW HtPmp | 8
SoCalREN | Misc._Commercial | Pool HtPmp | 6
SoCalREN | Misc._Commercial | Perimter Lt Control | SYSTEM
SoCalREN | K_thru_12_School | DHW HtPmp | 9
SoCalREN | Misc._Commercial | Pool HtPmp | 8
SoCalREN | Small_Office | Reduce_Cooling_Load-Ret | 14
SoCalREN | Non-Refrig._Warehouse | DHW HtPmp | All
SoCalREN | K_thru_12_School | DHW HtPmp | 10
SoCalREN | Industrial | Perimter Lt Control | 6
SoCalREN | Misc._Commercial | Pool HtPmp | 9
SoCalREN | Industrial | Wall_insul-Ret | 6
SoCalREN | K_thru_12_School | DHW HtPmp | 13
SoCalREN | Industrial | Perimter Lt Control | 8
SoCalREN | Misc._Commercial | Pool HtPmp | 10
SoCalREN | Large_Office | DayLt & Controls | All
SoCalREN | Industrial | Perimter Lt Control | 9
SoCalREN | Misc._Commercial | Pool HtPmp | 13
SoCalREN | Industrial | Perimter Lt Control | 10
SoCalREN | Misc._Commercial | Pool HtPmp | 14
SoCalREN | Industrial | Wall_insul-Ret | 8
SoCalREN | Industrial | Perimter Lt Control | 13
SoCalREN | Misc._Commercial | Pool HtPmp | 15
SoCalREN | Industrial | Perimter Lt Control | 14
SoCalREN | Residential | HeatPump_WtrHt-RC | All
SoCalREN | Fast_Food_Restaurant | DHW HtPmp | All
SoCalREN | Residential | HeatPump_Heating_Only-RC | SYSTEM
SoCalREN | Res | DEER:Indoor_CFL_Ltg | 10
SoCalREN | Industrial | DayLt & Controls | SYSTEM
SoCalREN | Industrial | Perimter Lt Control | 15
SoCalREN | Residential | HeatPump_ThroughWall-RC | 6
SoCalREN | Food_Store | DHW HtPmp | 6
SoCalREN | Small_Office | Reduce_Cooling_Load-Ret | 15
SoCalREN | Residential | HeatPump_ThroughWall-RC | 8
SoCalREN | Food_Store | DHW HtPmp | 8
SoCalREN | Food_Store | DHW HtPmp | 9
SoCalREN | Residential | HeatPump_ThroughWall-RC | 9
SoCalREN | Agricultural | DayLt & Controls | 6
SoCalREN | Residential | HeatPump_ThroughWall-RC | 10
SoCalREN | Large_Office | Pool HtPmp | 14
SoCalREN | Residential | HeatPump_ThroughWall-RC | 13
SoCalREN | Residential | HeatPump_ThroughWall-RC | 14
SoCalREN | Residential | HeatPump_ThroughWall-RC | 15
SoCalREN | Residential | HeatPump_ThroughWall-RC | 16
SoCalREN | Residential | HeatPump_ThroughWall-RC | SYSTEM
SoCalREN | Large_Office | Pool HtPmp | 15
SoCalREN | Large_Office | Pool HtPmp | 16
SoCalREN | Large_Office | Pool HtPmp | SYSTEM
SoCalREN | Small_Retail_Store | Pool HtPmp | 6
SoCalREN | Small_Retail_Store | Pool HtPmp | 8
SoCalREN | Small_Retail_Store | Pool HtPmp | 9
SoCalREN | Small_Retail_Store | Pool HtPmp | 10
SoCalREN | Small_Retail_Store | Pool HtPmp | 13
SoCalREN | Small_Retail_Store | Pool HtPmp | 14
SoCalREN | Small_Retail_Store | Pool HtPmp | 15
SoCalREN | Small_Retail_Store | Pool HtPmp | 16
SoCalREN | Storage_Building | DHW HtPmp | 6
SoCalREN | Storage_Building | DHW HtPmp | 8
SoCalREN | Storage_Building | DHW HtPmp | 9
SoCalREN | Storage_Building | DHW HtPmp | 10
SoCalREN | Storage_Building | DHW HtPmp | 13
SoCalREN | Food_Store | DHW HtPmp | 10
SoCalREN | Small_Retail_Store | Economy_cycle-Ret | 15
SoCalREN | Storage_Building | DHW HtPmp | 14
SoCalREN | Food_Store | DHW HtPmp | 13
SoCalREN | Small_Office | Reduce_Cooling_Load-Ret | 16
SoCalREN | Food_Store | DHW HtPmp | 14
SoCalREN | Large_Retail_Store | DayLt & Controls | All
SoCalREN | Storage_Building | DHW HtPmp | 15
SoCalREN | Storage_Building | DHW HtPmp | 16
SoCalREN | Food_Store | DHW HtPmp | 15
SoCalREN | Food_Store | DHW HtPmp | 16
SoCalREN | Storage_Building | DHW HtPmp | SYSTEM
SoCalREN | Food_Store | DHW HtPmp | SYSTEM
SoCalREN | Small_Office | Reduce_Cooling_Load-Ret | SYSTEM
SoCalREN | School | Refrigeration | All
SoCalREN | Refrigerated_Warehouse | DHW HtPmp | 6
SoCalREN | Restaurant | DHW HtPmp | 6
SoCalREN | Industrial | Wall_insul-Ret | 9
SoCalREN | Refrigerated_Warehouse | DHW HtPmp | 8
SoCalREN | Restaurant | DHW HtPmp | 8
SoCalREN | Trans_Comm_Util | New_AC-Ret | All
SoCalREN | Misc._Commercial | New_AC-Ret | All
SoCalREN | Restaurant | DHW HtPmp | 9
SoCalREN | Hotel_Motel | IndoorLt | 6
SoCalREN | Small_Office | Wall_insul-Ret | All
SoCalREN | Restaurant | DHW HtPmp | 10
SoCalREN | Industrial | New_AC-Ret | All
SoCalREN | K_thru_12_School | Roof_insul-Ret | All
SoCalREN | Hospital | Roof_insul-Ret | All
SoCalREN | College_University | New_HtPmp-Ret | 9
SoCalREN | College_University | New_AC-Ret | All
SoCalREN | Non-Refrig._Warehouse | Roof_insul-Ret | All
SoCalREN | Misc._Commercial | Commercial Whole Building | All
SoCalREN | Agricultural | Ag & Water Pumping | All
SoCalREN | Fast_Food_Restaurant | DayLt & Controls | All
SoCalREN | Hotel_Motel | IndoorLt | 8
SoCalREN | College_University | Roof_insul-Ret | All
SoCalREN | Large_Office | Reduce_Cooling_Load-Ret | 6
SoCalREN | Trans_Comm_Util | Roof_insul-Ret | All
SoCalREN | Agricultural | Occupancy Sensor | All
SoCalREN | College_University | New_AC-Ret | 16
SoCalREN | Large_Office | Reduce_Cooling_Load-Ret | 8
SoCalREN | Hotel_Motel | IndoorLt | 9
SoCalREN | Medical_Clinic | Roof_insul-Ret | All
SoCalREN | Hotel_Motel | Roof_insul-Ret | All
SoCalREN | Medical_Clinic | New_AC-Ret | All
SoCalREN | Hospital | IndoorLt | 14
SoCalREN | Misc._Commercial | Roof_insul-Ret | All
SoCalREN | Hospital | New_AC-Ret | All
SoCalREN | Hotel_Motel | IndoorLt | 10
SoCalREN | Small_Office | Economy_cycle-Ret | All
SoCalREN | College_University | DHW HtPmp | All
SoCalREN | Sit_Down_Restaurant | DayLt & Controls | All
SoCalREN | Hotel_Motel | IndoorLt | 13
SoCalREN | Hotel_Motel | Perimter Lt Control | All
SoCalREN | Hotel_Motel | IndoorLt | 14
SoCalREN | Hospital | IndoorLt | 15
SoCalREN | Res | DEER:RefgFrzr_Recyc-UnConditioned | 10
SoCalREN | Hotel_Motel | IndoorLt | 15
SoCalREN | Hotel_Motel | IndoorLt | 16
SoCalREN | College_University | New_HtPmp-Ret | 10
SoCalREN | Food_Store | DayLt & Controls | All
SoCalREN | Hotel_Motel | IndoorLt | SYSTEM
SoCalREN | Trans_Comm_Util | IndoorLt | 6
SoCalREN | Hospital | IndoorLt | 16
SoCalREN | Hospital | IndoorLt | SYSTEM
SoCalREN | College_University | New_AC-Ret | SYSTEM
SoCalREN | Trans_Comm_Util | IndoorLt | 8
SoCalREN | Misc._Commercial | Occupancy Sensor | All
SoCalREN | Medical_Clinic | IndoorLt | 6
SoCalREN | Misc._Commercial | Outdoor Lt | All
SoCalREN | Medical_Clinic | IndoorLt | 8
SoCalREN | Trans_Comm_Util | IndoorLt | 9
SoCalREN | Res | DEER:RefgFrzr_Recyc-UnConditioned | 14
SoCalREN | Trans_Comm_Util | Outdoor Lt | All
SoCalREN | Medical_Clinic | IndoorLt | 9
SoCalREN | Trans_Comm_Util | IndoorLt | 10
SoCalREN | Medical_Clinic | Perimter Lt Control | All
SoCalREN | Medical_Clinic | IndoorLt | 10
SoCalREN | Non-Refrig._Warehouse | Wall_insul-Ret | SYSTEM
SoCalREN | Misc._Commercial | Refrigeration | 13
SoCalREN | Misc._Commercial | Refrigeration | 14
SoCalREN | K_thru_12_School | Wall_insul-Ret | 6
SoCalREN | Hospital | New_AC-Ret | 6
SoCalREN | Hospital | Pool HtPmp | All
SoCalREN | Hospital | New_AC-Ret | 8
SoCalREN | Non-Refrig._Warehouse | Reduce_Cooling_Load-Ret | All
SoCalREN | Hospital | New_AC-Ret | 9
SoCalREN | Misc._Commercial | Refrigeration | 15
SoCalREN | Hospital | New_AC-Ret | 10
SoCalREN | Sit_Down_Restaurant | Lighting-NC | 10
SoCalREN | Hospital | New_AC-Ret | 13
SoCalREN | Medical_Clinic | IndoorLt | 13
SoCalREN | Misc._Commercial | Refrigeration | 16
SoCalREN | Sit_Down_Restaurant | Lighting-NC | 13
SoCalREN | Large_Retail_Store | DHW HtPmp | All
SoCalREN | Industrial | Industrial | All
SoCalREN | Misc._Commercial | Refrigeration | SYSTEM
SoCalREN | Sit_Down_Restaurant | Lighting-NC | 14
SoCalREN | Medical_Clinic | IndoorLt | 14
SoCalREN | Medical_Clinic | IndoorLt | 15
SoCalREN | Industrial | Refrigeration | 6
SoCalREN | Fast_Food_Restaurant | Perimter Lt Control | All
SoCalREN | Non_Res | DEER:HVAC_Refrig_Charge | 15
SoCalREN | Industrial | Refrigeration | 8
SoCalREN | Medical_Clinic | IndoorLt | 16
SoCalREN | Refrigerated_Warehouse | Perimter Lt Control | All
SoCalREN | K_thru_12_School | Wall_insul-Ret | 8
SoCalREN | Sit_Down_Restaurant | Lighting-NC | 15
SoCalREN | K_thru_12_School | Wall_insul-Ret | 9
SoCalREN | Non_Res | DEER:HVAC_Split-Package_AC | 8
SoCalREN | Hospital | New_AC-Ret | 14
SoCalREN | Industrial | Refrigeration | 9
SoCalREN | Sit_Down_Restaurant | Lighting-NC | 16
SoCalREN | Medical_Clinic | IndoorLt | SYSTEM
SoCalREN | Industrial | Refrigeration | 10
SoCalREN | Hospital | New_AC-Ret | 15
SoCalREN | College_University | Refrigeration | SYSTEM
SoCalREN | Industrial | Refrigeration | 13
SoCalREN | Industrial | Occupancy Sensor | All
SoCalREN | K_thru_12_School | Wall_insul-Ret | 10
SoCalREN | Hospital | New_AC-Ret | 16
SoCalREN | Assembly | Refrigeration | 6
SoCalREN | Hospital | New_AC-Ret | SYSTEM
SoCalREN | Industrial | Refrigeration | 14
SoCalREN | Sit_Down_Restaurant | Lighting-NC | SYSTEM
SoCalREN | Non_Res | DEER:HVAC_Refrig_Charge | SYSTEM
SoCalREN | Assembly | Refrigeration | 8
SoCalREN | Medical_Clinic | DayLt & Controls | 16
SoCalREN | Small_Office | Lighting-NC | 6
SoCalREN | Medical_Clinic | DayLt & Controls | SYSTEM
SoCalREN | Assembly | Refrigeration | 9
SoCalREN | Non_Res | DEER:HVAC_Refrig_Charge | 6
SoCalREN | School | Pool HtPmp | All
SoCalREN | School | DayLt & Controls | 6
SoCalREN | Medical_Clinic | New_AC-Ret | 6
SoCalREN | School | DayLt & Controls | 8
SoCalREN | Small_Office | Lighting-NC | 8
SoCalREN | Assembly | Refrigeration | 10
SoCalREN | Res | DEER:RefgFrzr_Recycling | 16
SoCalREN | Industrial | Perimter Lt Control | All
SoCalREN | Non_Res | DEER:Indoor_CFL_Ltg | 8
SoCalREN | School | DayLt & Controls | 9
SoCalREN | School | DayLt & Controls | 10
SoCalREN | Non_Res | DEER:HVAC_Refrig_Charge | 8
SoCalREN | Assembly | Refrigeration | 13
SoCalREN | Assembly | Refrigeration | 14
SoCalREN | Res | DEER:RefgFrzr_Recycling | 6
SoCalREN | Non_Res | DEER:HVAC_Split-Package_HP | 15
SoCalREN | Non_Res | DEER:HVAC_Split-Package_HP | 14
SoCalREN | K_thru_12_School | Wall_insul-Ret | 13
SoCalREN | School | DayLt & Controls | 13
SoCalREN | Small_Office | Lighting-NC | 9
SoCalREN | School | DayLt & Controls | 14
SoCalREN | Assembly | Refrigeration | 15
SoCalREN | Res | DEER:RefgFrzr_Recycling | SYSTEM
SoCalREN | Assembly | Refrigeration | 16
SoCalREN | Assembly | Refrigeration | SYSTEM
SoCalREN | Small_Office | Lighting-NC | 10
SoCalREN | School | DayLt & Controls | 15
SoCalREN | Non_Res | DEER:Indoor_Non-CFL_Ltg | 14
SoCalREN | Trans_Comm_Util | Refrigeration | 6
SoCalREN | School | DayLt & Controls | 16
SoCalREN | Small_Office | Lighting-NC | 13
SoCalREN | Trans_Comm_Util | Refrigeration | 8
SoCalREN | School | DayLt & Controls | SYSTEM
SoCalREN | Refrigerated_Warehouse | DayLt & Controls | 13
SoCalREN | Grocery_Store | Wtr_Cool_Chiller-NC | 15
SoCalREN | Non_Res | DEER:Indoor_CFL_Ltg | 9
SoCalREN | K_thru_12_School | DayLt & Controls | 6
SoCalREN | Non_Res | DEER:Indoor_CFL_Ltg | 6
SoCalREN | Non_Res | DEER:HVAC_Duct_Sealing | 9
SoCalREN | Assembly | Perimter Lt Control | 9
SoCalREN | Assembly | Perimter Lt Control | 10
SoCalREN | Refrigerated_Warehouse | DayLt & Controls | 14
SoCalREN | Refrigerated_Warehouse | DayLt & Controls | 15
SoCalREN | Grocery_Store | Wtr_Cool_Chiller-NC | 16
SoCalREN | Assembly | Hi_Perf_Glass-NC | 8
SoCalREN | Assembly | Perimter Lt Control | 13
SoCalREN | Grocery_Store | Wtr_Cool_Chiller-NC | SYSTEM
SoCalREN | Assembly | Perimter Lt Control | 14
SoCalREN | Refrigerated_Warehouse | DayLt & Controls | 16
SoCalREN | Medical_Clinic | New_AC-Ret | 8
SoCalREN | Hospital | Wtr_Cool_Chiller-NC | 6
SoCalREN | Assembly | Perimter Lt Control | 15
SoCalREN | Refrigerated_Warehouse | DayLt & Controls | SYSTEM
SoCalREN | K_thru_12_School | Wall_insul-Ret | 14
SoCalREN | Hospital | Wtr_Cool_Chiller-NC | 8
SoCalREN | Hospital | Lo_Gain_Wndw-NC | 10
SoCalREN | Hospital | Lo_Gain_Wndw-NC | 13
SoCalREN | Non-Refrig._Warehouse | DayLt & Controls | 6
SoCalREN | K_thru_12_School | Wall_insul-Ret | 15
SoCalREN | Assembly | Hi_Perf_Glass-NC | 9
SoCalREN | Hospital | Lo_Gain_Wndw-NC | 14
SoCalREN | Non-Refrig._Warehouse | DayLt & Controls | 8
SoCalREN | Assembly | Perimter Lt Control | 16
SoCalREN | K_thru_12_School | Wall_insul-Ret | 16
SoCalREN | Non_Res | DEER:HVAC_Split-Package_AC | 9
SoCalREN | Assembly | Hi_Perf_Glass-NC | 10
SoCalREN | Hospital | Roof_insul-Ret | 14
SoCalREN | Hospital | Wtr_Cool_Chiller-NC | 9
SoCalREN | Hospital | Roof_insul-Ret | 15
SoCalREN | Assembly | Hi_Perf_Glass-NC | 13
SoCalREN | Hospital | Lo_Gain_Wndw-NC | 15
SoCalREN | Non-Refrig._Warehouse | DayLt & Controls | 9
SoCalREN | Assembly | Perimter Lt Control | SYSTEM
SoCalREN | Hospital | Lo_Gain_Wndw-NC | 16
SoCalREN | Trans_Comm_Util | Perimter Lt Control | 6
SoCalREN | Hospital | Wtr_Cool_Chiller-NC | 10
SoCalREN | Hospital | Lo_Gain_Wndw-NC | SYSTEM
SoCalREN | Trans_Comm_Util | Perimter Lt Control | 8
SoCalREN | Non-Refrig._Warehouse | DayLt & Controls | 10
SoCalREN | Hospital | Wtr_Cool_Chiller-NC | 13
SoCalREN | Hospital | Roof_insul-Ret | 16
SoCalREN | Trans_Comm_Util | Perimter Lt Control | 9
SoCalREN | Non-Refrig._Warehouse | Perimter Lt Control | 14
SoCalREN | Large_Office | Lo_Gain_Wndw-NC | 6
SoCalREN | Hospital | Wtr_Cool_Chiller-NC | 14
SoCalREN | Sit_Down_Restaurant | Lo_Gain_Wndw-NC | 6
SoCalREN | Trans_Comm_Util | Perimter Lt Control | 10
SoCalREN | Assembly | Hi_Perf_Glass-NC | 14
SoCalREN | Non-Refrig._Warehouse | Perimter Lt Control | 15
SoCalREN | Hospital | Roof_insul-Ret | SYSTEM
SoCalREN | Large_Retail_Store | DHW HtPmp | 15
SoCalREN | Hospital | Wtr_Cool_Chiller-NC | 15
SoCalREN | Sit_Down_Restaurant | Lo_Gain_Wndw-NC | 8
SoCalREN | Large_Retail_Store | DHW HtPmp | 16
SoCalREN | Non-Refrig._Warehouse | Perimter Lt Control | 16
SoCalREN | Large_Retail_Store | DHW HtPmp | SYSTEM
SoCalREN | Grocery_Store | DHW HtPmp | 6
SoCalREN | Non-Refrig._Warehouse | Perimter Lt Control | SYSTEM
SoCalREN | Grocery_Store | DHW HtPmp | 8
SoCalREN | Medical_Clinic | Roof_insul-Ret | 6
SoCalREN | Hospital | Wtr_Cool_Chiller-NC | 16
SoCalREN | Hotel_Motel | Perimter Lt Control | 6
SoCalREN | Grocery_Store | DHW HtPmp | 9
SoCalREN | Hotel_Motel | Perimter Lt Control | 8
SoCalREN | Grocery_Store | DHW HtPmp | 10
SoCalREN | Hotel_Motel | Perimter Lt Control | 9
SoCalREN | Grocery_Store | DHW HtPmp | 13
SoCalREN | Hotel_Motel | Perimter Lt Control | 10
SoCalREN | Grocery_Store | DHW HtPmp | 14
SoCalREN | Hotel_Motel | Perimter Lt Control | 13
SoCalREN | Grocery_Store | DHW HtPmp | 15
SoCalREN | Hotel_Motel | Perimter Lt Control | 14
SoCalREN | Grocery_Store | DHW HtPmp | 16
SoCalREN | Assembly | Pool HtPmp | 6
SoCalREN | Grocery_Store | DHW HtPmp | SYSTEM
SoCalREN | Storage_Building | <65K_EvapCool-NC | 14
SoCalREN | Large_Retail_Store | Evap_Cooling-Ret | All
SoCalREN | Sit_Down_Restaurant | Lo_Gain_Wndw-NC | 9
SoCalREN | Large_Office | Lo_Gain_Wndw-NC | 8
SoCalREN | Small_Retail_Store | Evap_Cooling-Ret | All
SoCalREN | Assembly | Hi_Perf_Glass-NC | 15
SoCalREN | Assembly | Pool HtPmp | 8
SoCalREN | College_University | New_HtPmp-Ret | All
SoCalREN | Assembly | Pool HtPmp | 9
SoCalREN | K_thru_12_School | New_HtPmp-Ret | All
SoCalREN | Assembly | Pool HtPmp | 10
SoCalREN | Hospital | New_HtPmp-Ret | All
SoCalREN | Hotel_Motel | New_HtPmp-Ret | All
SoCalREN | College_University | Evap_Cooling-Ret | All
SoCalREN | Assembly | Pool HtPmp | 13
SoCalREN | Trans_Comm_Util | New_HtPmp-Ret | All
SoCalREN | Assembly | Pool HtPmp | 14
SoCalREN | Assembly | Pool HtPmp | 15
SoCalREN | Assembly | Pool HtPmp | 16
SoCalREN | Large_Retail_Store | Replace_Chiller-Ret | All
SoCalREN | Industrial | New_HtPmp-Ret | All
SoCalREN | Assembly | Pool HtPmp | SYSTEM
SoCalREN | Trans_Comm_Util | Pool HtPmp | 6
SoCalREN | Storage_Building | <65K_EvapCool-NC | 15
SoCalREN | Trans_Comm_Util | Pool HtPmp | 8
SoCalREN | Medical_Clinic | Roof_insul-Ret | 8
SoCalREN | Trans_Comm_Util | Pool HtPmp | 9
SoCalREN | K_thru_12_School | Wall_insul-Ret | SYSTEM
SoCalREN | Trans_Comm_Util | Pool HtPmp | 10
SoCalREN | Residential | Residential Pool Pumps | 15
SoCalREN | Sit_Down_Restaurant | Lo_Gain_Wndw-NC | 10
SoCalREN | Residential | Residential Pool Pumps | 16
SoCalREN | Large_Office | Lo_Gain_Wndw-NC | 9
SoCalREN | Storage_Building | <65K_EvapCool-NC | 16
SoCalREN | Sit_Down_Restaurant | Lo_Gain_Wndw-NC | 13
SoCalREN | Residential | Residential Pool Pumps | SYSTEM
SoCalREN | Assembly | Hi_Perf_Glass-NC | 16
SoCalREN | Res | DEER:Res_ClothesDishWasher | 6
SoCalREN | Medical_Clinic | Roof_insul-Ret | 9
SoCalREN | Res | DEER:Res_ClothesDishWasher | 8
SoCalREN | Res | DEER:Res_ClothesDishWasher | 9
SoCalREN | Res | DEER:Res_ClothesDishWasher | 10
SoCalREN | Res | DEER:Res_ClothesDishWasher | 13
SoCalREN | Sit_Down_Restaurant | Lo_Gain_Wndw-NC | 14
SoCalREN | Res | DEER:Res_ClothesDishWasher | 14
SoCalREN | College_University | Wall_insul-Ret | 6
SoCalREN | Res | DEER:Res_ClothesDishWasher | 15
SoCalREN | Medical_Clinic | Roof_insul-Ret | 10
SoCalREN | Storage_Building | <65K_EvapCool-NC | SYSTEM
SoCalREN | Assembly | Hi_Perf_Glass-NC | SYSTEM
SoCalREN | Res | DEER:Res_ClothesDishWasher | 16
SoCalREN | Large_Office | Lo_Gain_Wndw-NC | 10
SoCalREN | Medical_Clinic | Roof_insul-Ret | 13
SoCalREN | Large_Office | Lo_Gain_Wndw-NC | 13
SoCalREN | Sit_Down_Restaurant | Lo_Gain_Wndw-NC | 15
SoCalREN | College_University | 65K-135K_Air_AC-NC | 6
SoCalREN | Large_Office | Lo_Gain_Wndw-NC | 14
SoCalREN | Large_Retail_Store | IndoorLt | 6
SoCalREN | College_University | 65K-135K_Air_AC-NC | 8
SoCalREN | Sit_Down_Restaurant | Lo_Gain_Wndw-NC | 16
SoCalREN | Medical_Clinic | Roof_insul-Ret | 14
SoCalREN | College_University | Hi_Perf_Glass-NC | 6
SoCalREN | Sit_Down_Restaurant | Lo_Gain_Wndw-NC | SYSTEM
SoCalREN | College_University | 65K-135K_Air_AC-NC | 9
SoCalREN | Medical_Clinic | Roof_insul-Ret | 15
SoCalREN | Large_Retail_Store | IndoorLt | 8
SoCalREN | College_University | Hi_Perf_Glass-NC | 8
SoCalREN | College_University | 65K-135K_Air_AC-NC | 10
SoCalREN | College_University | Reduce_Cooling_Load-Ret | 10
SoCalREN | Small_Office | Lo_Gain_Wndw-NC | 6
SoCalREN | College_University | 65K-135K_Air_AC-NC | 13
SoCalREN | Sit_Down_Restaurant | <65K_AC_Pckg-NC | 14
SoCalREN | Large_Retail_Store | IndoorLt | 9
SoCalREN | Large_Retail_Store | IndoorLt | 10
SoCalREN | College_University | 65K-135K_Air_AC-NC | 14
SoCalREN | Large_Retail_Store | IndoorLt | 13
SoCalREN | Sit_Down_Restaurant | <65K_AC_Pckg-NC | 15
SoCalREN | Sit_Down_Restaurant | <65K_AC_Pckg-NC | 16
SoCalREN | College_University | Reduce_Cooling_Load-Ret | 13
SoCalREN | College_University | Reduce_Cooling_Load-Ret | 14
SoCalREN | College_University | >135K_Wtr_AC-NC | 9
SoCalREN | Sit_Down_Restaurant | <65K_AC_Pckg-NC | SYSTEM
SoCalREN | Small_Office | <65K_AC_Pckg-NC | 6
SoCalREN | Small_Office | <65K_AC_Pckg-NC | 8
SoCalREN | College_University | >135K_Wtr_AC-NC | 10
SoCalREN | College_University | >135K_Wtr_AC-NC | 13
SoCalREN | College_University | >135K_Wtr_AC-NC | 14
SoCalREN | Small_Office | <65K_AC_Pckg-NC | 9
SoCalREN | Large_Retail_Store | IndoorLt | 14
SoCalREN | College_University | Reduce_Cooling_Load-Ret | 15
SoCalREN | Large_Retail_Store | IndoorLt | 15
SoCalREN | College_University | >135K_Wtr_AC-NC | 15
SoCalREN | College_University | Reduce_Cooling_Load-Ret | 16
SoCalREN | Small_Office | <65K_AC_Pckg-NC | 10
SoCalREN | Large_Retail_Store | IndoorLt | 16
SoCalREN | College_University | >135K_Wtr_AC-NC | 16
SoCalREN | College_University | Reduce_Cooling_Load-Ret | SYSTEM
SoCalREN | Large_Retail_Store | IndoorLt | SYSTEM
SoCalREN | Small_Office | <65K_AC_Pckg-NC | 13
SoCalREN | Hotel_Motel | Reduce_Cooling_Load-Ret | 6
SoCalREN | Small_Office | <65K_AC_Pckg-NC | 14
SoCalREN | Food_Store | IndoorLt | 6
SoCalREN | Hotel_Motel | Reduce_Cooling_Load-Ret | 8
SoCalREN | Food_Store | IndoorLt | 8
SoCalREN | College_University | >135K_Wtr_AC-NC | SYSTEM
SoCalREN | Hotel_Motel | Reduce_Cooling_Load-Ret | 9
SoCalREN | Small_Office | <65K_AC_Pckg-NC | 15
SoCalREN | Food_Store | IndoorLt | 9
SoCalREN | Grocery_Store | >135K_Wtr_AC-NC | 6
SoCalREN | Small_Office | Outdoor Lt | SYSTEM
SoCalREN | Grocery_Store | >135K_Wtr_AC-NC | 8
SoCalREN | Large_Retail_Store | Refrigeration | 10
SoCalREN | Large_Office | Outdoor Lt | 6
SoCalREN | Grocery_Store | >135K_Wtr_AC-NC | 9
SoCalREN | Grocery_Store | >135K_Wtr_AC-NC | 10
SoCalREN | Large_Office | Outdoor Lt | 8
SoCalREN | Large_Office | Outdoor Lt | 9
SoCalREN | Small_Office | Var_Spd_AC_Mtr-NC | 9
SoCalREN | Large_Office | Outdoor Lt | 10
SoCalREN | Small_Office | Var_Spd_AC_Mtr-NC | 10
SoCalREN | Large_Retail_Store | Refrigeration | 13
SoCalREN | Large_Office | Outdoor Lt | 13
SoCalREN | Small_Office | Var_Spd_AC_Mtr-NC | 13
SoCalREN | Large_Retail_Store | Refrigeration | 14
SoCalREN | Large_Office | Outdoor Lt | 14
SoCalREN | School | >135K_Air_AC-NC | 10
SoCalREN | Small_Office | Var_Spd_AC_Mtr-NC | 14
SoCalREN | Fast_Food_Restaurant | <65K_EvapCool-NC | 8
SoCalREN | College_University | Hi_Perf_Glass-NC | 9
SoCalREN | Large_Retail_Store | Refrigeration | 15
SoCalREN | Large_Office | Outdoor Lt | 15
SoCalREN | Large_Office | Outdoor Lt | 16
SoCalREN | Small_Office | Var_Spd_AC_Mtr-NC | 15
SoCalREN | Large_Office | Outdoor Lt | SYSTEM
SoCalREN | School | >135K_Air_AC-NC | 13
SoCalREN | Small_Office | Var_Spd_AC_Mtr-NC | 16
SoCalREN | Large_Retail_Store | Refrigeration | 16
SoCalREN | School | >135K_Air_AC-NC | 14
SoCalREN | Fast_Food_Restaurant | <65K_EvapCool-NC | 9
SoCalREN | Small_Retail_Store | Outdoor Lt | 6
SoCalREN | Small_Office | Var_Spd_AC_Mtr-NC | SYSTEM
SoCalREN | Small_Office | Package_AC-NC | 15
SoCalREN | Assembly | DayLt_Cntrl-NC | 6
SoCalREN | Fast_Food_Restaurant | <65K_EvapCool-NC | 10
SoCalREN | Large_Retail_Store | Refrigeration | SYSTEM
SoCalREN | Assembly | DayLt_Cntrl-NC | 8
SoCalREN | Small_Retail_Store | Outdoor Lt | 8
SoCalREN | Assembly | DayLt_Cntrl-NC | 9
SoCalREN | Industrial | Refrigeration | 15
SoCalREN | Fast_Food_Restaurant | <65K_EvapCool-NC | 13
SoCalREN | Assembly | DayLt_Cntrl-NC | 10
SoCalREN | Industrial | Refrigeration | 16
SoCalREN | Small_Office | Package_AC-NC | 16
SoCalREN | Industrial | Refrigeration | SYSTEM
SoCalREN | School | >135K_Air_AC-NC | 15
SoCalREN | Grocery_Store | Refrigeration | 6
SoCalREN | Small_Office | Package_AC-NC | SYSTEM
SoCalREN | Agricultural | Refrigeration | 6
SoCalREN | School | >135K_Air_AC-NC | 16
SoCalREN | Grocery_Store | Refrigeration | 8
SoCalREN | Fast_Food_Restaurant | <65K_EvapCool-NC | 14
SoCalREN | Agricultural | Refrigeration | 8
SoCalREN | Industrial | Replace_Chiller-Ret | 10
SoCalREN | Small_Retail_Store | Package_AC-NC | 6
SoCalREN | Grocery_Store | Refrigeration | 9
SoCalREN | Fast_Food_Restaurant | <65K_EvapCool-NC | 15
SoCalREN | School | >135K_Air_AC-NC | SYSTEM
SoCalREN | Agricultural | Refrigeration | 9
SoCalREN | Grocery_Store | Refrigeration | 10
SoCalREN | Industrial | Replace_Chiller-Ret | 13
SoCalREN | Fast_Food_Restaurant | <65K_EvapCool-NC | 16
SoCalREN | Sit_Down_Restaurant | >135K_Air_AC-NC | 6
SoCalREN | Industrial | Replace_Chiller-Ret | 14
SoCalREN | Small_Retail_Store | Package_AC-NC | 8
SoCalREN | Grocery_Store | Refrigeration | 13
SoCalREN | Agricultural | Refrigeration | 10
SoCalREN | Small_Retail_Store | Package_AC-NC | 9
SoCalREN | Industrial | Occupancy Sensor | 15
SoCalREN | Fast_Food_Restaurant | <65K_EvapCool-NC | SYSTEM
SoCalREN | Agricultural | Refrigeration | 13
SoCalREN | Sit_Down_Restaurant | >135K_Air_AC-NC | 8
SoCalREN | Sit_Down_Restaurant | <65K_EvapCool-NC | 6
SoCalREN | Industrial | Replace_Chiller-Ret | 15
SoCalREN | Small_Retail_Store | Package_AC-NC | 10
SoCalREN | Agricultural | Refrigeration | 14
SoCalREN | Industrial | Occupancy Sensor | 16
SoCalREN | Sit_Down_Restaurant | >135K_Air_AC-NC | 9
SoCalREN | Agricultural | Refrigeration | 15
SoCalREN | Industrial | Occupancy Sensor | SYSTEM
SoCalREN | Hospital | >135K_Wtr_AC-NC | 16
SoCalREN | Small_Retail_Store | Package_AC-NC | 13
SoCalREN | Industrial | Replace_Chiller-Ret | 16
SoCalREN | Hospital | >135K_Wtr_AC-NC | SYSTEM
SoCalREN | Sit_Down_Restaurant | >135K_Air_AC-NC | 10
SoCalREN | Agricultural | Occupancy Sensor | 6
SoCalREN | Small_Retail_Store | Package_AC-NC | 14
SoCalREN | Agricultural | Occupancy Sensor | 8
SoCalREN | Agricultural | Refrigeration | 16
SoCalREN | Hotel | >135K_Wtr_AC-NC | 6
SoCalREN | Small_Retail_Store | Package_AC-NC | 15
SoCalREN | Hotel | >135K_Wtr_AC-NC | 8
SoCalREN | Agricultural | Occupancy Sensor | 9
SoCalREN | Industrial | Replace_Chiller-Ret | SYSTEM
SoCalREN | Agricultural | Refrigeration | SYSTEM
SoCalREN | Hotel | >135K_Wtr_AC-NC | 9
SoCalREN | Sit_Down_Restaurant | >135K_Air_AC-NC | 13
SoCalREN | Small_Retail_Store | Package_AC-NC | 16
SoCalREN | Grocery_Store | 65K-135_Wtr_AC-NC | 10
SoCalREN | Assembly | DayLt & Controls | 13
SoCalREN | Grocery_Store | 65K-135_Wtr_AC-NC | 13
SoCalREN | Hotel | >135K_Wtr_AC-NC | 10
SoCalREN | Assembly | DayLt & Controls | 14
SoCalREN | Assembly | DayLt_Cntrl-NC | 13
SoCalREN | Grocery_Store | 65K-135_Wtr_AC-NC | 14
SoCalREN | Agricultural | Replace_Chiller-Ret | 6
SoCalREN | Agricultural | Occupancy Sensor | 10
SoCalREN | Hotel | >135K_Wtr_AC-NC | 13
SoCalREN | Agricultural | Occupancy Sensor | 13
SoCalREN | Grocery_Store | 65K-135_Wtr_AC-NC | 15
SoCalREN | Agricultural | Replace_Chiller-Ret | 8
SoCalREN | Hotel | >135K_Wtr_AC-NC | 14
SoCalREN | Grocery_Store | 65K-135_Wtr_AC-NC | 16
SoCalREN | Hotel | >135K_Wtr_AC-NC | 15
SoCalREN | Assembly | DayLt & Controls | 15
SoCalREN | Grocery_Store | 65K-135_Wtr_AC-NC | SYSTEM
SoCalREN | Assembly | DayLt & Controls | 16
SoCalREN | Agricultural | Replace_Chiller-Ret | 9
SoCalREN | Agricultural | Occupancy Sensor | 14
SoCalREN | Agricultural | Replace_Chiller-Ret | 10
SoCalREN | Assembly | DayLt_Cntrl-NC | 14
SoCalREN | Agricultural | Occupancy Sensor | 15
SoCalREN | Hotel | >135K_Wtr_AC-NC | 16
SoCalREN | Assembly | DayLt_Cntrl-NC | 15
SoCalREN | Assembly | DayLt & Controls | SYSTEM
SoCalREN | Sit_Down_Restaurant | 65K-135_Wtr_AC-NC | 6
SoCalREN | Hotel | >135K_Wtr_AC-NC | SYSTEM
SoCalREN | Assembly | DayLt_Cntrl-NC | 16
SoCalREN | Large_Office | >135K_Wtr_AC-NC | 6
SoCalREN | Agricultural | Occupancy Sensor | 16
SoCalREN | Agricultural | Replace_Chiller-Ret | 13
SoCalREN | Assembly | DayLt_Cntrl-NC | SYSTEM
SoCalREN | Sit_Down_Restaurant | 65K-135_Wtr_AC-NC | 8
SoCalREN | Large_Retail_Store | Perimter Lt Control | SYSTEM
SoCalREN | Hospital | New_HtPmp-Ret | 15
SoCalREN | College_University | DayLt_Cntrl-NC | 6
SoCalREN | Trans_Comm_Util | DayLt & Controls | 6
SoCalREN | Hospital | New_HtPmp-Ret | 16
SoCalREN | Small_Office | DayLt_Cntrl-NC | 6
SoCalREN | Trans_Comm_Util | DayLt & Controls | 8
SoCalREN | Sit_Down_Restaurant | 65K-135_Wtr_AC-NC | 9
SoCalREN | Hospital | New_HtPmp-Ret | SYSTEM
SoCalREN | College_University | DayLt_Cntrl-NC | 8
SoCalREN | Grocery_Store | Perimter Lt Control | 6
SoCalREN | Small_Office | DayLt_Cntrl-NC | 8
SoCalREN | Grocery_Store | Perimter Lt Control | 8
SoCalREN | College_University | DayLt_Cntrl-NC | 9
SoCalREN | Sit_Down_Restaurant | 65K-135_Wtr_AC-NC | 10
SoCalREN | Small_Office | DayLt_Cntrl-NC | 9
SoCalREN | Grocery_Store | Perimter Lt Control | 9
SoCalREN | Medical_Clinic | New_HtPmp-Ret | 6
SoCalREN | Small_Office | DayLt_Cntrl-NC | 10
SoCalREN | Trans_Comm_Util | DayLt & Controls | 9
SoCalREN | College_University | DayLt_Cntrl-NC | 10
SoCalREN | Medical_Clinic | New_HtPmp-Ret | 8
SoCalREN | Trans_Comm_Util | DayLt & Controls | 10
SoCalREN | Grocery_Store | Perimter Lt Control | 10
SoCalREN | Small_Office | DayLt_Cntrl-NC | 13
SoCalREN | College_University | DayLt_Cntrl-NC | 13
SoCalREN | Sit_Down_Restaurant | 65K-135_Wtr_AC-NC | 13
SoCalREN | Medical_Clinic | New_HtPmp-Ret | 9
SoCalREN | Grocery_Store | Perimter Lt Control | 13
SoCalREN | Small_Office | DayLt_Cntrl-NC | 14
SoCalREN | Small_Retail_Store | Outdoor Lt | All
SoCalREN | College_University | DayLt_Cntrl-NC | 14
SoCalREN | Large_Retail_Store | Hi_Eff_AC_Mtr-NC | 8
SoCalREN | Medical_Clinic | New_HtPmp-Ret | 10
SoCalREN | Small_Office | DayLt_Cntrl-NC | 15
SoCalREN | Grocery_Store | Perimter Lt Control | 14
SoCalREN | Trans_Comm_Util | DayLt & Controls | 13
SoCalREN | K_thru_12_School | New_AC-Ret | 14
SoCalREN | Trans_Comm_Util | DayLt & Controls | 14
SoCalREN | Medical_Clinic | New_HtPmp-Ret | 13
SoCalREN | Small_Office | DayLt_Cntrl-NC | 16
SoCalREN | Agricultural | Perimter Lt Control | SYSTEM
SoCalREN | Large_Retail_Store | Hi_Eff_AC_Mtr-NC | 9
SoCalREN | Small_Office | DayLt_Cntrl-NC | SYSTEM
SoCalREN | Medical_Clinic | New_HtPmp-Ret | 14
SoCalREN | Medical_Clinic | New_HtPmp-Ret | 15
SoCalREN | K_thru_12_School | New_AC-Ret | 15
SoCalREN | Grocery_Store | Perimter Lt Control | 15
SoCalREN | Medical_Clinic | New_HtPmp-Ret | 16
SoCalREN | K_thru_12_School | New_AC-Ret | 16
SoCalREN | Medical_Clinic | New_HtPmp-Ret | SYSTEM
SoCalREN | Hospital | Wall_insul-Ret | 9
SoCalREN | K_thru_12_School | New_AC-Ret | SYSTEM
SoCalREN | Hospital | Perimter Lt Control | 6
SoCalREN | Hospital | Wall_insul-Ret | 10
SoCalREN | Large_Retail_Store | Hi_Eff_AC_Mtr-NC | 10
SoCalREN | Grocery_Store | Perimter Lt Control | 16
SoCalREN | College_University | New_AC-Ret | 6
SoCalREN | Grocery_Store | Perimter Lt Control | SYSTEM
SoCalREN | Hospital | Perimter Lt Control | 8
SoCalREN | College_University | New_AC-Ret | 8
SoCalREN | Food_Store | Perimter Lt Control | 6
SoCalREN | Hospital | Perimter Lt Control | 9
SoCalREN | College_University | New_AC-Ret | 9
SoCalREN | Hospital | Wall_insul-Ret | 13
SoCalREN | Hospital | Perimter Lt Control | 10
SoCalREN | Storage_Building | Pool HtPmp | 10
SoCalREN | Hospital | Perimter Lt Control | 13
SoCalREN | College_University | New_AC-Ret | 10
SoCalREN | Hospital | Perimter Lt Control | 14
SoCalREN | College_University | New_AC-Ret | 13
SoCalREN | Hospital | Perimter Lt Control | 15
SoCalREN | Storage_Building | Pool HtPmp | 13
SoCalREN | Hospital | Wall_insul-Ret | 14
SoCalREN | College_University | New_AC-Ret | 14
SoCalREN | Hospital | Wall_insul-Ret | 15
SoCalREN | College_University | New_AC-Ret | 15
SoCalREN | Hospital | Wall_insul-Ret | 16
SoCalREN | Trans_Comm_Util | New_HtPmp-Ret | 9
SoCalREN | Storage_Building | Pool HtPmp | 14
SoCalREN | Large_Retail_Store | Hi_Eff_AC_Mtr-NC | 13
SoCalREN | Hospital | Perimter Lt Control | 16
SoCalREN | Small_Office | Economy_cycle-Ret | 6
SoCalREN | Hospital | Wall_insul-Ret | SYSTEM
SoCalREN | Trans_Comm_Util | New_HtPmp-Ret | 10
SoCalREN | Storage_Building | Pool HtPmp | 15
SoCalREN | Hospital | Perimter Lt Control | SYSTEM
SoCalREN | Trans_Comm_Util | New_HtPmp-Ret | 13
SoCalREN | Storage_Building | Pool HtPmp | 16
SoCalREN | Trans_Comm_Util | New_HtPmp-Ret | 14
SoCalREN | Storage_Building | Pool HtPmp | SYSTEM
SoCalREN | Small_Office | Pool HtPmp | 6
SoCalREN | Refrigerated_Warehouse | Pool HtPmp | 6
SoCalREN | Restaurant | DHW HtPmp | 13
SoCalREN | Trans_Comm_Util | New_HtPmp-Ret | 15
SoCalREN | Medical_Clinic | Wall_insul-Ret | 6
SoCalREN | Refrigerated_Warehouse | Pool HtPmp | 8
SoCalREN | Restaurant | DHW HtPmp | 14
SoCalREN | Medical_Clinic | Wall_insul-Ret | 8
SoCalREN | Trans_Comm_Util | New_HtPmp-Ret | 16
SoCalREN | Restaurant | DHW HtPmp | 15
SoCalREN | Refrigerated_Warehouse | Pool HtPmp | 9
SoCalREN | Trans_Comm_Util | New_HtPmp-Ret | SYSTEM
SoCalREN | Restaurant | DHW HtPmp | 16
SoCalREN | Restaurant | DHW HtPmp | SYSTEM
SoCalREN | Medical_Clinic | Wall_insul-Ret | 9
SoCalREN | Fast_Food_Restaurant | DHW HtPmp | 6
SoCalREN | Refrigerated_Warehouse | Pool HtPmp | 10
SoCalREN | Fast_Food_Restaurant | DHW HtPmp | 8
SoCalREN | Refrigerated_Warehouse | Pool HtPmp | 13
SoCalREN | Fast_Food_Restaurant | DHW HtPmp | 9
SoCalREN | Misc._Commercial | New_HtPmp-Ret | 6
SoCalREN | Small_Office | Economy_cycle-Ret | 8
SoCalREN | Small_Office | New_AC-Ret | 16
SoCalREN | Fast_Food_Restaurant | DHW HtPmp | 10
SoCalREN | Trans_Comm_Util | DHW HtPmp | 10
SoCalREN | Misc._Commercial | New_HtPmp-Ret | 8
SoCalREN | Fast_Food_Restaurant | DHW HtPmp | 13
SoCalREN | Large_Retail_Store | Hi_Eff_AC_Mtr-NC | 14
SoCalREN | Trans_Comm_Util | DHW HtPmp | 13
SoCalREN | Medical_Clinic | Wall_insul-Ret | 10
SoCalREN | Small_Office | New_AC-Ret | SYSTEM
SoCalREN | Medical_Clinic | Wall_insul-Ret | 13
SoCalREN | Misc._Commercial | New_HtPmp-Ret | 9
SoCalREN | Large_Retail_Store | Hi_Eff_AC_Mtr-NC | 15
SoCalREN | Trans_Comm_Util | DHW HtPmp | 14
SoCalREN | Large_Retail_Store | Hi_Eff_AC_Mtr-NC | 16
SoCalREN | Fast_Food_Restaurant | DHW HtPmp | 14
SoCalREN | Large_Office | New_AC-Ret | 6
SoCalREN | Misc._Commercial | New_HtPmp-Ret | 10
SoCalREN | Fast_Food_Restaurant | DHW HtPmp | 15
SoCalREN | Small_Retail_Store | Replace_Chiller-Ret | All
SoCalREN | Hospital | Replace_Chiller-Ret | All
SoCalREN | Trans_Comm_Util | DHW HtPmp | 15
SoCalREN | Trans_Comm_Util | DHW HtPmp | 16
SoCalREN | Non-Refrig._Warehouse | IndoorLt | SYSTEM
SoCalREN | K_thru_12_School | IndoorLt | 6
SoCalREN | Medical_Clinic | Replace_Chiller-Ret | All
SoCalREN | Hotel_Motel | Replace_Chiller-Ret | All
SoCalREN | Medical_Clinic | New_HtPmp-Ret | All
SoCalREN | Large_Office | New_AC-Ret | 8
SoCalREN | Medical_Clinic | Wall_insul-Ret | 14
SoCalREN | Trans_Comm_Util | DHW HtPmp | SYSTEM
SoCalREN | K_thru_12_School | IndoorLt | 8
SoCalREN | Large_Office | New_AC-Ret | 9
SoCalREN | Misc._Commercial | DHW HtPmp | 6
SoCalREN | Misc._Commercial | New_HtPmp-Ret | All
SoCalREN | Large_Retail_Store | Hi_Eff_AC_Mtr-NC | SYSTEM
SoCalREN | Small_Office | Roof_insul-Ret | All
SoCalREN | Large_Office | New_AC-Ret | 10
SoCalREN | K_thru_12_School | IndoorLt | 9
SoCalREN | Misc._Commercial | DHW HtPmp | 8
SoCalREN | K_thru_12_School | Pool HtPmp | All
SoCalREN | Trans_Comm_Util | Replace_Chiller-Ret | All
SoCalREN | K_thru_12_School | IndoorLt | 10
SoCalREN | Misc._Commercial | DHW HtPmp | 9
SoCalREN | Hotel_Motel | Outdoor Lt | All
SoCalREN | K_thru_12_School | IndoorLt | 13
SoCalREN | Misc._Commercial | DHW HtPmp | 10
SoCalREN | School | Hi_Eff_AC_Mtr-NC | 6
SoCalREN | K_thru_12_School | IndoorLt | 14
SoCalREN | Misc._Commercial | DHW HtPmp | 13
SoCalREN | K_thru_12_School | IndoorLt | 15
SoCalREN | Large_Office | New_AC-Ret | 13
SoCalREN | Medical_Clinic | Wall_insul-Ret | 15
SoCalREN | K_thru_12_School | IndoorLt | 16
SoCalREN | K_thru_12_School | IndoorLt | SYSTEM
SoCalREN | Large_Office | New_AC-Ret | 14
SoCalREN | School | Hi_Eff_AC_Mtr-NC | 8
SoCalREN | College_University | IndoorLt | 6
SoCalREN | Large_Office | New_AC-Ret | 15
SoCalREN | College_University | IndoorLt | 8
SoCalREN | Fast_Food_Restaurant | Refrigeration | 9
SoCalREN | Misc._Commercial | Economy_cycle-Ret | 6
SoCalREN | Fast_Food_Restaurant | Refrigeration | 10
SoCalREN | Large_Office | New_AC-Ret | 16
SoCalREN | Medical_Clinic | Wall_insul-Ret | 16
SoCalREN | Misc._Commercial | Economy_cycle-Ret | 8
SoCalREN | Large_Office | New_AC-Ret | SYSTEM
SoCalREN | Agricultural | Replace_Chiller-Ret | All
SoCalREN | Misc._Commercial | Economy_cycle-Ret | 9
SoCalREN | Fast_Food_Restaurant | Refrigeration | 13
SoCalREN | Fast_Food_Restaurant | Refrigeration | 14
SoCalREN | Restaurant | New_AC-Ret | 6
SoCalREN | Misc._Commercial | Economy_cycle-Ret | 10
SoCalREN | Medical_Clinic | Wall_insul-Ret | SYSTEM
SoCalREN | Fast_Food_Restaurant | Refrigeration | 15
SoCalREN | Restaurant | New_AC-Ret | 8
SoCalREN | Industrial | Replace_Chiller-Ret | All
SoCalREN | Fast_Food_Restaurant | Refrigeration | 16
SoCalREN | Misc._Commercial | Economy_cycle-Ret | 13
SoCalREN | Fast_Food_Restaurant | Refrigeration | SYSTEM
SoCalREN | Non-Refrig._Warehouse | Roof_insul-Ret | 6
SoCalREN | Small_Office | New_AC-Ret | All
SoCalREN | Sit_Down_Restaurant | Refrigeration | 6
SoCalREN | Misc._Commercial | Economy_cycle-Ret | 14
SoCalREN | Hotel_Motel | Wall_insul-Ret | 6
SoCalREN | Sit_Down_Restaurant | Refrigeration | 8
SoCalREN | Non-Refrig._Warehouse | Roof_insul-Ret | 8
SoCalREN | Sit_Down_Restaurant | Refrigeration | 9
SoCalREN | Misc._Commercial | Economy_cycle-Ret | 15
SoCalREN | Non-Refrig._Warehouse | Roof_insul-Ret | 9
SoCalREN | Misc._Commercial | Economy_cycle-Ret | 16
SoCalREN | Small_Retail_Store | DayLt & Controls | 10
SoCalREN | Non-Refrig._Warehouse | Roof_insul-Ret | 10
SoCalREN | Small_Retail_Store | DayLt & Controls | 13
SoCalREN | Small_Retail_Store | DayLt & Controls | 14
SoCalREN | Misc._Commercial | Economy_cycle-Ret | SYSTEM
SoCalREN | Small_Retail_Store | DayLt & Controls | 15
SoCalREN | Non-Refrig._Warehouse | Roof_insul-Ret | 13
SoCalREN | Hotel_Motel | Wall_insul-Ret | 8
SoCalREN | Restaurant | Evap_Cooling-Ret | 6
SoCalREN | Small_Retail_Store | DayLt & Controls | 16
SoCalREN | Non-Refrig._Warehouse | Roof_insul-Ret | 14
SoCalREN | Small_Retail_Store | DayLt & Controls | SYSTEM
SoCalREN | Trans_Comm_Util | New_AC-Ret | SYSTEM
SoCalREN | Hotel_Motel | Wall_insul-Ret | 9
SoCalREN | Hotel_Motel | Wall_insul-Ret | 10
SoCalREN | Large_Office | Perimter Lt Control | All
SoCalREN | Non-Refrig._Warehouse | Roof_insul-Ret | 15
SoCalREN | Misc._Commercial | New_AC-Ret | 6
SoCalREN | Large_Retail_Store | DayLt & Controls | 6
SoCalREN | Misc._Commercial | New_AC-Ret | 8
SoCalREN | Large_Retail_Store | DayLt & Controls | 8
SoCalREN | Non-Refrig._Warehouse | Roof_insul-Ret | 16
SoCalREN | Hotel_Motel | Wall_insul-Ret | 13
SoCalREN | Large_Retail_Store | DayLt & Controls | 9
SoCalREN | Misc._Commercial | New_AC-Ret | 9
SoCalREN | Hotel_Motel | Wall_insul-Ret | 14
SoCalREN | Non-Refrig._Warehouse | Roof_insul-Ret | SYSTEM
SoCalREN | Hotel_Motel | Wall_insul-Ret | 15
SoCalREN | Hotel_Motel | Wall_insul-Ret | 16
SoCalREN | Misc._Commercial | New_AC-Ret | 10
SoCalREN | Refrigerated_Warehouse | IndoorLt | 15
SoCalREN | K_thru_12_School | Roof_insul-Ret | 6
SoCalREN | Refrigerated_Warehouse | IndoorLt | 16
SoCalREN | Misc._Commercial | New_AC-Ret | 13
SoCalREN | Large_Retail_Store | DayLt & Controls | 10
SoCalREN | Small_Office | Window_Tint-Ret | SYSTEM
SoCalREN | Misc._Commercial | New_AC-Ret | 14
SoCalREN | Restaurant | Perimter Lt Control | 9
SoCalREN | Restaurant | Perimter Lt Control | 10
SoCalREN | Large_Office | Window_Tint-Ret | 6
SoCalREN | Misc._Commercial | New_AC-Ret | 15
SoCalREN | Restaurant | Perimter Lt Control | 13
SoCalREN | Large_Office | Window_Tint-Ret | 8
SoCalREN | Restaurant | Perimter Lt Control | 14
SoCalREN | Misc._Commercial | New_AC-Ret | 16
SoCalREN | Restaurant | Perimter Lt Control | 15
SoCalREN | Large_Office | Window_Tint-Ret | 9
SoCalREN | K_thru_12_School | Outdoor Lt | All
SoCalREN | Restaurant | Perimter Lt Control | 16
SoCalREN | Restaurant | Perimter Lt Control | SYSTEM
SoCalREN | Large_Office | Window_Tint-Ret | 10
SoCalREN | Misc._Commercial | New_AC-Ret | SYSTEM
SoCalREN | Fast_Food_Restaurant | Perimter Lt Control | 6
SoCalREN | Large_Office | Window_Tint-Ret | 13
SoCalREN | Industrial | New_AC-Ret | 6
SoCalREN | Fast_Food_Restaurant | Perimter Lt Control | 8
SoCalREN | Large_Office | Window_Tint-Ret | 14
SoCalREN | Fast_Food_Restaurant | Perimter Lt Control | 9
SoCalREN | Refrigerated_Warehouse | IndoorLt | SYSTEM
SoCalREN | Large_Office | Window_Tint-Ret | 15
SoCalREN | Non-Refrig._Warehouse | IndoorLt | 6
SoCalREN | College_University | Roof_insul-Ret | 10
SoCalREN | Large_Office | Window_Tint-Ret | 16
SoCalREN | Fast_Food_Restaurant | Perimter Lt Control | 10
SoCalREN | College_University | Roof_insul-Ret | 13
SoCalREN | Refrigerated_Warehouse | Pool HtPmp | 14
SoCalREN | Large_Office | Window_Tint-Ret | SYSTEM
SoCalREN | Refrigerated_Warehouse | Pool HtPmp | 15
SoCalREN | Refrigerated_Warehouse | Pool HtPmp | 16
SoCalREN | College_University | Roof_insul-Ret | 14
SoCalREN | Small_Office | Reduce_Cooling_Load-Ret | 6
SoCalREN | Non-Refrig._Warehouse | IndoorLt | 8
SoCalREN | Non-Refrig._Warehouse | IndoorLt | 9
SoCalREN | College_University | IndoorLt | 9
SoCalREN | College_University | Roof_insul-Ret | 15
SoCalREN | Non-Refrig._Warehouse | IndoorLt | 10
SoCalREN | College_University | IndoorLt | 10
SoCalREN | Non-Refrig._Warehouse | IndoorLt | 13
SoCalREN | Non-Refrig._Warehouse | IndoorLt | 14
SoCalREN | College_University | Roof_insul-Ret | 16
SoCalREN | Non-Refrig._Warehouse | IndoorLt | 15
SoCalREN | College_University | IndoorLt | 13
SoCalREN | Non-Refrig._Warehouse | IndoorLt | 16
SoCalREN | Grocery_Store | Refrigeration | 14
SoCalREN | Grocery_Store | Refrigeration | 15
SoCalREN | College_University | IndoorLt | 14
SoCalREN | Refrigerated_Warehouse | Pool HtPmp | SYSTEM
SoCalREN | College_University | Roof_insul-Ret | SYSTEM
SoCalREN | College_University | IndoorLt | 15
SoCalREN | Non-Refrig._Warehouse | Pool HtPmp | 6
SoCalREN | Non-Refrig._Warehouse | Pool HtPmp | 8
SoCalREN | Hospital | Roof_insul-Ret | 6
SoCalREN | College_University | IndoorLt | 16
SoCalREN | Non-Refrig._Warehouse | Pool HtPmp | 9
SoCalREN | Grocery_Store | Refrigeration | 16
SoCalREN | Hospital | Roof_insul-Ret | 8
SoCalREN | College_University | IndoorLt | SYSTEM
SoCalREN | Non-Refrig._Warehouse | Pool HtPmp | 10
SoCalREN | Hospital | Roof_insul-Ret | 9
SoCalREN | Non-Refrig._Warehouse | Pool HtPmp | 13
SoCalREN | Hospital | IndoorLt | 6
SoCalREN | Non-Refrig._Warehouse | Pool HtPmp | 14
SoCalREN | Hospital | Roof_insul-Ret | 10
SoCalREN | Grocery_Store | Refrigeration | SYSTEM
SoCalREN | Hospital | IndoorLt | 8
SoCalREN | Misc._Commercial | DHW HtPmp | 14
SoCalREN | Hospital | Roof_insul-Ret | 13
SoCalREN | Small_Retail_Store | Reduce_Cooling_Load-Ret | 9
SoCalREN | Misc._Commercial | DHW HtPmp | 15
SoCalREN | Hospital | IndoorLt | 9
SoCalREN | Misc._Commercial | DHW HtPmp | 16
SoCalREN | Food_Store | Refrigeration | 6
SoCalREN | Hospital | IndoorLt | 10
SoCalREN | Misc._Commercial | DHW HtPmp | SYSTEM
SoCalREN | Industrial | DHW HtPmp | 6
SoCalREN | Industrial | DHW HtPmp | 8
SoCalREN | Industrial | DHW HtPmp | 9
SoCalREN | Industrial | DHW HtPmp | 10
SoCalREN | Industrial | DHW HtPmp | 13
SoCalREN | Industrial | DHW HtPmp | 14
SoCalREN | Industrial | DHW HtPmp | 15
SoCalREN | Industrial | DHW HtPmp | 16
SoCalREN | Industrial | DHW HtPmp | SYSTEM
SoCalREN | Small_Retail_Store | Reduce_Cooling_Load-Ret | 10
SoCalREN | Hospital | IndoorLt | 13
SoCalREN | Non-Refrig._Warehouse | Refrigeration | 16
SoCalREN | Small_Retail_Store | Reduce_Cooling_Load-Ret | 13
SoCalREN | Non-Refrig._Warehouse | Refrigeration | SYSTEM
SoCalREN | Small_Retail_Store | Reduce_Cooling_Load-Ret | 14
SoCalREN | Hotel_Motel | Refrigeration | 6
SoCalREN | Small_Retail_Store | Reduce_Cooling_Load-Ret | 15
SoCalREN | Hotel_Motel | Refrigeration | 8
SoCalREN | Small_Retail_Store | Reduce_Cooling_Load-Ret | 16
SoCalREN | Hotel_Motel | Refrigeration | 9
SoCalREN | Hotel_Motel | Refrigeration | 10
SoCalREN | Small_Retail_Store | Reduce_Cooling_Load-Ret | SYSTEM
SoCalREN | Hotel_Motel | Refrigeration | 13
SoCalREN | Food_Store | Refrigeration | 8
SoCalREN | Large_Retail_Store | Reduce_Cooling_Load-Ret | 6
SoCalREN | Hotel_Motel | Refrigeration | 14
SoCalREN | Food_Store | Refrigeration | 9
SoCalREN | Hotel_Motel | Refrigeration | 15
SoCalREN | Hotel_Motel | Refrigeration | 16
SoCalREN | Hotel_Motel | Refrigeration | SYSTEM
SoCalREN | Fast_Food_Restaurant | DayLt & Controls | 8
SoCalREN | Fast_Food_Restaurant | DayLt & Controls | 9
SoCalREN | Fast_Food_Restaurant | DayLt & Controls | 10
SoCalREN | Fast_Food_Restaurant | DayLt & Controls | 13
SoCalREN | Fast_Food_Restaurant | DayLt & Controls | 14
SoCalREN | Fast_Food_Restaurant | DayLt & Controls | 15
SoCalREN | Fast_Food_Restaurant | DayLt & Controls | 16
SoCalREN | Fast_Food_Restaurant | DayLt & Controls | SYSTEM
SoCalREN | Sit_Down_Restaurant | DayLt & Controls | 6
SoCalREN | Sit_Down_Restaurant | DayLt & Controls | 8
SoCalREN | Storage_Building | Perimter Lt Control | 14
SoCalREN | Storage_Building | Perimter Lt Control | 15
SoCalREN | Large_Retail_Store | Reduce_Cooling_Load-Ret | 8
SoCalREN | Storage_Building | Perimter Lt Control | 16
SoCalREN | Misc._Commercial | Outdoor Lt | 14
SoCalREN | Storage_Building | Perimter Lt Control | SYSTEM
SoCalREN | Misc._Commercial | Outdoor Lt | 15
SoCalREN | Refrigerated_Warehouse | Perimter Lt Control | 6
SoCalREN | Misc._Commercial | Outdoor Lt | 16
SoCalREN | Food_Store | Refrigeration | 10
SoCalREN | Misc._Commercial | Outdoor Lt | SYSTEM
SoCalREN | Refrigerated_Warehouse | Perimter Lt Control | 8
SoCalREN | Small_Office | Outdoor Lt | 6
SoCalREN | Refrigerated_Warehouse | Perimter Lt Control | 9
SoCalREN | Small_Office | Outdoor Lt | 8
SoCalREN | Refrigerated_Warehouse | Perimter Lt Control | 10
SoCalREN | Small_Office | Outdoor Lt | 9
SoCalREN | Small_Office | Outdoor Lt | 10
SoCalREN | Refrigerated_Warehouse | Perimter Lt Control | 13
SoCalREN | Small_Office | Outdoor Lt | 13
SoCalREN | K_thru_12_School | Pool HtPmp | 16
SoCalREN | Small_Office | Outdoor Lt | 14
SoCalREN | K_thru_12_School | Pool HtPmp | SYSTEM
SoCalREN | Food_Store | Refrigeration | 13
SoCalREN | Small_Office | Outdoor Lt | 15
SoCalREN | College_University | Pool HtPmp | 6
SoCalREN | Small_Office | Outdoor Lt | 16
SoCalREN | College_University | Pool HtPmp | 8
SoCalREN | Food_Store | Refrigeration | 14
SoCalREN | Storage_Building | Refrigeration | 14
SoCalREN | Storage_Building | Refrigeration | 15
SoCalREN | Hotel_Motel | Wall_insul-Ret | All
SoCalREN | College_University | Pool HtPmp | 9
SoCalREN | Storage_Building | Refrigeration | 16
SoCalREN | College_University | Pool HtPmp | 10
SoCalREN | Food_Store | Refrigeration | 15
SoCalREN | College_University | Pool HtPmp | 13
SoCalREN | Storage_Building | Refrigeration | SYSTEM
SoCalREN | Food_Store | Refrigeration | 16
SoCalREN | College_University | Pool HtPmp | 14
SoCalREN | Refrigerated_Warehouse | Refrigeration | 6
SoCalREN | Agricultural | Occupancy Sensor | SYSTEM
SoCalREN | College_University | Pool HtPmp | 15
SoCalREN | College_University | Pool HtPmp | 16
SoCalREN | Refrigerated_Warehouse | Refrigeration | 8
SoCalREN | Refrigerated_Warehouse | Refrigeration | 9
SoCalREN | Small_Office | DayLt & Controls | 6
SoCalREN | Refrigerated_Warehouse | Refrigeration | 10
SoCalREN | College_University | Pool HtPmp | SYSTEM
SoCalREN | Refrigerated_Warehouse | Refrigeration | 13
SoCalREN | Small_Office | DayLt & Controls | 8
SoCalREN | Residential | Heat_Pump-NC | 6
SoCalREN | Small_Office | DayLt & Controls | 9
SoCalREN | Residential | Heat_Pump-NC | 8
SoCalREN | Refrigerated_Warehouse | Refrigeration | 14
SoCalREN | Residential | Heat_Pump-NC | 9
SoCalREN | Residential | Heat_Pump-NC | 10
SoCalREN | Grocery_Store | DayLt & Controls | 15
SoCalREN | Residential | Heat_Pump-NC | 13
SoCalREN | Grocery_Store | DayLt & Controls | 16
SoCalREN | Small_Office | DayLt & Controls | 10
SoCalREN | Grocery_Store | DayLt & Controls | SYSTEM
SoCalREN | Residential | Heat_Pump-NC | 14
SoCalREN | Residential | Heat_Pump-NC | 15
SoCalREN | Food_Store | DayLt & Controls | 6
SoCalREN | Small_Office | DayLt & Controls | 13
SoCalREN | Food_Store | DayLt & Controls | 8
SoCalREN | Small_Office | DayLt & Controls | 14
SoCalREN | Residential | Heat_Pump-NC | 16
SoCalREN | Food_Store | DayLt & Controls | 9
SoCalREN | Residential | Heat_Pump-NC | SYSTEM
SoCalREN | Food_Store | DayLt & Controls | 10
SoCalREN | Residential | Refrig-RC | 6
SoCalREN | Food_Store | DayLt & Controls | 13
SoCalREN | Small_Office | DayLt & Controls | 15
SoCalREN | Residential | Refrig-RC | 8
SoCalREN | Residential | Refrig-RC | 9
SoCalREN | Food_Store | DayLt & Controls | 14
SoCalREN | Food_Store | DayLt & Controls | 15
SoCalREN | Food_Store | DayLt & Controls | 16
SoCalREN | Small_Office | DayLt & Controls | 16
SoCalREN | Medical_Clinic | Perimter Lt Control | SYSTEM
SoCalREN | Small_Office | DayLt & Controls | SYSTEM
SoCalREN | School | Perimter Lt Control | 6
SoCalREN | Large_Office | DayLt & Controls | 6
SoCalREN | School | Perimter Lt Control | 8
SoCalREN | School | Perimter Lt Control | 9
SoCalREN | School | Perimter Lt Control | 10
SoCalREN | Food_Store | Perimter Lt Control | 8
SoCalREN | School | Perimter Lt Control | 13
SoCalREN | School | Perimter Lt Control | 14
SoCalREN | Food_Store | Perimter Lt Control | 9
SoCalREN | School | Perimter Lt Control | 15
SoCalREN | Food_Store | Perimter Lt Control | 10
SoCalREN | School | Perimter Lt Control | 16
SoCalREN | School | Perimter Lt Control | SYSTEM
SoCalREN | K_thru_12_School | Perimter Lt Control | 6
SoCalREN | Agricultural | Pool HtPmp | 8
SoCalREN | Agricultural | Pool HtPmp | 9
SoCalREN | Agricultural | Pool HtPmp | 10
SoCalREN | Agricultural | Pool HtPmp | 13
SoCalREN | Food_Store | Perimter Lt Control | 13
SoCalREN | Agricultural | Pool HtPmp | 14
SoCalREN | Food_Store | Perimter Lt Control | 14
SoCalREN | Agricultural | Pool HtPmp | 15
SoCalREN | Agricultural | Pool HtPmp | 16
SoCalREN | Food_Store | Perimter Lt Control | 15
SoCalREN | Food_Store | Perimter Lt Control | 16
SoCalREN | Agricultural | Pool HtPmp | SYSTEM
SoCalREN | Food_Store | Perimter Lt Control | SYSTEM
SoCalREN | Hospital | Pool HtPmp | 6
SoCalREN | Hospital | Pool HtPmp | 8
SoCalREN | Hospital | Pool HtPmp | 9
SoCalREN | Hospital | Pool HtPmp | 10
SoCalREN | Hospital | Pool HtPmp | 13
SoCalREN | Restaurant | Perimter Lt Control | 6
SoCalREN | Restaurant | Perimter Lt Control | 8
SoCalREN | Residential | HorizAxisClothesWasher-RC | 9
SoCalREN | Medical_Clinic | Pool HtPmp | 6
SoCalREN | Medical_Clinic | Pool HtPmp | 8
SoCalREN | Medical_Clinic | Pool HtPmp | 9
SoCalREN | Residential | HorizAxisClothesWasher-RC | 10
SoCalREN | Residential | HorizAxisClothesWasher-RC | 13
SoCalREN | Residential | HorizAxisClothesWasher-RC | 14
SoCalREN | Residential | HorizAxisClothesWasher-RC | 15
SoCalREN | Medical_Clinic | Pool HtPmp | 10
SoCalREN | Residential | HorizAxisClothesWasher-RC | 16
SoCalREN | Medical_Clinic | Pool HtPmp | 13
SoCalREN | Residential | HorizAxisClothesWasher-RC | SYSTEM
SoCalREN | Residential | CFL-RC | 6
SoCalREN | Residential | CFL-RC | 8
SoCalREN | Residential | CFL-RC | 9
SoCalREN | Medical_Clinic | Pool HtPmp | 14
SoCalREN | Medical_Clinic | Pool HtPmp | 15
SoCalREN | Medical_Clinic | Pool HtPmp | 16
SoCalREN | Medical_Clinic | Pool HtPmp | SYSTEM
SoCalREN | School | Pool HtPmp | 6
SoCalREN | School | Pool HtPmp | 8
SoCalREN | School | Pool HtPmp | 9
SoCalREN | School | Pool HtPmp | 10
SoCalREN | Hospital | DHW HtPmp | 13
SoCalREN | Hospital | DHW HtPmp | 14
SoCalREN | Hospital | DHW HtPmp | 15
SoCalREN | Hospital | DHW HtPmp | 16
SoCalREN | Hospital | DHW HtPmp | SYSTEM
SoCalREN | Residential | AC-NC | 6
SoCalREN | Residential | AC-NC | 8
SoCalREN | Residential | AC-NC | 9
SoCalREN | Residential | AC-NC | 10
SoCalREN | Residential | AC-NC | 13
SoCalREN | Residential | AC-NC | 14
SoCalREN | Residential | AC-NC | 15
SoCalREN | Residential | AC-NC | 16
SoCalREN | Residential | AC-NC | SYSTEM
SoCalREN | Non_Res | DEER:HVAC_Chillers | 6
SoCalREN | Res | DEER:Refg_Chrg_Duct_Seal | 8
SoCalREN | Res | DEER:Refg_Chrg_Duct_Seal | 10
SoCalREN | Res | DEER:Refg_Chrg_Duct_Seal | 13
SoCalREN | Non_Res | DEER:HVAC_Chillers | 13
SoCalREN | Non_Res | DEER:HVAC_Chillers | 14
SoCalREN | Non_Res | DEER:HVAC_Chillers | 15
SoCalREN | Non_Res | DEER:HVAC_Chillers | SYSTEM
SoCalREN | Res | DEER:Refg_Chrg_Duct_Seal | 16
SoCalREN | Res | DEER:Refg_Chrg_Duct_Seal | 15
SoCalREN | Non_Res | DEER:HVAC_Split-Package_HP | 10
SoCalREN | Non_Res | DEER:HVAC_Split-Package_HP | 9
SoCalREN | Non_Res | DEER:HVAC_Split-Package_HP | 13
SoCalREN | Non_Res | DEER:HVAC_Chillers | 16
SoCalREN | Res | DEER:Refg_Chrg_Duct_Seal | SYSTEM
SoCalREN | Res | DEER:RefgFrzr_Recycling | 8
SoCalREN | Large_Office | Lo_Gain_Wndw-NC | 15
SoCalREN | Large_Office | Lo_Gain_Wndw-NC | 16
SoCalREN | Large_Office | Lo_Gain_Wndw-NC | SYSTEM
SoCalREN | School | Lo_Gain_Wndw-NC | 6
SoCalREN | School | Lo_Gain_Wndw-NC | 8
SoCalREN | School | Lo_Gain_Wndw-NC | 9
SoCalREN | School | Lo_Gain_Wndw-NC | 10
SoCalREN | School | Lo_Gain_Wndw-NC | 13
SoCalREN | School | Lo_Gain_Wndw-NC | 14
SoCalREN | School | Lo_Gain_Wndw-NC | 15
SoCalREN | School | Lo_Gain_Wndw-NC | 16
SoCalREN | School | Lo_Gain_Wndw-NC | SYSTEM
SoCalREN | Fast_Food_Restaurant | 65K-135K_Air_AC-NC | 16
SoCalREN | Fast_Food_Restaurant | 65K-135K_Air_AC-NC | SYSTEM
SoCalREN | Grocery_Store | 65K-135K_Air_AC-NC | 6
SoCalREN | Grocery_Store | 65K-135K_Air_AC-NC | 8
SoCalREN | Grocery_Store | 65K-135K_Air_AC-NC | 9
SoCalREN | Grocery_Store | 65K-135K_Air_AC-NC | 10
SoCalREN | Grocery_Store | 65K-135K_Air_AC-NC | 13
SoCalREN | Grocery_Store | 65K-135K_Air_AC-NC | 14
SoCalREN | Grocery_Store | 65K-135K_Air_AC-NC | 15
SoCalREN | Grocery_Store | 65K-135K_Air_AC-NC | 16
SoCalREN | Sit_Down_Restaurant | >135K_Wtr_AC-NC | 16
SoCalREN | Sit_Down_Restaurant | >135K_Wtr_AC-NC | SYSTEM
SoCalREN | Small_Office | >135K_Wtr_AC-NC | 6
SoCalREN | Small_Office | >135K_Wtr_AC-NC | 8
SoCalREN | Small_Office | >135K_Wtr_AC-NC | 9
SoCalREN | Small_Office | >135K_Wtr_AC-NC | 10
SoCalREN | Small_Office | >135K_Wtr_AC-NC | 13
SoCalREN | Small_Office | >135K_Wtr_AC-NC | 14
SoCalREN | Small_Office | >135K_Wtr_AC-NC | 15
SoCalREN | Small_Office | >135K_Wtr_AC-NC | 16
SoCalREN | Small_Office | >135K_Wtr_AC-NC | SYSTEM
SoCalREN | Large_Office | Economy_cycle-Ret | 13
SoCalREN | Large_Office | Economy_cycle-Ret | 14
SoCalREN | Large_Office | Economy_cycle-Ret | 15
SoCalREN | Large_Office | Economy_cycle-Ret | 16
SoCalREN | Large_Office | Economy_cycle-Ret | SYSTEM
SoCalREN | Restaurant | Economy_cycle-Ret | 6
SoCalREN | Restaurant | Economy_cycle-Ret | 8
SoCalREN | Restaurant | Economy_cycle-Ret | 9
SoCalREN | Restaurant | Economy_cycle-Ret | 10
SoCalREN | Restaurant | Economy_cycle-Ret | 13
SoCalREN | Restaurant | Economy_cycle-Ret | 14
SoCalREN | Industrial | New_AC-Ret | 8
SoCalREN | Industrial | New_AC-Ret | 9
SoCalREN | Industrial | New_AC-Ret | 10
SoCalREN | Industrial | New_AC-Ret | 13
SoCalREN | Industrial | New_AC-Ret | 14
SoCalREN | Industrial | New_AC-Ret | 15
SoCalREN | Industrial | New_AC-Ret | 16
SoCalREN | Industrial | New_AC-Ret | SYSTEM
SoCalREN | Agricultural | New_AC-Ret | 6
SoCalREN | Agricultural | New_AC-Ret | 8
SoCalREN | Agricultural | New_AC-Ret | 9
SoCalREN | Agricultural | New_AC-Ret | 10
SoCalREN | Agricultural | New_AC-Ret | 13
SoCalREN | Agricultural | Roof_insul-Ret | SYSTEM
SoCalREN | Small_Office | Wall_insul-Ret | 6
SoCalREN | Small_Office | Wall_insul-Ret | 8
SoCalREN | Small_Office | Wall_insul-Ret | 9
SoCalREN | Small_Office | Wall_insul-Ret | 10
SoCalREN | Small_Office | Wall_insul-Ret | 13
SoCalREN | Small_Office | Wall_insul-Ret | 14
SoCalREN | Small_Office | Wall_insul-Ret | 15
SoCalREN | Small_Office | Wall_insul-Ret | 16
SoCalREN | Small_Office | Wall_insul-Ret | SYSTEM
SoCalREN | Large_Office | Wall_insul-Ret | 6
SoCalREN | Agricultural | Reduce_Cooling_Load-Ret | 15
SoCalREN | Agricultural | Reduce_Cooling_Load-Ret | 16
SoCalREN | Agricultural | Reduce_Cooling_Load-Ret | SYSTEM
SoCalREN | Food_Store | Lower_Cond_temp-Ret | 6
SoCalREN | Food_Store | Lower_Cond_temp-Ret | 8
SoCalREN | Food_Store | Lower_Cond_temp-Ret | 9
SoCalREN | Food_Store | Lower_Cond_temp-Ret | 10
SoCalREN | Food_Store | Lower_Cond_temp-Ret | 13
SoCalREN | Food_Store | Lower_Cond_temp-Ret | 14
SoCalREN | Food_Store | Lower_Cond_temp-Ret | 15
SoCalREN | Food_Store | Lower_Cond_temp-Ret | 16
SoCalREN | Misc._Commercial | Commercial Whole Building | 9
SoCalREN | Misc._Commercial | Commercial Whole Building | 10
SoCalREN | Misc._Commercial | Commercial Whole Building | 13
SoCalREN | Misc._Commercial | Commercial Whole Building | 14
SoCalREN | Misc._Commercial | Commercial Whole Building | 15
SoCalREN | Misc._Commercial | Commercial Whole Building | 16
SoCalREN | Misc._Commercial | Commercial Whole Building | SYSTEM
SoCalREN | Agricultural | Ag & Water Pumping | 6
SoCalREN | Agricultural | Ag & Water Pumping | 8
SoCalREN | Agricultural | Ag & Water Pumping | 9
SoCalREN | Small_Office | Occupancy Sensor | 10
SoCalREN | Small_Office | Occupancy Sensor | 13
SoCalREN | Small_Office | Occupancy Sensor | 14
SoCalREN | Small_Office | Occupancy Sensor | 15
SoCalREN | Small_Office | Occupancy Sensor | 16
SoCalREN | Small_Office | Occupancy Sensor | SYSTEM
SoCalREN | Large_Office | Occupancy Sensor | 6
SoCalREN | Large_Office | Occupancy Sensor | 8
SoCalREN | Large_Office | Occupancy Sensor | 9
SoCalREN | Large_Office | Occupancy Sensor | 10
SoCalREN | Large_Office | Occupancy Sensor | 13
SoCalREN | K_thru_12_School | DayLt & Controls | 8
SoCalREN | K_thru_12_School | DayLt & Controls | 9
SoCalREN | K_thru_12_School | DayLt & Controls | 10
SoCalREN | K_thru_12_School | DayLt & Controls | 13
SoCalREN | K_thru_12_School | DayLt & Controls | 14
SoCalREN | K_thru_12_School | DayLt & Controls | 15
SoCalREN | K_thru_12_School | DayLt & Controls | 16
SoCalREN | K_thru_12_School | DayLt & Controls | SYSTEM
SoCalREN | College_University | DayLt & Controls | 6
SoCalREN | College_University | DayLt & Controls | 8
SoCalREN | College_University | DayLt & Controls | 9
SoCalREN | Industrial | Perimter Lt Control | 16
SoCalREN | Industrial | Perimter Lt Control | SYSTEM
SoCalREN | Agricultural | Perimter Lt Control | 6
SoCalREN | Agricultural | Perimter Lt Control | 8
SoCalREN | Agricultural | Perimter Lt Control | 9
SoCalREN | Agricultural | Perimter Lt Control | 10
SoCalREN | Agricultural | Perimter Lt Control | 13
SoCalREN | Agricultural | Perimter Lt Control | 14
SoCalREN | Agricultural | Perimter Lt Control | 15
SoCalREN | Agricultural | Perimter Lt Control | 16
SoCalREN | Fast_Food_Restaurant | DHW HtPmp | 16
SoCalREN | Fast_Food_Restaurant | DHW HtPmp | SYSTEM
SoCalREN | Sit_Down_Restaurant | DHW HtPmp | 6
SoCalREN | Sit_Down_Restaurant | DHW HtPmp | 8
SoCalREN | Sit_Down_Restaurant | DHW HtPmp | 9
SoCalREN | Sit_Down_Restaurant | DHW HtPmp | 10
SoCalREN | Sit_Down_Restaurant | DHW HtPmp | 13
SoCalREN | Sit_Down_Restaurant | DHW HtPmp | 14
SoCalREN | Sit_Down_Restaurant | DHW HtPmp | 15
SoCalREN | Sit_Down_Restaurant | DHW HtPmp | 16
SoCalREN | Sit_Down_Restaurant | DHW HtPmp | SYSTEM
SoCalREN | Large_Office | New_AC-Ret | All
SoCalREN | Large_Office | Roof_insul-Ret | All
SoCalREN | Large_Retail_Store | Roof_insul-Ret | All
SoCalREN | Restaurant | New_AC-Ret | All
SoCalREN | Refrigerated_Warehouse | New_AC-Ret | All
SoCalREN | Agricultural | New_HtPmp-Ret | All
SoCalREN | Small_Retail_Store | Roof_insul-Ret | All
SoCalREN | Food_Store | New_AC-Ret | All
SoCalREN | Small_Retail_Store | New_AC-Ret | All
SoCalREN | Large_Retail_Store | New_AC-Ret | All
SoCalREN | Non-Refrig._Warehouse | New_AC-Ret | All
SoCalREN | Food_Store | Roof_insul-Ret | All
MCE | COMMERCIAL | 3 = Commercial HVAC | 3B
MCE | Residential | 42 = Res. Dir. Assist. Weatherization | 5
MCE | Res_New_Construction | 34 = Res. Insul. Elect. Heat | 4
MCE | COMMERCIAL | 3 = Commercial HVAC | 4
MCE | Res | DEER:Indoor_CFL_Ltg | 1
MCE | Residential | 42 = Res. Dir. Assist. Weatherization | 11
MCE | Res | DEER:Indoor_CFL_Ltg | 2
MCE | Residential | 24 = Res. Refrigeration | 1
MCE | Res_New_Construction | 34 = Res. Insul. Elect. Heat | 5
MCE | COMMERCIAL | 3 = Commercial HVAC | 5
MCE | Res | DEER:Indoor_CFL_Ltg | 3A
MCE | Residential | 42 = Res. Dir. Assist. Weatherization | 12
MCE | Residential | 24 = Res. Refrigeration | 2
MCE | COMMERCIAL | 3 = Commercial HVAC | 11
MCE | Res | DEER:Indoor_CFL_Ltg | 3B
MCE | Res_New_Construction | 34 = Res. Insul. Elect. Heat | 11
MCE | Residential | 24 = Res. Refrigeration | 3A
MCE | Residential | 42 = Res. Dir. Assist. Weatherization | 13
MCE | COMMERCIAL | 3 = Commercial HVAC | 12
MCE | Res | DEER:Indoor_CFL_Ltg | 4
MCE | Res_New_Construction | 34 = Res. Insul. Elect. Heat | 12
MCE | COMMERCIAL | 3 = Commercial HVAC | 13
MCE | Residential | 24 = Res. Refrigeration | 3B
MCE | Res | DEER:Indoor_CFL_Ltg | 5
MCE | Residential | 42 = Res. Dir. Assist. Weatherization | 16
MCE | Res | DEER:Indoor_CFL_Ltg | 11
MCE | Res_New_Construction | 34 = Res. Insul. Elect. Heat | 13
MCE | COMMERCIAL | 3 = Commercial HVAC | 16
MCE | Res | DEER:Indoor_CFL_Ltg | 12
MCE | Residential | 42 = Res. Dir. Assist. Weatherization | SYSTEM
MCE | COMMERCIAL | 3 = Commercial HVAC | SYSTEM
MCE | Res_New_Construction | 34 = Res. Insul. Elect. Heat | 16
MCE | Residential | 24 = Res. Refrigeration | 4
MCE | COMMERCIAL | 4 = Commercial Refrigeration | 1
MCE | Residential | 43 = Res. Dir. Assist. Refrigeration | 1
MCE | Res | DEER:Indoor_CFL_Ltg | 13
MCE | Res_New_Construction | 34 = Res. Insul. Elect. Heat | SYSTEM
MCE | Residential | 24 = Res. Refrigeration | 5
MCE | Res | DEER:Indoor_CFL_Ltg | 16
MCE | COMMERCIAL | 4 = Commercial Refrigeration | 2
MCE | Residential | 43 = Res. Dir. Assist. Refrigeration | 2
MCE | Residential | 24 = Res. Refrigeration | 11
MCE | Res | DEER:Indoor_CFL_Ltg | SYSTEM
MCE | Res_New_Construction | 35 = Res. Ceil. Insul. HP Cooling | 1
MCE | COMMERCIAL | 4 = Commercial Refrigeration | 3A
MCE | Residential | 43 = Res. Dir. Assist. Refrigeration | 3A
MCE | Res | DEER:RefgFrzr_HighEff | 1
MCE | Residential | 24 = Res. Refrigeration | 12
MCE | Res | DEER:RefgFrzr_HighEff | 2
MCE | COMMERCIAL | 4 = Commercial Refrigeration | 3B
MCE | Res_New_Construction | 35 = Res. Ceil. Insul. HP Cooling | 2
MCE | Residential | 43 = Res. Dir. Assist. Refrigeration | 3B
MCE | Residential | 24 = Res. Refrigeration | 13
MCE | COMMERCIAL | 4 = Commercial Refrigeration | 4
MCE | Res | DEER:RefgFrzr_HighEff | 3A
MCE | Res_New_Construction | 35 = Res. Ceil. Insul. HP Cooling | 3A
MCE | Residential | 43 = Res. Dir. Assist. Refrigeration | 4
MCE | Res | DEER:RefgFrzr_HighEff | 3B
MCE | Residential | 24 = Res. Refrigeration | 16
MCE | COMMERCIAL | 4 = Commercial Refrigeration | 5
MCE | Res | DEER:RefgFrzr_HighEff | 4
MCE | Residential | 43 = Res. Dir. Assist. Refrigeration | 5
MCE | Res_New_Construction | 35 = Res. Ceil. Insul. HP Cooling | 3B
MCE | COMMERCIAL | 4 = Commercial Refrigeration | 11
MCE | Residential | 24 = Res. Refrigeration | SYSTEM
MCE | Res | DEER:RefgFrzr_HighEff | 5
MCE | Residential | 43 = Res. Dir. Assist. Refrigeration | 11
MCE | Res_New_Construction | 35 = Res. Ceil. Insul. HP Cooling | 4
MCE | Residential | 25 = Res. Lighting | 1
MCE | COMMERCIAL | 4 = Commercial Refrigeration | 12
MCE | Res_New_Construction | 35 = Res. Ceil. Insul. HP Cooling | 5
MCE | Residential | 43 = Res. Dir. Assist. Refrigeration | 12
MCE | Residential | 25 = Res. Lighting | 2
MCE | Res | DEER:RefgFrzr_HighEff | 11
MCE | COMMERCIAL | 4 = Commercial Refrigeration | 13
MCE | Residential | 25 = Res. Lighting | 3A
MCE | Residential | 43 = Res. Dir. Assist. Refrigeration | 13
MCE | Res | DEER:RefgFrzr_HighEff | 12
MCE | Res_New_Construction | 35 = Res. Ceil. Insul. HP Cooling | 11
MCE | Res | DEER:RefgFrzr_HighEff | 13
MCE | Residential | 25 = Res. Lighting | 3B
MCE | COMMERCIAL | 4 = Commercial Refrigeration | 16
MCE | Residential | 43 = Res. Dir. Assist. Refrigeration | 16
MCE | Res | DEER:RefgFrzr_HighEff | 16
MCE | Residential | 25 = Res. Lighting | 4
MCE | Res_New_Construction | 35 = Res. Ceil. Insul. HP Cooling | 12
MCE | COMMERCIAL | 4 = Commercial Refrigeration | SYSTEM
MCE | Residential | 43 = Res. Dir. Assist. Refrigeration | SYSTEM
MCE | Res | DEER:RefgFrzr_HighEff | SYSTEM
MCE | Residential | 25 = Res. Lighting | 5
MCE | Res_New_Construction | 35 = Res. Ceil. Insul. HP Cooling | 13
MCE | Res | DEER:RefgFrzr_Recyc-Conditioned | 1
MCE | Residential | 44 = Res. Dir. Assist. Lighting | 1
MCE | COMMERCIAL | 5 = Commercial Food Service | 1
MCE | Residential | 25 = Res. Lighting | 11
MCE | Residential | 44 = Res. Dir. Assist. Lighting | 2
MCE | Res | DEER:RefgFrzr_Recyc-Conditioned | 2
MCE | Res_New_Construction | 35 = Res. Ceil. Insul. HP Cooling | 16
MCE | COMMERCIAL | 5 = Commercial Food Service | 2
MCE | Residential | 25 = Res. Lighting | 12
MCE | Residential | 44 = Res. Dir. Assist. Lighting | 3A
MCE | Res | DEER:RefgFrzr_Recyc-Conditioned | 3A
MCE | Res_New_Construction | 35 = Res. Ceil. Insul. HP Cooling | SYSTEM
MCE | Residential | 25 = Res. Lighting | 13
MCE | COMMERCIAL | 5 = Commercial Food Service | 3A
MCE | Res | DEER:RefgFrzr_Recyc-Conditioned | 3B
MCE | Residential | 44 = Res. Dir. Assist. Lighting | 3B
MCE | Residential | 25 = Res. Lighting | 16
MCE | Res_New_Construction | 36 = Res. Ceil. Insul. HP Heating | 1
MCE | Res | DEER:RefgFrzr_Recyc-Conditioned | 4
MCE | COMMERCIAL | 5 = Commercial Food Service | 3B
MCE | Residential | 44 = Res. Dir. Assist. Lighting | 4
MCE | Res | DEER:RefgFrzr_Recyc-Conditioned | 5
MCE | Residential | 25 = Res. Lighting | SYSTEM
MCE | Res_New_Construction | 36 = Res. Ceil. Insul. HP Heating | 2
MCE | Residential | 44 = Res. Dir. Assist. Lighting | 5
MCE | COMMERCIAL | 5 = Commercial Food Service | 4
MCE | Res | DEER:RefgFrzr_Recyc-Conditioned | 11
MCE | Res_New_Construction | 36 = Res. Ceil. Insul. HP Heating | 3A
MCE | Residential | 44 = Res. Dir. Assist. Lighting | 11
MCE | Res | DEER:RefgFrzr_Recyc-Conditioned | 12
MCE | COMMERCIAL | 5 = Commercial Food Service | 5
MCE | Residential | 26 = Res. Central Air Conditioning | 1
MCE | Residential | 44 = Res. Dir. Assist. Lighting | 12
MCE | Res | DEER:RefgFrzr_Recyc-Conditioned | 13
MCE | COMMERCIAL | 5 = Commercial Food Service | 11
MCE | Residential | 26 = Res. Central Air Conditioning | 2
MCE | Res_New_Construction | 36 = Res. Ceil. Insul. HP Heating | 3B
MCE | Residential | 44 = Res. Dir. Assist. Lighting | 13
MCE | Res | DEER:RefgFrzr_Recyc-Conditioned | 16
MCE | COMMERCIAL | 5 = Commercial Food Service | 12
MCE | Residential | 26 = Res. Central Air Conditioning | 3A
MCE | Residential | 44 = Res. Dir. Assist. Lighting | 16
MCE | Res | DEER:RefgFrzr_Recyc-Conditioned | SYSTEM
MCE | Res_New_Construction | 36 = Res. Ceil. Insul. HP Heating | 4
MCE | Res | DEER:RefgFrzr_Recyc-UnConditioned | 1
MCE | COMMERCIAL | 5 = Commercial Food Service | 13
MCE | Residential | 44 = Res. Dir. Assist. Lighting | SYSTEM
MCE | Residential | 26 = Res. Central Air Conditioning | 3B
MCE | Res_New_Construction | 36 = Res. Ceil. Insul. HP Heating | 5
MCE | Res | DEER:RefgFrzr_Recyc-UnConditioned | 2
MCE | Residential | 26 = Res. Central Air Conditioning | 4
MCE | Res | DEER:RefgFrzr_Recyc-UnConditioned | 3A
MCE | Residential | 45 = Res. Dir. Assist. Evap. Cooler | 1
MCE | Res_New_Construction | 36 = Res. Ceil. Insul. HP Heating | 11
MCE | Res | DEER:RefgFrzr_Recyc-UnConditioned | 3B
MCE | Residential | 45 = Res. Dir. Assist. Evap. Cooler | 2
MCE | COMMERCIAL | 5 = Commercial Food Service | 16
MCE | Res_New_Construction | 36 = Res. Ceil. Insul. HP Heating | 12
MCE | Res | DEER:RefgFrzr_Recyc-UnConditioned | 4
MCE | Residential | 45 = Res. Dir. Assist. Evap. Cooler | 3A
MCE | Res | DEER:RefgFrzr_Recyc-UnConditioned | 5
MCE | Residential | 26 = Res. Central Air Conditioning | 5
MCE | COMMERCIAL | 5 = Commercial Food Service | SYSTEM
MCE | Res_New_Construction | 36 = Res. Ceil. Insul. HP Heating | 13
MCE | Res | DEER:RefgFrzr_Recyc-UnConditioned | 11
MCE | Residential | 45 = Res. Dir. Assist. Evap. Cooler | 3B
MCE | COMMERCIAL | 6 = Commercial Motors | 1
MCE | Residential | 26 = Res. Central Air Conditioning | 11
MCE | Res | DEER:RefgFrzr_Recyc-UnConditioned | 12
MCE | Res_New_Construction | 36 = Res. Ceil. Insul. HP Heating | 16
MCE | Residential | 26 = Res. Central Air Conditioning | 12
MCE | Res | DEER:RefgFrzr_Recyc-UnConditioned | 13
MCE | COMMERCIAL | 6 = Commercial Motors | 2
MCE | Residential | 26 = Res. Central Air Conditioning | 13
MCE | Residential | 45 = Res. Dir. Assist. Evap. Cooler | 4
MCE | COMMERCIAL | 6 = Commercial Motors | 3A
MCE | Res | DEER:RefgFrzr_Recyc-UnConditioned | 16
MCE | COMMERCIAL | 6 = Commercial Motors | 3B
MCE | Residential | 45 = Res. Dir. Assist. Evap. Cooler | 5
MCE | Res | DEER:RefgFrzr_Recyc-UnConditioned | SYSTEM
MCE | Res_New_Construction | 36 = Res. Ceil. Insul. HP Heating | SYSTEM
MCE | COMMERCIAL | 6 = Commercial Motors | 4
MCE | Residential | 26 = Res. Central Air Conditioning | 16
MCE | Res | DEER:HVAC_Eff_AC | 1
MCE | COMMERCIAL | 6 = Commercial Motors | 5
MCE | Residential | 26 = Res. Central Air Conditioning | SYSTEM
MCE | COMMERCIAL | 6 = Commercial Motors | 11
MCE | Residential | 28 = Res. New Const. Lighting | 1
MCE | Res | DEER:HVAC_Eff_AC | 2
MCE | Residential | 45 = Res. Dir. Assist. Evap. Cooler | 11
MCE | COMMERCIAL | 6 = Commercial Motors | 12
MCE | Res | DEER:HVAC_Eff_AC | 3A
MCE | Res_New_Construction | 37 = Res. Wall Insul. HP Cooling | 1
MCE | Residential | 28 = Res. New Const. Lighting | 2
MCE | COMMERCIAL | 6 = Commercial Motors | 13
MCE | Residential | 45 = Res. Dir. Assist. Evap. Cooler | 12
MCE | Res | DEER:HVAC_Eff_AC | 3B
MCE | Residential | 28 = Res. New Const. Lighting | 3A
MCE | Res_New_Construction | 37 = Res. Wall Insul. HP Cooling | 2
MCE | Res | DEER:HVAC_Eff_AC | 4
MCE | COMMERCIAL | 6 = Commercial Motors | 16
MCE | Residential | 45 = Res. Dir. Assist. Evap. Cooler | 13
MCE | Res | DEER:HVAC_Eff_AC | 5
MCE | Residential | 28 = Res. New Const. Lighting | 3B
MCE | COMMERCIAL | 6 = Commercial Motors | SYSTEM
MCE | Res_New_Construction | 37 = Res. Wall Insul. HP Cooling | 3A
MCE | Residential | 45 = Res. Dir. Assist. Evap. Cooler | 16
MCE | Res | DEER:HVAC_Eff_AC | 11
MCE | COMMERCIAL | 7 = Commercial Process | 1
MCE | Residential | 28 = Res. New Const. Lighting | 4
MCE | Residential | 45 = Res. Dir. Assist. Evap. Cooler | SYSTEM
MCE | Res_New_Construction | 37 = Res. Wall Insul. HP Cooling | 3B
MCE | Res | DEER:HVAC_Eff_AC | 12
MCE | COMMERCIAL | 7 = Commercial Process | 2
MCE | Res_New_Construction | 21 = Res. Wtr. Heating | 1
MCE | Res_New_Construction | 37 = Res. Wall Insul. HP Cooling | 4
MCE | Residential | 28 = Res. New Const. Lighting | 5
MCE | COMMERCIAL | 7 = Commercial Process | 3A
MCE | Residential | 28 = Res. New Const. Lighting | 11
MCE | Res_New_Construction | 21 = Res. Wtr. Heating | 2
MCE | Res_New_Construction | 37 = Res. Wall Insul. HP Cooling | 5
MCE | COMMERCIAL | 7 = Commercial Process | 3B
MCE | Res | DEER:HVAC_Eff_AC | 13
MCE | Res_New_Construction | 21 = Res. Wtr. Heating | 3A
MCE | COMMERCIAL | 7 = Commercial Process | 4
MCE | Residential | 28 = Res. New Const. Lighting | 12
MCE | Res_New_Construction | 37 = Res. Wall Insul. HP Cooling | 11
MCE | Res | DEER:HVAC_Eff_AC | 16
MCE | Res_New_Construction | 21 = Res. Wtr. Heating | 3B
MCE | COMMERCIAL | 7 = Commercial Process | 5
MCE | Residential | 28 = Res. New Const. Lighting | 13
MCE | Res_New_Construction | 37 = Res. Wall Insul. HP Cooling | 12
MCE | Res | DEER:HVAC_Eff_AC | SYSTEM
MCE | COMMERCIAL | 7 = Commercial Process | 11
MCE | Res_New_Construction | 21 = Res. Wtr. Heating | 4
MCE | Res | DEER:HVAC_Eff_HP | 1
MCE | Residential | 28 = Res. New Const. Lighting | 16
MCE | COMMERCIAL | 7 = Commercial Process | 12
MCE | Res | DEER:HVAC_Eff_HP | 2
MCE | Res_New_Construction | 21 = Res. Wtr. Heating | 5
MCE | Res_New_Construction | 37 = Res. Wall Insul. HP Cooling | 13
MCE | Res | DEER:HVAC_Eff_HP | 3A
MCE | Res_New_Construction | 21 = Res. Wtr. Heating | 11
MCE | Residential | 28 = Res. New Const. Lighting | SYSTEM
MCE | COMMERCIAL | 7 = Commercial Process | 13
MCE | Res | DEER:HVAC_Eff_HP | 3B
MCE | Residential | 29 = Res. New Const. Cooling | 1
MCE | Res | DEER:HVAC_Eff_HP | 4
MCE | Res_New_Construction | 37 = Res. Wall Insul. HP Cooling | 16
MCE | COMMERCIAL | 7 = Commercial Process | 16
MCE | Res_New_Construction | 21 = Res. Wtr. Heating | 12
MCE | COMMERCIAL | 7 = Commercial Process | SYSTEM
MCE | Res | DEER:HVAC_Eff_HP | 5
MCE | Res_New_Construction | 37 = Res. Wall Insul. HP Cooling | SYSTEM
MCE | Residential | 29 = Res. New Const. Cooling | 2
MCE | Res | DEER:HVAC_Eff_HP | 11
MCE | Res_New_Construction | 21 = Res. Wtr. Heating | 13
MCE | INDUSTRIAL | 8 = Industrial Indoor Lighting | 1
MCE | Res | DEER:HVAC_Eff_HP | 12
MCE | Residential | 29 = Res. New Const. Cooling | 3A
MCE | Res_New_Construction | 38 = Res. Wall Insul. HP Heating | 1
MCE | INDUSTRIAL | 8 = Industrial Indoor Lighting | 2
MCE | Res_New_Construction | 21 = Res. Wtr. Heating | 16
MCE | Res_New_Construction | 38 = Res. Wall Insul. HP Heating | 2
MCE | Residential | 29 = Res. New Const. Cooling | 3B
MCE | Res | DEER:HVAC_Eff_HP | 13
MCE | INDUSTRIAL | 8 = Industrial Indoor Lighting | 3A
MCE | Res_New_Construction | 21 = Res. Wtr. Heating | SYSTEM
MCE | Res_New_Construction | 38 = Res. Wall Insul. HP Heating | 3A
MCE | Residential | 29 = Res. New Const. Cooling | 4
MCE | INDUSTRIAL | 8 = Industrial Indoor Lighting | 3B
MCE | Res | DEER:HVAC_Eff_HP | 16
MCE | Res_New_Construction | 22 = Res. Ht. Pump Cooling | 1
MCE | Residential | 29 = Res. New Const. Cooling | 5
MCE | Res_New_Construction | 38 = Res. Wall Insul. HP Heating | 3B
MCE | INDUSTRIAL | 8 = Industrial Indoor Lighting | 4
MCE | Res | DEER:HVAC_Eff_HP | SYSTEM
MCE | Residential | 29 = Res. New Const. Cooling | 11
MCE | Res | DEER:HVAC_Duct_Sealing | 1
MCE | Res_New_Construction | 22 = Res. Ht. Pump Cooling | 2
MCE | Res_New_Construction | 38 = Res. Wall Insul. HP Heating | 4
MCE | INDUSTRIAL | 8 = Industrial Indoor Lighting | 5
MCE | Residential | 29 = Res. New Const. Cooling | 12
MCE | Res_New_Construction | 22 = Res. Ht. Pump Cooling | 3A
MCE | Res_New_Construction | 38 = Res. Wall Insul. HP Heating | 5
MCE | INDUSTRIAL | 8 = Industrial Indoor Lighting | 11
MCE | Res | DEER:HVAC_Duct_Sealing | 2
MCE | Residential | 29 = Res. New Const. Cooling | 13
MCE | INDUSTRIAL | 8 = Industrial Indoor Lighting | 12
MCE | Res | DEER:HVAC_Duct_Sealing | 3A
MCE | Res_New_Construction | 38 = Res. Wall Insul. HP Heating | 11
MCE | Res_New_Construction | 22 = Res. Ht. Pump Cooling | 3B
MCE | INDUSTRIAL | 8 = Industrial Indoor Lighting | 13
MCE | Res | DEER:HVAC_Duct_Sealing | 3B
MCE | Res_New_Construction | 38 = Res. Wall Insul. HP Heating | 12
MCE | Res | DEER:HVAC_Duct_Sealing | 4
MCE | Res_New_Construction | 38 = Res. Wall Insul. HP Heating | 13
MCE | INDUSTRIAL | 8 = Industrial Indoor Lighting | 16
MCE | Res | DEER:HVAC_Duct_Sealing | 5
MCE | Res_New_Construction | 22 = Res. Ht. Pump Cooling | 4
MCE | Residential | 29 = Res. New Const. Cooling | 16
MCE | Res | DEER:HVAC_Duct_Sealing | 11
MCE | Res_New_Construction | 38 = Res. Wall Insul. HP Heating | 16
MCE | INDUSTRIAL | 8 = Industrial Indoor Lighting | SYSTEM
MCE | Res | DEER:HVAC_Duct_Sealing | 12
MCE | Residential | 29 = Res. New Const. Cooling | SYSTEM
MCE | Res_New_Construction | 38 = Res. Wall Insul. HP Heating | SYSTEM
MCE | Res_New_Construction | 22 = Res. Ht. Pump Cooling | 5
MCE | INDUSTRIAL | 9 = Industrial Outdoor Lighting | 1
MCE | Res | DEER:HVAC_Duct_Sealing | 13
MCE | Residential | 31 = Res. Cooking | 1
MCE | INDUSTRIAL | 9 = Industrial Outdoor Lighting | 2
MCE | Res_New_Construction | 39 = Res. Flr. Insul. HP Cooling | 1
MCE | Res | DEER:HVAC_Duct_Sealing | 16
MCE | Residential | 31 = Res. Cooking | 2
MCE | Res | DEER:HVAC_Duct_Sealing | SYSTEM
MCE | INDUSTRIAL | 9 = Industrial Outdoor Lighting | 3A
MCE | Res_New_Construction | 39 = Res. Flr. Insul. HP Cooling | 2
MCE | Res_New_Construction | 22 = Res. Ht. Pump Cooling | 11
MCE | Residential | 31 = Res. Cooking | 3A
MCE | Res | DEER:HVAC_Refrig_Charge | 1
MCE | INDUSTRIAL | 9 = Industrial Outdoor Lighting | 3B
MCE | Res_New_Construction | 39 = Res. Flr. Insul. HP Cooling | 3A
MCE | Residential | 31 = Res. Cooking | 3B
MCE | Res_New_Construction | 22 = Res. Ht. Pump Cooling | 12
MCE | INDUSTRIAL | 9 = Industrial Outdoor Lighting | 4
MCE | Residential | 31 = Res. Cooking | 4
MCE | Res | DEER:HVAC_Refrig_Charge | 2
MCE | Res_New_Construction | 39 = Res. Flr. Insul. HP Cooling | 3B
MCE | Res_New_Construction | 22 = Res. Ht. Pump Cooling | 13
MCE | INDUSTRIAL | 9 = Industrial Outdoor Lighting | 5
MCE | Res | DEER:HVAC_Refrig_Charge | 3A
MCE | Residential | 31 = Res. Cooking | 5
MCE | Res_New_Construction | 39 = Res. Flr. Insul. HP Cooling | 4
MCE | Res | DEER:HVAC_Refrig_Charge | 3B
MCE | Residential | 31 = Res. Cooking | 11
MCE | Res_New_Construction | 22 = Res. Ht. Pump Cooling | 16
MCE | INDUSTRIAL | 9 = Industrial Outdoor Lighting | 11
MCE | Res_New_Construction | 39 = Res. Flr. Insul. HP Cooling | 5
MCE | Res | DEER:HVAC_Refrig_Charge | 4
MCE | INDUSTRIAL | 9 = Industrial Outdoor Lighting | 12
MCE | Residential | 31 = Res. Cooking | 12
MCE | Res_New_Construction | 22 = Res. Ht. Pump Cooling | SYSTEM
MCE | Residential | 31 = Res. Cooking | 13
MCE | INDUSTRIAL | 9 = Industrial Outdoor Lighting | 13
MCE | Res_New_Construction | 39 = Res. Flr. Insul. HP Cooling | 11
MCE | Res_New_Construction | 23 = Res. Ele. & Ht. Pump Heating | 1
MCE | Res | DEER:HVAC_Refrig_Charge | 5
MCE | Residential | 31 = Res. Cooking | 16
MCE | Res_New_Construction | 39 = Res. Flr. Insul. HP Cooling | 12
MCE | INDUSTRIAL | 9 = Industrial Outdoor Lighting | 16
MCE | Res_New_Construction | 23 = Res. Ele. & Ht. Pump Heating | 2
MCE | Residential | 31 = Res. Cooking | SYSTEM
MCE | Res | DEER:HVAC_Refrig_Charge | 11
MCE | Res_New_Construction | 39 = Res. Flr. Insul. HP Cooling | 13
MCE | INDUSTRIAL | 9 = Industrial Outdoor Lighting | SYSTEM
MCE | Res_New_Construction | 23 = Res. Ele. & Ht. Pump Heating | 3A
MCE | Residential | 32 = Res. Clothes Dry | 1
MCE | Res | DEER:HVAC_Refrig_Charge | 12
MCE | Res_New_Construction | 39 = Res. Flr. Insul. HP Cooling | 16
MCE | INDUSTRIAL | 10 = Industrial HVAC | 1
MCE | Residential | 32 = Res. Clothes Dry | 2
MCE | Res_New_Construction | 23 = Res. Ele. & Ht. Pump Heating | 3B
MCE | INDUSTRIAL | 10 = Industrial HVAC | 2
MCE | Residential | 32 = Res. Clothes Dry | 3A
MCE | Res_New_Construction | 39 = Res. Flr. Insul. HP Cooling | SYSTEM
MCE | Res_New_Construction | 23 = Res. Ele. & Ht. Pump Heating | 4
MCE | Res | DEER:HVAC_Refrig_Charge | 13
MCE | INDUSTRIAL | 10 = Industrial HVAC | 3A
MCE | Residential | 32 = Res. Clothes Dry | 3B
MCE | Res_New_Construction | 40 = Res. Flr. Insul. HP Heating | 1
MCE | Res_New_Construction | 23 = Res. Ele. & Ht. Pump Heating | 5
MCE | INDUSTRIAL | 10 = Industrial HVAC | 3B
MCE | Residential | 32 = Res. Clothes Dry | 4
MCE | Res_New_Construction | 40 = Res. Flr. Insul. HP Heating | 2
MCE | INDUSTRIAL | 10 = Industrial HVAC | 4
MCE | Res_New_Construction | 23 = Res. Ele. & Ht. Pump Heating | 11
MCE | Residential | 32 = Res. Clothes Dry | 5
MCE | INDUSTRIAL | 10 = Industrial HVAC | 5
MCE | Res | DEER:HVAC_Refrig_Charge | 16
MCE | Res_New_Construction | 40 = Res. Flr. Insul. HP Heating | 3A
MCE | Residential | 32 = Res. Clothes Dry | 11
MCE | Res_New_Construction | 23 = Res. Ele. & Ht. Pump Heating | 12
MCE | INDUSTRIAL | 10 = Industrial HVAC | 11
MCE | Residential | 32 = Res. Clothes Dry | 12
MCE | Res | DEER:HVAC_Refrig_Charge | SYSTEM
MCE | Res_New_Construction | 23 = Res. Ele. & Ht. Pump Heating | 13
MCE | Res_New_Construction | 40 = Res. Flr. Insul. HP Heating | 3B
MCE | INDUSTRIAL | 10 = Industrial HVAC | 12
MCE | Residential | 32 = Res. Clothes Dry | 13
MCE | INDUSTRIAL | 10 = Industrial HVAC | 13
MCE | Res_New_Construction | 23 = Res. Ele. & Ht. Pump Heating | 16
MCE | Res_New_Construction | 40 = Res. Flr. Insul. HP Heating | 4
MCE | Res | DEER:Refg_Chrg_Duct_Seal | 1
MCE | INDUSTRIAL | 10 = Industrial HVAC | 16
MCE | Residential | 32 = Res. Clothes Dry | 16
MCE | Res_New_Construction | 40 = Res. Flr. Insul. HP Heating | 5
MCE | Res_New_Construction | 23 = Res. Ele. & Ht. Pump Heating | SYSTEM
MCE | INDUSTRIAL | 10 = Industrial HVAC | SYSTEM
MCE | Residential | 32 = Res. Clothes Dry | SYSTEM
MCE | Res | DEER:Refg_Chrg_Duct_Seal | 2
MCE | Res_New_Construction | 24 = Res. Refrigeration | 1
MCE | Res | DEER:Refg_Chrg_Duct_Seal | 3A
MCE | Res_New_Construction | 40 = Res. Flr. Insul. HP Heating | 11
MCE | Residential | 33 = Res. Insul. Cen. A/C | 1
MCE | INDUSTRIAL | 11 = Industrial Process | 1
MCE | Res_New_Construction | 24 = Res. Refrigeration | 2
MCE | Res | DEER:Refg_Chrg_Duct_Seal | 3B
MCE | Res_New_Construction | 40 = Res. Flr. Insul. HP Heating | 12
MCE | Res | DEER:Refg_Chrg_Duct_Seal | 4
MCE | Res_New_Construction | 24 = Res. Refrigeration | 3A
MCE | Residential | 33 = Res. Insul. Cen. A/C | 2
MCE | Res_New_Construction | 40 = Res. Flr. Insul. HP Heating | 13
MCE | INDUSTRIAL | 11 = Industrial Process | 2
MCE | Res | DEER:Refg_Chrg_Duct_Seal | 5
MCE | Residential | 33 = Res. Insul. Cen. A/C | 3A
MCE | Res_New_Construction | 24 = Res. Refrigeration | 3B
MCE | Res | DEER:Refg_Chrg_Duct_Seal | 11
MCE | Res_New_Construction | 40 = Res. Flr. Insul. HP Heating | 16
MCE | INDUSTRIAL | 11 = Industrial Process | 3A
MCE | Residential | 33 = Res. Insul. Cen. A/C | 3B
MCE | Res_New_Construction | 24 = Res. Refrigeration | 4
MCE | Res_New_Construction | 40 = Res. Flr. Insul. HP Heating | SYSTEM
MCE | INDUSTRIAL | 11 = Industrial Process | 3B
MCE | Res | DEER:Refg_Chrg_Duct_Seal | 12
MCE | Res_New_Construction | 24 = Res. Refrigeration | 5
MCE | Residential | 33 = Res. Insul. Cen. A/C | 4
MCE | INDUSTRIAL | 11 = Industrial Process | 4
MCE | Res | DEER:Refg_Chrg_Duct_Seal | 13
MCE | Res_New_Construction | 41 = Res. EMS | 1
MCE | Res_New_Construction | 24 = Res. Refrigeration | 11
MCE | Res | DEER:Refg_Chrg_Duct_Seal | 16
MCE | Res_New_Construction | 41 = Res. EMS | 2
MCE | Res | DEER:Refg_Chrg_Duct_Seal | SYSTEM
MCE | Res_New_Construction | 24 = Res. Refrigeration | 12
MCE | Res_New_Construction | 41 = Res. EMS | 3A
MCE | INDUSTRIAL | 11 = Industrial Process | 5
MCE | Res | DEER:RefgFrzr_Recycling | 1
MCE | Residential | 33 = Res. Insul. Cen. A/C | 5
MCE | Res_New_Construction | 41 = Res. EMS | 3B
MCE | Res_New_Construction | 24 = Res. Refrigeration | 13
MCE | INDUSTRIAL | 11 = Industrial Process | 11
MCE | Res | DEER:RefgFrzr_Recycling | 2
MCE | Residential | 33 = Res. Insul. Cen. A/C | 11
MCE | INDUSTRIAL | 11 = Industrial Process | 12
MCE | Res_New_Construction | 41 = Res. EMS | 4
MCE | Res_New_Construction | 24 = Res. Refrigeration | 16
MCE | Res | DEER:RefgFrzr_Recycling | 3A
MCE | Residential | 33 = Res. Insul. Cen. A/C | 12
MCE | INDUSTRIAL | 11 = Industrial Process | 13
MCE | Res | DEER:RefgFrzr_Recycling | 3B
MCE | INDUSTRIAL | 11 = Industrial Process | 16
MCE | Residential | 33 = Res. Insul. Cen. A/C | 13
MCE | Res_New_Construction | 41 = Res. EMS | 5
MCE | Residential | 33 = Res. Insul. Cen. A/C | 16
MCE | Res | DEER:RefgFrzr_Recycling | 4
MCE | INDUSTRIAL | 11 = Industrial Process | SYSTEM
MCE | Res_New_Construction | 24 = Res. Refrigeration | SYSTEM
MCE | Residential | 33 = Res. Insul. Cen. A/C | SYSTEM
MCE | Res_New_Construction | 41 = Res. EMS | 11
MCE | Residential | 34 = Res. Insul. Elect. Heat | 1
MCE | Res_New_Construction | 41 = Res. EMS | 12
MCE | INDUSTRIAL | 12 = Industrial Motors | 1
MCE | Res_New_Construction | 25 = Res. Lighting | 1
MCE | Residential | 34 = Res. Insul. Elect. Heat | 2
MCE | INDUSTRIAL | 12 = Industrial Motors | 2
MCE | Res | DEER:RefgFrzr_Recycling | 5
MCE | Res_New_Construction | 41 = Res. EMS | 13
MCE | Res_New_Construction | 25 = Res. Lighting | 2
MCE | Res | DEER:RefgFrzr_Recycling | 11
MCE | Res_New_Construction | 41 = Res. EMS | 16
MCE | Res | DEER:RefgFrzr_Recycling | 12
MCE | INDUSTRIAL | 12 = Industrial Motors | 3A
MCE | INDUSTRIAL | 12 = Industrial Motors | 3B
MCE | Residential | 34 = Res. Insul. Elect. Heat | 3A
MCE | Res_New_Construction | 25 = Res. Lighting | 3A
MCE | INDUSTRIAL | 12 = Industrial Motors | 4
MCE | Res | DEER:RefgFrzr_Recycling | 13
MCE | Res_New_Construction | 41 = Res. EMS | SYSTEM
MCE | INDUSTRIAL | 12 = Industrial Motors | 5
MCE | Residential | 34 = Res. Insul. Elect. Heat | 3B
MCE | Res_New_Construction | 42 = Res. Dir. Assist. Weatherization | 1
MCE | Res | DEER:RefgFrzr_Recycling | 16
MCE | Residential | 34 = Res. Insul. Elect. Heat | 4
MCE | INDUSTRIAL | 12 = Industrial Motors | 11
MCE | Res_New_Construction | 42 = Res. Dir. Assist. Weatherization | 2
MCE | Res | DEER:RefgFrzr_Recycling | SYSTEM
MCE | Residential | 34 = Res. Insul. Elect. Heat | 5
MCE | Res_New_Construction | 25 = Res. Lighting | 3B
MCE | Non_Res | DEER:Indoor_CFL_Ltg | 1
MCE | Res_New_Construction | 25 = Res. Lighting | 4
MCE | Residential | 34 = Res. Insul. Elect. Heat | 11
MCE | Res_New_Construction | 42 = Res. Dir. Assist. Weatherization | 3A
MCE | INDUSTRIAL | 12 = Industrial Motors | 12
MCE | Non_Res | DEER:Indoor_CFL_Ltg | 2
MCE | Residential | 34 = Res. Insul. Elect. Heat | 12
MCE | INDUSTRIAL | 12 = Industrial Motors | 13
MCE | Non_Res | DEER:Indoor_CFL_Ltg | 3A
MCE | Res_New_Construction | 25 = Res. Lighting | 5
MCE | Residential | 34 = Res. Insul. Elect. Heat | 13
MCE | Res_New_Construction | 42 = Res. Dir. Assist. Weatherization | 3B
MCE | INDUSTRIAL | 12 = Industrial Motors | 16
MCE | Non_Res | DEER:Indoor_CFL_Ltg | 3B
MCE | Res_New_Construction | 25 = Res. Lighting | 11
MCE | Non_Res | DEER:Indoor_CFL_Ltg | 4
MCE | Residential | 34 = Res. Insul. Elect. Heat | 16
MCE | Res_New_Construction | 25 = Res. Lighting | 12
MCE | INDUSTRIAL | 12 = Industrial Motors | SYSTEM
MCE | Res_New_Construction | 42 = Res. Dir. Assist. Weatherization | 4
MCE | Residential | 34 = Res. Insul. Elect. Heat | SYSTEM
MCE | INDUSTRIAL | 13 = Industrial Refrigeration | 1
MCE | Residential | 35 = Res. Ceil. Insul. HP Cooling | 1
MCE | Res_New_Construction | 25 = Res. Lighting | 13
MCE | Res_New_Construction | 42 = Res. Dir. Assist. Weatherization | 5
MCE | INDUSTRIAL | 13 = Industrial Refrigeration | 2
MCE | Non_Res | DEER:Indoor_CFL_Ltg | 5
MCE | Residential | 35 = Res. Ceil. Insul. HP Cooling | 2
MCE | Non_Res | DEER:Indoor_CFL_Ltg | 11
MCE | Res_New_Construction | 25 = Res. Lighting | 16
MCE | Non_Res | DEER:Indoor_CFL_Ltg | 12
MCE | Res_New_Construction | 25 = Res. Lighting | SYSTEM
MCE | Res_New_Construction | 42 = Res. Dir. Assist. Weatherization | 11
MCE | Non_Res | DEER:Indoor_CFL_Ltg | 13
MCE | Res_New_Construction | 26 = Res. Central Air Conditioning | 1
MCE | INDUSTRIAL | 13 = Industrial Refrigeration | 3A
MCE | Res_New_Construction | 42 = Res. Dir. Assist. Weatherization | 12
MCE | Residential | 35 = Res. Ceil. Insul. HP Cooling | 3A
MCE | INDUSTRIAL | 13 = Industrial Refrigeration | 3B
MCE | Res_New_Construction | 26 = Res. Central Air Conditioning | 2
MCE | Non_Res | DEER:Indoor_CFL_Ltg | 16
MCE | Residential | 35 = Res. Ceil. Insul. HP Cooling | 3B
MCE | Res_New_Construction | 26 = Res. Central Air Conditioning | 3A
MCE | INDUSTRIAL | 13 = Industrial Refrigeration | 4
MCE | Res_New_Construction | 42 = Res. Dir. Assist. Weatherization | 13
MCE | Non_Res | DEER:Indoor_CFL_Ltg | SYSTEM
MCE | INDUSTRIAL | 13 = Industrial Refrigeration | 5
MCE | Residential | 35 = Res. Ceil. Insul. HP Cooling | 4
MCE | Res_New_Construction | 26 = Res. Central Air Conditioning | 3B
MCE | Res_New_Construction | 42 = Res. Dir. Assist. Weatherization | 16
MCE | Non_Res | DEER:Indoor_Non-CFL_Ltg | 1
MCE | INDUSTRIAL | 13 = Industrial Refrigeration | 11
MCE | Residential | 35 = Res. Ceil. Insul. HP Cooling | 5
MCE | Res_New_Construction | 26 = Res. Central Air Conditioning | 4
MCE | Non_Res | DEER:Indoor_Non-CFL_Ltg | 2
MCE | Res_New_Construction | 42 = Res. Dir. Assist. Weatherization | SYSTEM
MCE | INDUSTRIAL | 13 = Industrial Refrigeration | 12
MCE | Residential | 35 = Res. Ceil. Insul. HP Cooling | 11
MCE | Non_Res | DEER:Indoor_Non-CFL_Ltg | 3A
MCE | Res_New_Construction | 26 = Res. Central Air Conditioning | 5
MCE | Res_New_Construction | 43 = Res. Dir. Assist. Refrigeration | 1
MCE | INDUSTRIAL | 13 = Industrial Refrigeration | 13
MCE | Non_Res | DEER:Indoor_Non-CFL_Ltg | 3B
MCE | Residential | 35 = Res. Ceil. Insul. HP Cooling | 12
MCE | Res_New_Construction | 26 = Res. Central Air Conditioning | 11
MCE | Res_New_Construction | 43 = Res. Dir. Assist. Refrigeration | 2
MCE | Non_Res | DEER:Indoor_Non-CFL_Ltg | 4
MCE | INDUSTRIAL | 13 = Industrial Refrigeration | 16
MCE | Residential | 35 = Res. Ceil. Insul. HP Cooling | 13
MCE | Res_New_Construction | 26 = Res. Central Air Conditioning | 12
MCE | Non_Res | DEER:Indoor_Non-CFL_Ltg | 5
MCE | Res_New_Construction | 43 = Res. Dir. Assist. Refrigeration | 3A
MCE | INDUSTRIAL | 13 = Industrial Refrigeration | SYSTEM
MCE | Res_New_Construction | 26 = Res. Central Air Conditioning | 13
MCE | Residential | 35 = Res. Ceil. Insul. HP Cooling | 16
MCE | Non_Res | DEER:Indoor_Non-CFL_Ltg | 11
MCE | Res_New_Construction | 43 = Res. Dir. Assist. Refrigeration | 3B
MCE | AGRICULTURAL | 14 = Agricultural | 1
MCE | Non_Res | DEER:Indoor_Non-CFL_Ltg | 12
MCE | Residential | 35 = Res. Ceil. Insul. HP Cooling | SYSTEM
MCE | Res_New_Construction | 26 = Res. Central Air Conditioning | 16
MCE | Non_Res | DEER:Indoor_Non-CFL_Ltg | 13
MCE | AGRICULTURAL | 14 = Agricultural | 2
MCE | Res_New_Construction | 26 = Res. Central Air Conditioning | SYSTEM
MCE | Residential | 36 = Res. Ceil. Insul. HP Heating | 1
MCE | Non_Res | DEER:Indoor_Non-CFL_Ltg | 16
MCE | Res_New_Construction | 43 = Res. Dir. Assist. Refrigeration | 4
MCE | AGRICULTURAL | 14 = Agricultural | 3A
MCE | Non_Res | DEER:Indoor_Non-CFL_Ltg | SYSTEM
MCE | Res_New_Construction | 28 = Res. New Const. Lighting | 1
MCE | AGRICULTURAL | 14 = Agricultural | 3B
MCE | Residential | 36 = Res. Ceil. Insul. HP Heating | 2
MCE | Res_New_Construction | 43 = Res. Dir. Assist. Refrigeration | 5
MCE | Non_Res | DEER:HVAC_Chillers | 1
MCE | Res_New_Construction | 28 = Res. New Const. Lighting | 2
MCE | AGRICULTURAL | 14 = Agricultural | 4
MCE | Residential | 36 = Res. Ceil. Insul. HP Heating | 3A
MCE | Non_Res | DEER:HVAC_Chillers | 2
MCE | AGRICULTURAL | 14 = Agricultural | 5
MCE | Non_Res | DEER:HVAC_Chillers | 3A
MCE | Non_Res | DEER:HVAC_Chillers | 3B
MCE | Residential | 36 = Res. Ceil. Insul. HP Heating | 3B
MCE | AGRICULTURAL | 14 = Agricultural | 11
MCE | Non_Res | DEER:HVAC_Chillers | 4
MCE | Res_New_Construction | 43 = Res. Dir. Assist. Refrigeration | 11
MCE | Res_New_Construction | 28 = Res. New Const. Lighting | 3A
MCE | AGRICULTURAL | 14 = Agricultural | 12
MCE | Residential | 36 = Res. Ceil. Insul. HP Heating | 4
MCE | Non_Res | DEER:HVAC_Chillers | 5
MCE | Res_New_Construction | 43 = Res. Dir. Assist. Refrigeration | 12
MCE | Res_New_Construction | 28 = Res. New Const. Lighting | 3B
MCE | AGRICULTURAL | 14 = Agricultural | 13
MCE | Non_Res | DEER:HVAC_Chillers | 11
MCE | Residential | 36 = Res. Ceil. Insul. HP Heating | 5
MCE | AGRICULTURAL | 14 = Agricultural | 16
MCE | Res_New_Construction | 43 = Res. Dir. Assist. Refrigeration | 13
MCE | Res_New_Construction | 28 = Res. New Const. Lighting | 4
MCE | Residential | 36 = Res. Ceil. Insul. HP Heating | 11
MCE | AGRICULTURAL | 14 = Agricultural | SYSTEM
MCE | Non_Res | DEER:HVAC_Chillers | 12
MCE | Res_New_Construction | 28 = Res. New Const. Lighting | 5
MCE | Res_New_Construction | 43 = Res. Dir. Assist. Refrigeration | 16
MCE | COMMERCIAL | 17 = Commercial EMS | 1
MCE | Non_Res | DEER:HVAC_Chillers | 13
MCE | Residential | 36 = Res. Ceil. Insul. HP Heating | 12
MCE | Non_Res | DEER:HVAC_Chillers | 16
MCE | COMMERCIAL | 17 = Commercial EMS | 2
MCE | Res_New_Construction | 28 = Res. New Const. Lighting | 11
MCE | Res_New_Construction | 43 = Res. Dir. Assist. Refrigeration | SYSTEM
MCE | Residential | 36 = Res. Ceil. Insul. HP Heating | 13
MCE | COMMERCIAL | 17 = Commercial EMS | 3A
MCE | Non_Res | DEER:HVAC_Chillers | SYSTEM
MCE | Res_New_Construction | 28 = Res. New Const. Lighting | 12
MCE | Residential | 36 = Res. Ceil. Insul. HP Heating | 16
MCE | Res_New_Construction | 44 = Res. Dir. Assist. Lighting | 1
MCE | Non_Res | DEER:HVAC_Refrig_Charge | 1
MCE | COMMERCIAL | 17 = Commercial EMS | 3B
MCE | Res_New_Construction | 28 = Res. New Const. Lighting | 13
MCE | Non_Res | DEER:HVAC_Refrig_Charge | 2
MCE | Res_New_Construction | 44 = Res. Dir. Assist. Lighting | 2
MCE | Residential | 36 = Res. Ceil. Insul. HP Heating | SYSTEM
MCE | COMMERCIAL | 17 = Commercial EMS | 4
MCE | Non_Res | DEER:HVAC_Refrig_Charge | 3A
MCE | Res_New_Construction | 44 = Res. Dir. Assist. Lighting | 3A
MCE | Res_New_Construction | 28 = Res. New Const. Lighting | 16
MCE | Residential | 37 = Res. Wall Insul. HP Cooling | 1
MCE | Non_Res | DEER:HVAC_Refrig_Charge | 3B
MCE | COMMERCIAL | 17 = Commercial EMS | 5
MCE | Res_New_Construction | 28 = Res. New Const. Lighting | SYSTEM
MCE | Res_New_Construction | 44 = Res. Dir. Assist. Lighting | 3B
MCE | Residential | 37 = Res. Wall Insul. HP Cooling | 2
MCE | Non_Res | DEER:HVAC_Refrig_Charge | 4
MCE | COMMERCIAL | 17 = Commercial EMS | 11
MCE | Non_Res | DEER:HVAC_Refrig_Charge | 5
MCE | COMMERCIAL | 17 = Commercial EMS | 12
MCE | Res_New_Construction | 44 = Res. Dir. Assist. Lighting | 4
MCE | Residential | 37 = Res. Wall Insul. HP Cooling | 3A
MCE | Res_New_Construction | 29 = Res. New Const. Cooling | 1
MCE | Non_Res | DEER:HVAC_Refrig_Charge | 11
MCE | COMMERCIAL | 17 = Commercial EMS | 13
MCE | Residential | 37 = Res. Wall Insul. HP Cooling | 3B
MCE | Res_New_Construction | 44 = Res. Dir. Assist. Lighting | 5
MCE | Res_New_Construction | 29 = Res. New Const. Cooling | 2
MCE | Non_Res | DEER:HVAC_Refrig_Charge | 12
MCE | COMMERCIAL | 17 = Commercial EMS | 16
MCE | Non_Res | DEER:HVAC_Refrig_Charge | 13
MCE | Res_New_Construction | 44 = Res. Dir. Assist. Lighting | 11
MCE | Residential | 37 = Res. Wall Insul. HP Cooling | 4
MCE | COMMERCIAL | 17 = Commercial EMS | SYSTEM
MCE | Res_New_Construction | 29 = Res. New Const. Cooling | 3A
MCE | Non_Res | DEER:HVAC_Refrig_Charge | 16
MCE | Res_New_Construction | 44 = Res. Dir. Assist. Lighting | 12
MCE | Residential | 37 = Res. Wall Insul. HP Cooling | 5
MCE | INDUSTRIAL | 18 = Industrial EMS | 1
MCE | Res_New_Construction | 29 = Res. New Const. Cooling | 3B
MCE | Non_Res | DEER:HVAC_Refrig_Charge | SYSTEM
MCE | INDUSTRIAL | 18 = Industrial EMS | 2
MCE | Residential | 37 = Res. Wall Insul. HP Cooling | 11
MCE | Res_New_Construction | 44 = Res. Dir. Assist. Lighting | 13
MCE | Res_New_Construction | 29 = Res. New Const. Cooling | 4
MCE | Non_Res | DEER:HVAC_Split-Package_AC | 1
MCE | INDUSTRIAL | 18 = Industrial EMS | 3A
MCE | Residential | 37 = Res. Wall Insul. HP Cooling | 12
MCE | Non_Res | DEER:HVAC_Split-Package_AC | 2
MCE | Res_New_Construction | 44 = Res. Dir. Assist. Lighting | 16
MCE | Res_New_Construction | 29 = Res. New Const. Cooling | 5
MCE | INDUSTRIAL | 18 = Industrial EMS | 3B
MCE | Residential | 37 = Res. Wall Insul. HP Cooling | 13
MCE | Res_New_Construction | 44 = Res. Dir. Assist. Lighting | SYSTEM
MCE | Non_Res | DEER:HVAC_Split-Package_AC | 3A
MCE | INDUSTRIAL | 18 = Industrial EMS | 4
MCE | Res_New_Construction | 29 = Res. New Const. Cooling | 11
MCE | Non_Res | DEER:HVAC_Split-Package_AC | 3B
MCE | Residential | 37 = Res. Wall Insul. HP Cooling | 16
MCE | INDUSTRIAL | 18 = Industrial EMS | 5
MCE | Res_New_Construction | 29 = Res. New Const. Cooling | 12
MCE | Res_New_Construction | 45 = Res. Dir. Assist. Evap. Cooler | 1
MCE | Non_Res | DEER:HVAC_Split-Package_AC | 4
MCE | INDUSTRIAL | 18 = Industrial EMS | 11
MCE | Residential | 37 = Res. Wall Insul. HP Cooling | SYSTEM
MCE | Res_New_Construction | 29 = Res. New Const. Cooling | 13
MCE | Res_New_Construction | 45 = Res. Dir. Assist. Evap. Cooler | 2
MCE | Non_Res | DEER:HVAC_Split-Package_AC | 5
MCE | INDUSTRIAL | 18 = Industrial EMS | 12
MCE | Residential | 38 = Res. Wall Insul. HP Heating | 1
MCE | Non_Res | DEER:HVAC_Split-Package_AC | 11
MCE | Res_New_Construction | 29 = Res. New Const. Cooling | 16
MCE | INDUSTRIAL | 18 = Industrial EMS | 13
MCE | Res_New_Construction | 45 = Res. Dir. Assist. Evap. Cooler | 3A
MCE | Residential | 38 = Res. Wall Insul. HP Heating | 2
MCE | Non_Res | DEER:HVAC_Split-Package_AC | 12
MCE | INDUSTRIAL | 18 = Industrial EMS | 16
MCE | Res_New_Construction | 29 = Res. New Const. Cooling | SYSTEM
MCE | Res_New_Construction | 45 = Res. Dir. Assist. Evap. Cooler | 3B
MCE | Residential | 38 = Res. Wall Insul. HP Heating | 3A
MCE | Non_Res | DEER:HVAC_Split-Package_AC | 13
MCE | INDUSTRIAL | 18 = Industrial EMS | SYSTEM
MCE | Non_Res | DEER:HVAC_Split-Package_AC | 16
MCE | Res_New_Construction | 31 = Res. Cooking | 1
MCE | Res_New_Construction | 45 = Res. Dir. Assist. Evap. Cooler | 4
MCE | Residential | 38 = Res. Wall Insul. HP Heating | 3B
MCE | AGRICULTURAL | 19= Agricultural EMS | 1
MCE | Res_New_Construction | 31 = Res. Cooking | 2
MCE | Residential | 38 = Res. Wall Insul. HP Heating | 4
MCE | Non_Res | DEER:HVAC_Split-Package_AC | SYSTEM
MCE | Res_New_Construction | 45 = Res. Dir. Assist. Evap. Cooler | 5
MCE | AGRICULTURAL | 19= Agricultural EMS | 2
MCE | Non_Res | DEER:HVAC_Duct_Sealing | 1
MCE | Res_New_Construction | 31 = Res. Cooking | 3A
MCE | Residential | 38 = Res. Wall Insul. HP Heating | 5
MCE | AGRICULTURAL | 19= Agricultural EMS | 3A
MCE | Res_New_Construction | 45 = Res. Dir. Assist. Evap. Cooler | 11
MCE | Res_New_Construction | 31 = Res. Cooking | 3B
MCE | Non_Res | DEER:HVAC_Duct_Sealing | 2
MCE | AGRICULTURAL | 19= Agricultural EMS | 3B
MCE | Residential | 38 = Res. Wall Insul. HP Heating | 11
MCE | Non_Res | DEER:HVAC_Duct_Sealing | 3A
MCE | Res_New_Construction | 31 = Res. Cooking | 4
MCE | AGRICULTURAL | 19= Agricultural EMS | 4
MCE | Res_New_Construction | 45 = Res. Dir. Assist. Evap. Cooler | 12
MCE | Residential | 38 = Res. Wall Insul. HP Heating | 12
MCE | Non_Res | DEER:HVAC_Duct_Sealing | 3B
MCE | Res_New_Construction | 31 = Res. Cooking | 5
MCE | AGRICULTURAL | 19= Agricultural EMS | 5
MCE | Res_New_Construction | 45 = Res. Dir. Assist. Evap. Cooler | 13
MCE | Non_Res | DEER:HVAC_Duct_Sealing | 4
MCE | Res_New_Construction | 31 = Res. Cooking | 11
MCE | Residential | 38 = Res. Wall Insul. HP Heating | 13
MCE | AGRICULTURAL | 19= Agricultural EMS | 11
MCE | Non_Res | DEER:HVAC_Duct_Sealing | 5
MCE | Res_New_Construction | 45 = Res. Dir. Assist. Evap. Cooler | 16
MCE | Res_New_Construction | 31 = Res. Cooking | 12
MCE | Residential | 38 = Res. Wall Insul. HP Heating | 16
MCE | AGRICULTURAL | 19= Agricultural EMS | 12
MCE | Non_Res | DEER:HVAC_Duct_Sealing | 11
MCE | Res_New_Construction | 31 = Res. Cooking | 13
MCE | Res_New_Construction | 45 = Res. Dir. Assist. Evap. Cooler | SYSTEM
MCE | Residential | 38 = Res. Wall Insul. HP Heating | SYSTEM
MCE | AGRICULTURAL | 19= Agricultural EMS | 13
MCE | Non_Res | DEER:HVAC_Duct_Sealing | 12
MCE | Res_New_Construction | 31 = Res. Cooking | 16
MCE | Non_Res | DEER:HVAC_Duct_Sealing | 13
MCE | Res | DEER:Res_ClothesDishWasher | 1
MCE | Residential | 39 = Res. Flr. Insul. HP Cooling | 1
MCE | AGRICULTURAL | 19= Agricultural EMS | 16
MCE | Res_New_Construction | 31 = Res. Cooking | SYSTEM
MCE | Non_Res | DEER:HVAC_Duct_Sealing | 16
MCE | Res | DEER:Res_ClothesDishWasher | 2
MCE | Res_New_Construction | 32 = Res. Clothes Dry | 1
MCE | Non_Res | DEER:HVAC_Duct_Sealing | SYSTEM
MCE | Res | DEER:Res_ClothesDishWasher | 3A
MCE | Residential | 39 = Res. Flr. Insul. HP Cooling | 2
MCE | AGRICULTURAL | 19= Agricultural EMS | SYSTEM
MCE | Residential | 39 = Res. Flr. Insul. HP Cooling | 3A
MCE | Res_New_Construction | 32 = Res. Clothes Dry | 2
MCE | Res | DEER:Res_ClothesDishWasher | 3B
MCE | Residential | 21 = Res. Wtr. Heating | 1
MCE | Residential | 39 = Res. Flr. Insul. HP Cooling | 3B
MCE | Non_Res | DEER:HVAC_Split-Package_HP | 1
MCE | Res_New_Construction | 32 = Res. Clothes Dry | 3A
MCE | Residential | 21 = Res. Wtr. Heating | 2
MCE | Res | DEER:Res_ClothesDishWasher | 4
MCE | Residential | 39 = Res. Flr. Insul. HP Cooling | 4
MCE | Non_Res | DEER:HVAC_Split-Package_HP | 2
MCE | Residential | 21 = Res. Wtr. Heating | 3A
MCE | Res | DEER:Res_ClothesDishWasher | 5
MCE | Res_New_Construction | 32 = Res. Clothes Dry | 3B
MCE | Residential | 39 = Res. Flr. Insul. HP Cooling | 5
MCE | Non_Res | DEER:HVAC_Split-Package_HP | 3A
MCE | Residential | 39 = Res. Flr. Insul. HP Cooling | 11
MCE | Residential | 21 = Res. Wtr. Heating | 3B
MCE | Non_Res | DEER:HVAC_Split-Package_HP | 3B
MCE | Res | DEER:Res_ClothesDishWasher | 11
MCE | Res_New_Construction | 32 = Res. Clothes Dry | 4
MCE | Non_Res | DEER:HVAC_Split-Package_HP | 4
MCE | Residential | 21 = Res. Wtr. Heating | 4
MCE | Res | DEER:Res_ClothesDishWasher | 12
MCE | Residential | 21 = Res. Wtr. Heating | 5
MCE | Res_New_Construction | 32 = Res. Clothes Dry | 5
MCE | Non_Res | DEER:HVAC_Split-Package_HP | 5
MCE | Residential | 39 = Res. Flr. Insul. HP Cooling | 12
MCE | Residential | 21 = Res. Wtr. Heating | 11
MCE | Res | DEER:Res_ClothesDishWasher | 13
MCE | Residential | 21 = Res. Wtr. Heating | 12
MCE | Residential | 39 = Res. Flr. Insul. HP Cooling | 13
MCE | Res | DEER:Res_ClothesDishWasher | 16
MCE | Res_New_Construction | 32 = Res. Clothes Dry | 11
MCE | Residential | 21 = Res. Wtr. Heating | 13
MCE | Non_Res | DEER:HVAC_Split-Package_HP | 11
MCE | Res | DEER:Res_ClothesDishWasher | SYSTEM
MCE | Res | DEER:Res_BldgShell_Ins | 1
MCE | Non_Res | DEER:HVAC_Split-Package_HP | 12
MCE | Residential | 39 = Res. Flr. Insul. HP Cooling | 16
MCE | Residential | 21 = Res. Wtr. Heating | 16
MCE | Residential | 39 = Res. Flr. Insul. HP Cooling | SYSTEM
MCE | Res_New_Construction | 32 = Res. Clothes Dry | 12
MCE | Residential | 21 = Res. Wtr. Heating | SYSTEM
MCE | Residential | 40 = Res. Flr. Insul. HP Heating | 1
MCE | Non_Res | DEER:HVAC_Split-Package_HP | 13
MCE | Residential | 22 = Res. Ht. Pump Cooling | 1
MCE | Res | DEER:Res_BldgShell_Ins | 2
MCE | Res_New_Construction | 32 = Res. Clothes Dry | 13
MCE | Residential | 40 = Res. Flr. Insul. HP Heating | 2
MCE | Residential | 22 = Res. Ht. Pump Cooling | 2
MCE | Res | DEER:Res_BldgShell_Ins | 3A
MCE | Res_New_Construction | 32 = Res. Clothes Dry | 16
MCE | Residential | 40 = Res. Flr. Insul. HP Heating | 3A
MCE | Res | DEER:Res_BldgShell_Ins | 3B
MCE | Residential | 22 = Res. Ht. Pump Cooling | 3A
MCE | Non_Res | DEER:HVAC_Split-Package_HP | 16
MCE | Res_New_Construction | 32 = Res. Clothes Dry | SYSTEM
MCE | Res | DEER:Res_BldgShell_Ins | 4
MCE | Residential | 40 = Res. Flr. Insul. HP Heating | 3B
MCE | Non_Res | DEER:HVAC_Split-Package_HP | SYSTEM
MCE | Res_New_Construction | 33 = Res. Insul. Cen. A/C | 1
MCE | Residential | 22 = Res. Ht. Pump Cooling | 3B
MCE | COMMERCIAL | 1 = Commercial Indoor Lighting | 1
MCE | Residential | 40 = Res. Flr. Insul. HP Heating | 4
MCE | Res | DEER:Res_BldgShell_Ins | 5
MCE | Res_New_Construction | 33 = Res. Insul. Cen. A/C | 2
MCE | Res | DEER:Res_BldgShell_Ins | 11
MCE | COMMERCIAL | 1 = Commercial Indoor Lighting | 2
MCE | Residential | 40 = Res. Flr. Insul. HP Heating | 5
MCE | Res | DEER:Res_BldgShell_Ins | 12
MCE | Residential | 22 = Res. Ht. Pump Cooling | 4
MCE | Residential | 40 = Res. Flr. Insul. HP Heating | 11
MCE | Res_New_Construction | 33 = Res. Insul. Cen. A/C | 3A
MCE | Res | DEER:Res_BldgShell_Ins | 13
MCE | COMMERCIAL | 1 = Commercial Indoor Lighting | 3A
MCE | Residential | 22 = Res. Ht. Pump Cooling | 5
MCE | Res | DEER:Res_BldgShell_Ins | 16
MCE | Res_New_Construction | 33 = Res. Insul. Cen. A/C | 3B
MCE | Residential | 40 = Res. Flr. Insul. HP Heating | 12
MCE | COMMERCIAL | 1 = Commercial Indoor Lighting | 3B
MCE | Res | DEER:Res_BldgShell_Ins | SYSTEM
MCE | Residential | 22 = Res. Ht. Pump Cooling | 11
MCE | COMMERCIAL | 1 = Commercial Indoor Lighting | 4
MCE | Residential | 40 = Res. Flr. Insul. HP Heating | 13
MCE | COMMERCIAL | 1 = Commercial Indoor Lighting | All
MCE | Residential | 22 = Res. Ht. Pump Cooling | 12
MCE | COMMERCIAL | 1 = Commercial Indoor Lighting | 5
MCE | Res_New_Construction | 33 = Res. Insul. Cen. A/C | 4
MCE | COMMERCIAL | 1 = Commercial Indoor Lighting | 11
MCE | Residential | 40 = Res. Flr. Insul. HP Heating | 16
MCE | Residential | 22 = Res. Ht. Pump Cooling | 13
MCE | COMMERCIAL | 1 = Commercial Indoor Lighting | 12
MCE | Residential | 40 = Res. Flr. Insul. HP Heating | SYSTEM
MCE | Residential | 22 = Res. Ht. Pump Cooling | 16
MCE | Res_New_Construction | 33 = Res. Insul. Cen. A/C | 5
MCE | COMMERCIAL | 1 = Commercial Indoor Lighting | 13
MCE | Residential | 22 = Res. Ht. Pump Cooling | SYSTEM
MCE | Res_New_Construction | 33 = Res. Insul. Cen. A/C | 11
MCE | COMMERCIAL | 1 = Commercial Indoor Lighting | 16
MCE | Residential | 41 = Res. EMS | 1
MCE | Residential | 23 = Res. Ele. & Ht. Pump Heating | 1
MCE | COMMERCIAL | 1 = Commercial Indoor Lighting | SYSTEM
MCE | INDUSTRIAL | 9 = Industrial Outdoor Lighting | All
MCE | Residential | 41 = Res. EMS | 2
MCE | Res_New_Construction | 33 = Res. Insul. Cen. A/C | 12
MCE | Residential | 21 = Res. Wtr. Heating | All
MCE | Residential | 23 = Res. Ele. & Ht. Pump Heating | 2
MCE | COMMERCIAL | 2 = Commercial Outdoor Lighting | 1
MCE | Residential | 23 = Res. Ele. & Ht. Pump Heating | 3A
MCE | Res_New_Construction | 33 = Res. Insul. Cen. A/C | 13
MCE | COMMERCIAL | 5 = Commercial Food Service | All
MCE | COMMERCIAL | 2 = Commercial Outdoor Lighting | 2
MCE | Residential | 41 = Res. EMS | 3A
MCE | Res_New_Construction | 33 = Res. Insul. Cen. A/C | 16
MCE | COMMERCIAL | 2 = Commercial Outdoor Lighting | 3A
MCE | Residential | 23 = Res. Ele. & Ht. Pump Heating | 3B
MCE | Residential | 41 = Res. EMS | 3B
MCE | COMMERCIAL | 2 = Commercial Outdoor Lighting | 3B
MCE | Residential | 41 = Res. EMS | 4
MCE | Res_New_Construction | 33 = Res. Insul. Cen. A/C | SYSTEM
MCE | Residential | 23 = Res. Ele. & Ht. Pump Heating | 4
MCE | COMMERCIAL | 2 = Commercial Outdoor Lighting | 4
MCE | Residential | 41 = Res. EMS | 5
MCE | Res_New_Construction | 34 = Res. Insul. Elect. Heat | 1
MCE | Residential | 23 = Res. Ele. & Ht. Pump Heating | 5
MCE | COMMERCIAL | 2 = Commercial Outdoor Lighting | 5
MCE | Res_New_Construction | 34 = Res. Insul. Elect. Heat | 2
MCE | Residential | 41 = Res. EMS | 11
MCE | COMMERCIAL | 2 = Commercial Outdoor Lighting | 11
MCE | Residential | 23 = Res. Ele. & Ht. Pump Heating | 11
MCE | COMMERCIAL | 2 = Commercial Outdoor Lighting | 12
MCE | Res_New_Construction | 34 = Res. Insul. Elect. Heat | 3A
MCE | COMMERCIAL | 2 = Commercial Outdoor Lighting | 13
MCE | Residential | 41 = Res. EMS | 12
MCE | Residential | 23 = Res. Ele. & Ht. Pump Heating | 12
MCE | Res_New_Construction | 34 = Res. Insul. Elect. Heat | 3B
MCE | Residential | 41 = Res. EMS | 13
MCE | COMMERCIAL | 2 = Commercial Outdoor Lighting | 16
MCE | Residential | 23 = Res. Ele. & Ht. Pump Heating | 13
MCE | Residential | 41 = Res. EMS | 16
MCE | COMMERCIAL | 2 = Commercial Outdoor Lighting | SYSTEM
MCE | Residential | 41 = Res. EMS | SYSTEM
MCE | Residential | 23 = Res. Ele. & Ht. Pump Heating | 16
MCE | COMMERCIAL | 3 = Commercial HVAC | 1
MCE | Residential | 42 = Res. Dir. Assist. Weatherization | 1
MCE | COMMERCIAL | 3 = Commercial HVAC | 2
MCE | Residential | 23 = Res. Ele. & Ht. Pump Heating | SYSTEM
MCE | Residential | 42 = Res. Dir. Assist. Weatherization | 2
MCE | COMMERCIAL | 3 = Commercial HVAC | 3A
MCE | Residential | 42 = Res. Dir. Assist. Weatherization | 3A
MCE | Residential | 42 = Res. Dir. Assist. Weatherization | 3B
MCE | Residential | 42 = Res. Dir. Assist. Weatherization | 4
MCE | COMMERCIAL | 2 = Commercial Outdoor Lighting | All
MCE | INDUSTRIAL | 10 = Industrial HVAC | All
MCE | COMMERCIAL | 3 = Commercial HVAC | All
MCE | AGRICULTURAL | 19= Agricultural EMS | All
MCE | INDUSTRIAL | 11 = Industrial Process | All
MCE | COMMERCIAL | 4 = Commercial Refrigeration | All
MCE | INDUSTRIAL | 8 = Industrial Indoor Lighting | All
MCE | COMMERCIAL | 17 = Commercial EMS | All
MCE | INDUSTRIAL | 12 = Industrial Motors | All
MCE | Residential | 28 = Res. New Const. Lighting | All
MCE | Residential | 25 = Res. Lighting | All
MCE | Residential | 35 = Res. Ceil. Insul. HP Cooling | All
MCE | COMMERCIAL | 7 = Commercial Process | All
MCE | Residential | 24 = Res. Refrigeration | All
MCE | Residential | 40 = Res. Flr. Insul. HP Heating | All
MCE | INDUSTRIAL | 18 = Industrial EMS | All
MCE | Residential | 23 = Res. Ele. & Ht. Pump Heating | All
MCE | Residential | 31 = Res. Cooking | All
MCE | Residential | 33 = Res. Insul. Cen. A/C | All
MCE | Residential | 32 = Res. Clothes Dry | All
MCE | INDUSTRIAL | 13 = Industrial Refrigeration | All
MCE | AGRICULTURAL | 14 = Agricultural | All
MCE | Residential | 26 = Res. Central Air Conditioning | All
MCE | COMMERCIAL | 6 = Commercial Motors | All
MCE | Residential | 43 = Res. Dir. Assist. Refrigeration | All
MCE | Residential | 22 = Res. Ht. Pump Cooling | All
MCE | Residential | 29 = Res. New Const. Cooling | All
MCE | Residential | 38 = Res. Wall Insul. HP Heating | All
MCE | Residential | 39 = Res. Flr. Insul. HP Cooling | All
MCE | Residential | 42 = Res. Dir. Assist. Weatherization | All
MCE | Residential | 45 = Res. Dir. Assist. Evap. Cooler | All
MCE | Res_New_Construction | 28 = Res. New Const. Lighting | All
MCE | Residential | 34 = Res. Insul. Elect. Heat | All
MCE | Residential | 36 = Res. Ceil. Insul. HP Heating | All
MCE | Residential | 41 = Res. EMS | All
MCE | Residential | 37 = Res. Wall Insul. HP Cooling | All
MCE | Res_New_Construction | 23 = Res. Ele. & Ht. Pump Heating | All
MCE | Res_New_Construction | 40 = Res. Flr. Insul. HP Heating | All
MCE | Residential | 44 = Res. Dir. Assist. Lighting | All
MCE | Res_New_Construction | 43 = Res. Dir. Assist. Refrigeration | All
MCE | Res_New_Construction | 21 = Res. Wtr. Heating | All
MCE | Res_New_Construction | 31 = Res. Cooking | All
MCE | Res_New_Construction | 25 = Res. Lighting | All
MCE | Res_New_Construction | 26 = Res. Central Air Conditioning | All
MCE | Res_New_Construction | 24 = Res. Refrigeration | All
MCE | Res_New_Construction | 34 = Res. Insul. Elect. Heat | All
MCE | Res_New_Construction | 44 = Res. Dir. Assist. Lighting | All
MCE | Res_New_Construction | 38 = Res. Wall Insul. HP Heating | All
MCE | Res_New_Construction | 29 = Res. New Const. Cooling | All
MCE | Res_New_Construction | 39 = Res. Flr. Insul. HP Cooling | All
MCE | Res_New_Construction | 33 = Res. Insul. Cen. A/C | All
MCE | Res_New_Construction | 41 = Res. EMS | All
MCE | Res_New_Construction | 36 = Res. Ceil. Insul. HP Heating | All
MCE | Res_New_Construction | 22 = Res. Ht. Pump Cooling | All
MCE | Res_New_Construction | 37 = Res. Wall Insul. HP Cooling | All
MCE | Res_New_Construction | 35 = Res. Ceil. Insul. HP Cooling | All
MCE | Res_New_Construction | 42 = Res. Dir. Assist. Weatherization | All
MCE | Res_New_Construction | 45 = Res. Dir. Assist. Evap. Cooler | All
MCE | Res_New_Construction | 32 = Res. Clothes Dry | All
SoCalREN | Assembly | Lighting-NC | 6
SoCalREN | Assembly | Lighting-NC | 8
SoCalREN | Assembly | Lighting-NC | 9
SoCalREN | Assembly | Lighting-NC | 10
SoCalREN | Assembly | Lighting-NC | 13
SoCalREN | Assembly | Lighting-NC | 14
SoCalREN | K_thru_12_School | New_AC-Ret | All
SoCalREN | Industrial | Roof_insul-Ret | All
SoCalREN | Agricultural | Roof_insul-Ret | All
SoCalREN | Hotel_Motel | New_AC-Ret | All
SoCalREN | Industrial | Wall_insul-Ret | All
SoCalREN | Large_Office | Wall_insul-Ret | All
SoCalREN | Agricultural | New_AC-Ret | All
SoCalREN | Large_Office | New_HtPmp-Ret | All
SoCalREN | Small_Retail_Store | Wall_insul-Ret | All
SoCalREN | Large_Office | Economy_cycle-Ret | All
SoCalREN | Small_Office | New_HtPmp-Ret | All
SoCalREN | Food_Store | Wall_insul-Ret | All
SoCalREN | Large_Office | Window_Tint-Ret | All
SoCalREN | Large_Retail_Store | Economy_cycle-Ret | All
SoCalREN | College_University | Economy_cycle-Ret | All
SoCalREN | Restaurant | Economy_cycle-Ret | All
SoCalREN | Small_Retail_Store | Economy_cycle-Ret | All
SoCalREN | Misc._Commercial | Economy_cycle-Ret | All
SoCalREN | Small_Office | Reduce_Cooling_Load-Ret | All
SoCalREN | Restaurant | Evap_Cooling-Ret | All
SoCalREN | Agricultural | Wall_insul-Ret | All
SoCalREN | Large_Retail_Store | Wall_insul-Ret | All
SoCalREN | Non-Refrig._Warehouse | Wall_insul-Ret | All
SoCalREN | Large_Retail_Store | New_HtPmp-Ret | All
SoCalREN | Restaurant | New_HtPmp-Ret | All
SoCalREN | Food_Store | New_HtPmp-Ret | All
SoCalREN | Small_Retail_Store | Reduce_Cooling_Load-Ret | All
SoCalREN | Small_Retail_Store | New_HtPmp-Ret | All
SoCalREN | Small_Office | Window_Tint-Ret | All
SoCalREN | K_thru_12_School | Wall_insul-Ret | All
SoCalREN | Large_Office | Outdoor Lt | All
SoCalREN | College_University | Wall_insul-Ret | All
SoCalREN | Hospital | Wall_insul-Ret | All
SoCalREN | Non-Refrig._Warehouse | Outdoor Lt | All
SoCalREN | Refrigerated_Warehouse | New_HtPmp-Ret | All
SoCalREN | Large_Retail_Store | Outdoor Lt | All
SoCalREN | Non-Refrig._Warehouse | New_HtPmp-Ret | All
SoCalREN | Large_Office | Occupancy Sensor | All
SoCalREN | Small_Retail_Store | Occupancy Sensor | All
SoCalREN | Large_Retail_Store | Reduce_Cooling_Load-Ret | All
SoCalREN | Large_Retail_Store | Occupancy Sensor | All
SoCalREN | Non-Refrig._Warehouse | Occupancy Sensor | All
SoCalREN | K_thru_12_School | Occupancy Sensor | All
SoCalREN | School | Pool HtPmp | All
SoCalREN | Small_Retail_Store | Outdoor Lt | All
SoCalREN | K_thru_12_School | Pool HtPmp | All
SoCalREN | Hotel_Motel | Outdoor Lt | All
SoCalREN | Large_Office | Perimter Lt Control | All
SoCalREN | K_thru_12_School | Outdoor Lt | All
SoCalREN | Hotel_Motel | Wall_insul-Ret | All
SoCalREN | Food_Store | Reduce_Cooling_Load-Ret | All
SoCalREN | Large_Office | Reduce_Cooling_Load-Ret | All
SoCalREN | Small_Retail_Store | Perimter Lt Control | All
SoCalREN | Large_Retail_Store | Perimter Lt Control | All
SoCalREN | Small_Office | Occupancy Sensor | All
SoCalREN | Res | DEER:RefgFrzr_Recyc-Conditioned | 8
SoCalREN | College_University | Pool HtPmp | All
SoCalREN | Trans_Comm_Util | Occupancy Sensor | All
SoCalREN | Trans_Comm_Util | Pool HtPmp | All
SoCalREN | Industrial | Pool HtPmp | All
SoCalREN | Grocery_Store | Perimter Lt Control | All
SoCalREN | Misc._Commercial | Pool HtPmp | All
SoCalREN | Hotel_Motel | Occupancy Sensor | All
SoCalREN | Restaurant | Perimter Lt Control | All
SoCalREN | Res | DEER:RefgFrzr_Recyc-Conditioned | 9
SoCalREN | Trans_Comm_Util | Wall_insul-Ret | All
SoCalREN | Misc._Commercial | Wall_insul-Ret | All
SoCalREN | Res | DEER:RefgFrzr_Recyc-Conditioned | 10
SoCalREN | Medical_Clinic | Wall_insul-Ret | All
SoCalREN | Medical_Clinic | Pool HtPmp | All
SoCalREN | College_University | Reduce_Cooling_Load-Ret | All
SoCalREN | Trans_Comm_Util | Reduce_Cooling_Load-Ret | All
SoCalREN | Hotel_Motel | Reduce_Cooling_Load-Ret | All
SoCalREN | Res | DEER:RefgFrzr_Recyc-Conditioned | 13
SoCalREN | Agricultural | Pool HtPmp | All
SoCalREN | Misc._Commercial | Reduce_Cooling_Load-Ret | All
SoCalREN | Agricultural | Outdoor Lt | All
SoCalREN | Industrial | Outdoor Lt | All
SoCalREN | Agricultural | Occupancy Sensor | All
SoCalREN | Misc._Commercial | Occupancy Sensor | All
SoCalREN | Misc._Commercial | Outdoor Lt | All
SoCalREN | Trans_Comm_Util | Outdoor Lt | All
SoCalREN | Hospital | Pool HtPmp | All
SoCalREN | Non-Refrig._Warehouse | Reduce_Cooling_Load-Ret | All
SoCalREN | Large_Retail_Store | DHW HtPmp | All
SoCalREN | Fast_Food_Restaurant | Perimter Lt Control | All
SoCalREN | Sit_Down_Restaurant | Perimter Lt Control | All
SoCalREN | Food_Store | Perimter Lt Control | All
SoCalREN | Storage_Building | Perimter Lt Control | All
SoCalREN | Non-Refrig._Warehouse | Perimter Lt Control | All
SoCalREN | Assembly | Pool HtPmp | All
SoCalREN | Misc._Commercial | Frig Barrier | All
SoCalREN | Small_Office | DayLt & Controls | All
SoCalREN | Small_Retail_Store | DayLt & Controls | All
SoCalREN | Res | DEER:RefgFrzr_Recyc-Conditioned | 16
SoCalREN | Res | DEER:RefgFrzr_Recyc-Conditioned | 15
SoCalREN | Large_Office | DayLt & Controls | All
SoCalREN | Large_Retail_Store | DayLt & Controls | All
SoCalREN | Misc._Commercial | Commercial Whole Building | All
SoCalREN | Agricultural | Ag & Water Pumping | All
SoCalREN | Hotel_Motel | Perimter Lt Control | All
SoCalREN | Medical_Clinic | Perimter Lt Control | All
SoCalREN | Industrial | Industrial | All
SoCalREN | Refrigerated_Warehouse | Perimter Lt Control | All
SoCalREN | Industrial | Occupancy Sensor | All
SoCalREN | Grocery_Store | DayLt & Controls | All
SoCalREN | Industrial | Reduce_Cooling_Load-Ret | All
SoCalREN | Agricultural | Reduce_Cooling_Load-Ret | All
SoCalREN | Residential | Refrig-RC | All
SoCalREN | K_thru_12_School | Perimter Lt Control | All
SoCalREN | Large_Retail_Store | Refrigeration | All
SoCalREN | Large_Office | DHW HtPmp | All
SoCalREN | Res | DEER:RefgFrzr_Recyc-UnConditioned | 8
SoCalREN | Food_Store | DHW HtPmp | All
SoCalREN | Small_Office | IndoorLt | All
SoCalREN | Small_Office | Refrigeration | All
SoCalREN | Food_Store | Lower_Cond_temp-Ret | All
SoCalREN | Res | DEER:RefgFrzr_Recyc-UnConditioned | 9
SoCalREN | Large_Office | Refrigeration | All
SoCalREN | Res | DEER:RefgFrzr_Recyc-UnConditioned | 6
SoCalREN | Sit_Down_Restaurant | DHW HtPmp | All
SoCalREN | Small_Retail_Store | Refrigeration | All
SoCalREN | Residential | AC_Cooling-RC | All
SoCalREN | Res | DEER:RefgFrzr_Recyc-Conditioned | 14
SoCalREN | College_University | Perimter Lt Control | All
SoCalREN | Grocery_Store | Refrigeration | All
SoCalREN | Trans_Comm_Util | Perimter Lt Control | All
SoCalREN | Res | DEER:RefgFrzr_Recyc-UnConditioned | 13
SoCalREN | School | Perimter Lt Control | All
SoCalREN | Assembly | Perimter Lt Control | All
SoCalREN | Large_Office | IndoorLt | All
SoCalREN | Small_Office | DHW HtPmp | All
SoCalREN | Small_Retail_Store | DHW HtPmp | All
SoCalREN | Restaurant | DayLt & Controls | All
SoCalREN | Storage_Building | DHW HtPmp | All
SoCalREN | Restaurant | IndoorLt | All
SoCalREN | Non-Refrig._Warehouse | DHW HtPmp | All
SoCalREN | Residential | HeatPump_WtrHt-RC | All
SoCalREN | Fast_Food_Restaurant | DHW HtPmp | All
SoCalREN | Fast_Food_Restaurant | DayLt & Controls | All
SoCalREN | Res | DEER:RefgFrzr_Recyc-UnConditioned | 10
SoCalREN | Food_Store | DayLt & Controls | All
SoCalREN | Res | DEER:RefgFrzr_Recyc-UnConditioned | 14
SoCalREN | Residential | HorizAxisClothesWasher-RC | All
SoCalREN | Res | DEER:RefgFrzr_Recyc-Conditioned | SYSTEM
SoCalREN | Grocery_Store | DHW HtPmp | All
SoCalREN | Res | DEER:RefgFrzr_Recyc-UnConditioned | 15
SoCalREN | Storage_Building | DayLt & Controls | All
SoCalREN | Residential | Residential Pool Pumps | All
SoCalREN | Res | DEER:Indoor_CFL_Ltg | 6
SoCalREN | Refrigerated_Warehouse | DHW HtPmp | All
SoCalREN | Refrigerated_Warehouse | Refrigeration | All
SoCalREN | Res | DEER:RefgFrzr_Recyc-UnConditioned | SYSTEM
SoCalREN | Restaurant | Refrigeration | All
SoCalREN | Fast_Food_Restaurant | Refrigeration | All
SoCalREN | Medical_Clinic | DHW HtPmp | All
SoCalREN | Sit_Down_Restaurant | Refrigeration | All
SoCalREN | Storage_Building | Refrigeration | All
SoCalREN | Refrigerated_Warehouse | DayLt & Controls | All
SoCalREN | Hotel_Motel | DHW HtPmp | All
SoCalREN | Misc._Commercial | Perimter Lt Control | All
SoCalREN | Hotel_Motel | DayLt & Controls | All
SoCalREN | Res | DEER:RefgFrzr_Recyc-UnConditioned | 16
SoCalREN | School | DHW HtPmp | All
SoCalREN | Non-Refrig._Warehouse | Refrigeration | All
SoCalREN | Restaurant | DHW HtPmp | All
SoCalREN | Small_Retail_Store | IndoorLt | All
SoCalREN | Refrigerated_Warehouse | IndoorLt | All
SoCalREN | Res | DEER:HVAC_Eff_AC | 6
SoCalREN | Residential | HeatPump_Heating_Only-RC | All
SoCalREN | Residential | HeatPump_ThroughWall-RC | All
SoCalREN | Food_Store | Refrigeration | All
SoCalREN | Non-Refrig._Warehouse | IndoorLt | All
SoCalREN | Large_Retail_Store | IndoorLt | All
SoCalREN | K_thru_12_School | IndoorLt | All
SoCalREN | Res | DEER:HVAC_Eff_AC | 13
SoCalREN | K_thru_12_School | DHW HtPmp | All
SoCalREN | Non-Refrig._Warehouse | DayLt & Controls | All
SoCalREN | Medical_Clinic | DayLt & Controls | All
SoCalREN | Agricultural | Perimter Lt Control | All
SoCalREN | Large_Office | Pool HtPmp | All
SoCalREN | Food_Store | IndoorLt | All
SoCalREN | Res | DEER:HVAC_Eff_AC | 8
SoCalREN | Hospital | Perimter Lt Control | All
SoCalREN | Residential | CFL-RC | All
SoCalREN | Res | DEER:Indoor_CFL_Ltg | 8
SoCalREN | College_University | DayLt & Controls | All
SoCalREN | Small_Office | Pool HtPmp | All
SoCalREN | College_University | Refrigeration | All
SoCalREN | Res | DEER:HVAC_Eff_AC | 14
SoCalREN | K_thru_12_School | Refrigeration | All
SoCalREN | School | DayLt & Controls | All
SoCalREN | K_thru_12_School | DayLt & Controls | All
SoCalREN | Res | DEER:HVAC_Eff_AC | 10
SoCalREN | Small_Retail_Store | Pool HtPmp | All
SoCalREN | Res | DEER:HVAC_Eff_AC | 15
SoCalREN | Medical_Clinic | Refrigeration | All
SoCalREN | Res | DEER:Indoor_CFL_Ltg | 10
SoCalREN | School | Refrigeration | All
SoCalREN | College_University | DHW HtPmp | All
SoCalREN | Sit_Down_Restaurant | DayLt & Controls | All
SoCalREN | Industrial | Perimter Lt Control | All
SoCalREN | Trans_Comm_Util | DHW HtPmp | All
SoCalREN | College_University | IndoorLt | All
SoCalREN | Assembly | DayLt & Controls | All
SoCalREN | Large_Retail_Store | Pool HtPmp | All
SoCalREN | Res | DEER:Indoor_CFL_Ltg | 13
SoCalREN | Hotel_Motel | IndoorLt | All
SoCalREN | Res | DEER:HVAC_Eff_AC | 16
SoCalREN | Trans_Comm_Util | DayLt & Controls | All
SoCalREN | Res | DEER:HVAC_Eff_HP | 9
SoCalREN | Res | DEER:HVAC_Eff_AC | SYSTEM
SoCalREN | Misc._Commercial | DHW HtPmp | All
SoCalREN | Hospital | IndoorLt | All
SoCalREN | Res | DEER:HVAC_Eff_HP | 10
SoCalREN | Res | DEER:HVAC_Eff_HP | 8
SoCalREN | Res | DEER:Indoor_CFL_Ltg | 14
SoCalREN | Restaurant | Pool HtPmp | All
SoCalREN | Industrial | DayLt & Controls | All
SoCalREN | Res | DEER:RefgFrzr_HighEff | 6
SoCalREN | Food_Store | Pool HtPmp | All
SoCalREN | Agricultural | DHW HtPmp | All
SoCalREN | Hospital | DHW HtPmp | All
SoCalREN | Hotel_Motel | Refrigeration | All
SoCalREN | Assembly | Refrigeration | All
SoCalREN | Assembly | DHW HtPmp | All
SoCalREN | Res | DEER:HVAC_Eff_AC | 9
SoCalREN | Grocery_Store | Pool HtPmp | All
SoCalREN | Res | DEER:Indoor_CFL_Ltg | 16
SoCalREN | Misc._Commercial | DayLt & Controls | All
SoCalREN | Misc._Commercial | Refrigeration | All
SoCalREN | Trans_Comm_Util | Refrigeration | All
SoCalREN | Res | DEER:Indoor_CFL_Ltg | 15
SoCalREN | Hospital | DayLt & Controls | All
SoCalREN | Misc._Commercial | IndoorLt | All
SoCalREN | Agricultural | DayLt & Controls | All
SoCalREN | Industrial | Refrigeration | All
SoCalREN | Agricultural | Refrigeration | All
SoCalREN | Sit_Down_Restaurant | Pool HtPmp | All
SoCalREN | Trans_Comm_Util | IndoorLt | All
SoCalREN | Res | DEER:RefgFrzr_HighEff | 8
SoCalREN | Small_Office | Perimter Lt Control | All
SoCalREN | Res | DEER:Indoor_CFL_Ltg | SYSTEM
SoCalREN | Res | DEER:RefgFrzr_HighEff | 9
SoCalREN | Industrial | IndoorLt | All
SoCalREN | Agricultural | IndoorLt | All
SoCalREN | Refrigerated_Warehouse | Pool HtPmp | All
SoCalREN | Medical_Clinic | IndoorLt | All
SoCalREN | Res | DEER:HVAC_Duct_Sealing | 10
SoCalREN | Res | DEER:Indoor_CFL_Ltg | 9
SoCalREN | Res | DEER:HVAC_Eff_HP | 6
SoCalREN | Industrial | DHW HtPmp | All
SoCalREN | Non_Res | DEER:HVAC_Split-Package_AC | 14
SoCalREN | Res | DEER:HVAC_Duct_Sealing | 14
SoCalREN | Non_Res | DEER:HVAC_Split-Package_AC | 15
SoCalREN | Res | DEER:RefgFrzr_HighEff | 13
SoCalREN | Non-Refrig._Warehouse | Pool HtPmp | All
SoCalREN | Res | DEER:HVAC_Eff_HP | 13
SoCalREN | Res | DEER:RefgFrzr_HighEff | 10
SoCalREN | Res | DEER:HVAC_Eff_HP | 14
SoCalREN | Res | DEER:HVAC_Eff_HP | 15
SoCalREN | Small_Office | Outdoor Lt | All
SoCalREN | Hotel_Motel | Pool HtPmp | All
SoCalREN | Non_Res | DEER:Indoor_CFL_Ltg | 14
SoCalREN | Non_Res | DEER:Indoor_CFL_Ltg | 15
SoCalREN | Res | DEER:HVAC_Eff_HP | SYSTEM
SoCalREN | Non_Res | DEER:Indoor_CFL_Ltg | 13
SoCalREN | Res | DEER:HVAC_Duct_Sealing | 6
SoCalREN | Res | DEER:RefgFrzr_HighEff | 14
SoCalREN | Res | DEER:HVAC_Duct_Sealing | 8
SoCalREN | Res | DEER:HVAC_Duct_Sealing | 9
SoCalREN | Non_Res | DEER:Indoor_CFL_Ltg | 16
SoCalREN | Hospital | Refrigeration | All
SoCalREN | Fast_Food_Restaurant | Pool HtPmp | All
SoCalREN | Storage_Building | Pool HtPmp | All
SoCalREN | Res | DEER:HVAC_Duct_Sealing | 15
SoCalREN | Non_Res | DEER:Indoor_CFL_Ltg | SYSTEM
SoCalREN | Res | DEER:HVAC_Duct_Sealing | SYSTEM
SoCalREN | Res | DEER:RefgFrzr_HighEff | 16
SoCalREN | Res | DEER:RefgFrzr_Recyc-Conditioned | 6
SoCalREN | Non_Res | DEER:HVAC_Split-Package_AC | SYSTEM
SoCalREN | Res | DEER:RefgFrzr_HighEff | SYSTEM
SoCalREN | Non_Res | DEER:Indoor_Non-CFL_Ltg | 6
SoCalREN | Res | DEER:HVAC_Duct_Sealing | 16
SoCalREN | Non_Res | DEER:Indoor_Non-CFL_Ltg | 8
SoCalREN | Non_Res | DEER:Indoor_Non-CFL_Ltg | 9
SoCalREN | Non_Res | DEER:Indoor_Non-CFL_Ltg | 10
SoCalREN | Non_Res | DEER:Indoor_Non-CFL_Ltg | 13
SoCalREN | Non_Res | DEER:HVAC_Duct_Sealing | 6
SoCalREN | Res | DEER:HVAC_Duct_Sealing | 13
SoCalREN | Non_Res | DEER:HVAC_Duct_Sealing | 8
SoCalREN | Res | DEER:HVAC_Refrig_Charge | 8
SoCalREN | Res | DEER:HVAC_Refrig_Charge | 10
SoCalREN | Non_Res | DEER:HVAC_Duct_Sealing | 10
SoCalREN | Non_Res | DEER:Indoor_Non-CFL_Ltg | 15
SoCalREN | Res | DEER:HVAC_Refrig_Charge | 9
SoCalREN | Non_Res | DEER:HVAC_Duct_Sealing | 13
SoCalREN | Res | DEER:HVAC_Refrig_Charge | 13
SoCalREN | Non_Res | DEER:HVAC_Duct_Sealing | 14
SoCalREN | Res | DEER:HVAC_Eff_HP | 16
SoCalREN | Res | DEER:HVAC_Refrig_Charge | 14
SoCalREN | Res | DEER:HVAC_Refrig_Charge | 15
SoCalREN | Non_Res | DEER:HVAC_Split-Package_AC | 16
SoCalREN | Non_Res | DEER:Indoor_Non-CFL_Ltg | 16
SoCalREN | Non_Res | DEER:HVAC_Chillers | 8
SoCalREN | Res | DEER:Refg_Chrg_Duct_Seal | 9
SoCalREN | Res | DEER:HVAC_Refrig_Charge | SYSTEM
SoCalREN | Non_Res | DEER:HVAC_Duct_Sealing | 16
SoCalREN | Non_Res | DEER:HVAC_Duct_Sealing | 15
SoCalREN | Non_Res | DEER:HVAC_Duct_Sealing | SYSTEM
SoCalREN | Non_Res | DEER:HVAC_Chillers | 9
SoCalREN | Res | DEER:Refg_Chrg_Duct_Seal | 6
SoCalREN | Res | DEER:RefgFrzr_HighEff | 15
SoCalREN | Non_Res | DEER:HVAC_Chillers | 10
SoCalREN | Non_Res | DEER:HVAC_Split-Package_HP | 8
SoCalREN | Non_Res | DEER:HVAC_Split-Package_HP | 6
SoCalREN | Res | DEER:HVAC_Refrig_Charge | 6
SoCalREN | Res | DEER:Refg_Chrg_Duct_Seal | 14
SoCalREN | Non_Res | DEER:HVAC_Chillers | 6
SoCalREN | Res | DEER:Refg_Chrg_Duct_Seal | 8
SoCalREN | Res | DEER:Refg_Chrg_Duct_Seal | 10
SoCalREN | Res | DEER:Refg_Chrg_Duct_Seal | 13
SoCalREN | Non_Res | DEER:HVAC_Chillers | 13
SoCalREN | Non_Res | DEER:HVAC_Chillers | 14
SoCalREN | Non_Res | DEER:HVAC_Chillers | 15
SoCalREN | Non_Res | DEER:HVAC_Chillers | SYSTEM
SoCalREN | Res | DEER:Refg_Chrg_Duct_Seal | 16
SoCalREN | Res | DEER:Refg_Chrg_Duct_Seal | 15
SoCalREN | Non_Res | DEER:HVAC_Split-Package_HP | 10
SoCalREN | Non_Res | DEER:HVAC_Split-Package_HP | 9
SoCalREN | Non_Res | DEER:HVAC_Split-Package_HP | 13
SoCalREN | Non_Res | DEER:HVAC_Chillers | 16
SoCalREN | Res | DEER:Refg_Chrg_Duct_Seal | SYSTEM
SoCalREN | Res | DEER:RefgFrzr_Recycling | 8
SoCalREN | Non_Res | DEER:HVAC_Refrig_Charge | 6
SoCalREN | Non_Res | DEER:HVAC_Refrig_Charge | 8
SoCalREN | Res | DEER:RefgFrzr_Recycling | 6
SoCalREN | Non_Res | DEER:HVAC_Split-Package_HP | 15
SoCalREN | Non_Res | DEER:HVAC_Split-Package_HP | 14
SoCalREN | Non_Res | DEER:Indoor_Non-CFL_Ltg | 14
SoCalREN | Non_Res | DEER:HVAC_Duct_Sealing | 9
SoCalREN | Res | DEER:RefgFrzr_Recycling | 9
SoCalREN | Res | DEER:RefgFrzr_Recycling | 10
SoCalREN | Non_Res | DEER:HVAC_Split-Package_HP | 16
SoCalREN | Res | DEER:RefgFrzr_Recycling | 14
SoCalREN | Non_Res | DEER:HVAC_Refrig_Charge | 13
SoCalREN | Non_Res | DEER:HVAC_Refrig_Charge | 16
SoCalREN | Res | DEER:RefgFrzr_Recycling | 13
SoCalREN | Non_Res | DEER:HVAC_Refrig_Charge | 9
SoCalREN | Non_Res | DEER:HVAC_Refrig_Charge | 10
SoCalREN | Non_Res | DEER:HVAC_Split-Package_HP | SYSTEM
SoCalREN | Non_Res | DEER:HVAC_Refrig_Charge | 14
SoCalREN | Non_Res | DEER:Indoor_Non-CFL_Ltg | SYSTEM
SoCalREN | Res | DEER:HVAC_Refrig_Charge | 16
SoCalREN | Non_Res | DEER:HVAC_Refrig_Charge | 15
SoCalREN | Non_Res | DEER:HVAC_Split-Package_AC | 8
SoCalREN | Non_Res | DEER:HVAC_Refrig_Charge | SYSTEM
SoCalREN | Res | DEER:RefgFrzr_Recycling | 16
SoCalREN | Non_Res | DEER:Indoor_CFL_Ltg | 8
SoCalREN | Res | DEER:RefgFrzr_Recycling | SYSTEM
SoCalREN | Non_Res | DEER:Indoor_CFL_Ltg | 9
SoCalREN | Non_Res | DEER:Indoor_CFL_Ltg | 6
SoCalREN | Non_Res | DEER:HVAC_Split-Package_AC | 9
SoCalREN | Res | DEER:RefgFrzr_Recycling | 15
SoCalREN | Non_Res | DEER:HVAC_Split-Package_AC | 6
SoCalREN | Non_Res | DEER:Indoor_CFL_Ltg | 10
SoCalREN | Non_Res | DEER:HVAC_Split-Package_AC | 13
SoCalREN | Non_Res | DEER:HVAC_Split-Package_AC | 10
SoCalREN | Assembly | Lighting-NC | 15
SoCalREN | Assembly | Lighting-NC | 16
SoCalREN | Assembly | Lighting-NC | SYSTEM
SoCalREN | College_University | Lighting-NC | 6
SoCalREN | College_University | Lighting-NC | 8
SoCalREN | College_University | Lighting-NC | 9
SoCalREN | College_University | Lighting-NC | 10
SoCalREN | College_University | Lighting-NC | 13
SoCalREN | College_University | Lighting-NC | 14
SoCalREN | College_University | Lighting-NC | 15
SoCalREN | College_University | Lighting-NC | 16
SoCalREN | College_University | Lighting-NC | SYSTEM
SoCalREN | Fast_Food_Restaurant | Lighting-NC | 6
SoCalREN | Fast_Food_Restaurant | Lighting-NC | 8
SoCalREN | Fast_Food_Restaurant | Lighting-NC | 9
SoCalREN | Fast_Food_Restaurant | Lighting-NC | 10
SoCalREN | Fast_Food_Restaurant | Lighting-NC | 13
SoCalREN | Fast_Food_Restaurant | Lighting-NC | 14
SoCalREN | Fast_Food_Restaurant | Lighting-NC | 15
SoCalREN | Fast_Food_Restaurant | Lighting-NC | 16
SoCalREN | Fast_Food_Restaurant | Lighting-NC | SYSTEM
SoCalREN | Grocery_Store | Lighting-NC | 6
SoCalREN | Grocery_Store | Lighting-NC | 8
SoCalREN | Grocery_Store | Lighting-NC | 9
SoCalREN | Grocery_Store | Lighting-NC | 10
SoCalREN | Grocery_Store | Lighting-NC | 13
SoCalREN | Grocery_Store | Lighting-NC | 14
SoCalREN | Grocery_Store | Lighting-NC | 15
SoCalREN | Grocery_Store | Lighting-NC | 16
SoCalREN | Grocery_Store | Lighting-NC | SYSTEM
SoCalREN | Hospital | Lighting-NC | 6
SoCalREN | Hospital | Lighting-NC | 8
SoCalREN | Hospital | Lighting-NC | 9
SoCalREN | Hospital | Lighting-NC | 10
SoCalREN | Hospital | Lighting-NC | 13
SoCalREN | Hospital | Lighting-NC | 14
SoCalREN | Hospital | Lighting-NC | 15
SoCalREN | Hospital | Lighting-NC | 16
SoCalREN | Hospital | Lighting-NC | SYSTEM
SoCalREN | Hotel_Motel | Lighting-NC | 6
SoCalREN | Hotel_Motel | Lighting-NC | 8
SoCalREN | Hotel_Motel | Lighting-NC | 9
SoCalREN | Hotel_Motel | Lighting-NC | 10
SoCalREN | Hotel_Motel | Lighting-NC | 13
SoCalREN | Hotel_Motel | Lighting-NC | 14
SoCalREN | Hotel_Motel | Lighting-NC | 15
SoCalREN | Hotel_Motel | Lighting-NC | 16
SoCalREN | Hotel_Motel | Lighting-NC | SYSTEM
SoCalREN | Large_Office | Lighting-NC | 6
SoCalREN | Large_Office | Lighting-NC | 8
SoCalREN | Large_Office | Lighting-NC | 9
SoCalREN | Large_Office | Lighting-NC | 10
SoCalREN | Large_Office | Lighting-NC | 13
SoCalREN | Large_Office | Lighting-NC | 14
SoCalREN | Large_Office | Lighting-NC | 15
SoCalREN | Large_Office | Lighting-NC | 16
SoCalREN | Large_Office | Lighting-NC | SYSTEM
SoCalREN | Large_Retail_Store | Lighting-NC | 6
SoCalREN | Large_Retail_Store | Lighting-NC | 8
SoCalREN | Large_Retail_Store | Lighting-NC | 9
SoCalREN | Large_Retail_Store | Lighting-NC | 10
SoCalREN | Large_Retail_Store | Lighting-NC | 13
SoCalREN | Large_Retail_Store | Lighting-NC | 14
SoCalREN | Large_Retail_Store | Lighting-NC | 15
SoCalREN | Large_Retail_Store | Lighting-NC | 16
SoCalREN | Large_Retail_Store | Lighting-NC | SYSTEM
SoCalREN | School | Lighting-NC | 6
SoCalREN | School | Lighting-NC | 8
SoCalREN | School | Lighting-NC | 9
SoCalREN | School | Lighting-NC | 10
SoCalREN | School | Lighting-NC | 13
SoCalREN | School | Lighting-NC | 14
SoCalREN | School | Lighting-NC | 15
SoCalREN | School | Lighting-NC | 16
SoCalREN | School | Lighting-NC | SYSTEM
SoCalREN | Sit_Down_Restaurant | Lighting-NC | 6
SoCalREN | Sit_Down_Restaurant | Lighting-NC | 8
SoCalREN | Sit_Down_Restaurant | Lighting-NC | 9
SoCalREN | Sit_Down_Restaurant | Lighting-NC | 10
SoCalREN | Sit_Down_Restaurant | Lighting-NC | 13
SoCalREN | Sit_Down_Restaurant | Lighting-NC | 14
SoCalREN | Sit_Down_Restaurant | Lighting-NC | 15
SoCalREN | Sit_Down_Restaurant | Lighting-NC | 16
SoCalREN | Sit_Down_Restaurant | Lighting-NC | SYSTEM
SoCalREN | Small_Office | Lighting-NC | 6
SoCalREN | Small_Office | Lighting-NC | 8
SoCalREN | Small_Office | Lighting-NC | 9
SoCalREN | Small_Office | Lighting-NC | 10
SoCalREN | Small_Office | Lighting-NC | 13
SoCalREN | Small_Office | Lighting-NC | 14
SoCalREN | Small_Office | Lighting-NC | 15
SoCalREN | Small_Office | Lighting-NC | 16
SoCalREN | Small_Office | Lighting-NC | SYSTEM
SoCalREN | Small_Retail_Store | Lighting-NC | 6
SoCalREN | Small_Retail_Store | Lighting-NC | 8
SoCalREN | Small_Retail_Store | Lighting-NC | 9
SoCalREN | Small_Retail_Store | Lighting-NC | 10
SoCalREN | Small_Retail_Store | Lighting-NC | 13
SoCalREN | Small_Retail_Store | Lighting-NC | 14
SoCalREN | Small_Retail_Store | Lighting-NC | 15
SoCalREN | Small_Retail_Store | Lighting-NC | 16
SoCalREN | Small_Retail_Store | Lighting-NC | SYSTEM
SoCalREN | Storage_Building | Lighting-NC | 6
SoCalREN | Storage_Building | Lighting-NC | 8
SoCalREN | Storage_Building | Lighting-NC | 9
SoCalREN | Storage_Building | Lighting-NC | 10
SoCalREN | Storage_Building | Lighting-NC | 13
SoCalREN | Storage_Building | Lighting-NC | 14
SoCalREN | Storage_Building | Lighting-NC | 15
SoCalREN | Storage_Building | Lighting-NC | 16
SoCalREN | Storage_Building | Lighting-NC | SYSTEM
SoCalREN | Assembly | Hi_Perf_Glass-NC | 6
SoCalREN | Assembly | Hi_Perf_Glass-NC | 8
SoCalREN | Assembly | Hi_Perf_Glass-NC | 9
SoCalREN | Assembly | Hi_Perf_Glass-NC | 10
SoCalREN | Assembly | Hi_Perf_Glass-NC | 13
SoCalREN | Assembly | Hi_Perf_Glass-NC | 14
SoCalREN | Assembly | Hi_Perf_Glass-NC | 15
SoCalREN | Assembly | Hi_Perf_Glass-NC | 16
SoCalREN | Assembly | Hi_Perf_Glass-NC | SYSTEM
SoCalREN | College_University | Hi_Perf_Glass-NC | 6
SoCalREN | College_University | Hi_Perf_Glass-NC | 8
SoCalREN | College_University | Hi_Perf_Glass-NC | 9
SoCalREN | College_University | Hi_Perf_Glass-NC | 10
SoCalREN | College_University | Hi_Perf_Glass-NC | 13
SoCalREN | College_University | Hi_Perf_Glass-NC | 14
SoCalREN | College_University | Hi_Perf_Glass-NC | 15
SoCalREN | College_University | Hi_Perf_Glass-NC | 16
SoCalREN | College_University | Hi_Perf_Glass-NC | SYSTEM
SoCalREN | Fast_Food_Restaurant | Hi_Perf_Glass-NC | 6
SoCalREN | Fast_Food_Restaurant | Hi_Perf_Glass-NC | 8
SoCalREN | Fast_Food_Restaurant | Hi_Perf_Glass-NC | 9
SoCalREN | Fast_Food_Restaurant | Hi_Perf_Glass-NC | 10
SoCalREN | Fast_Food_Restaurant | Hi_Perf_Glass-NC | 13
SoCalREN | Fast_Food_Restaurant | Hi_Perf_Glass-NC | 14
SoCalREN | Fast_Food_Restaurant | Hi_Perf_Glass-NC | 15
SoCalREN | Fast_Food_Restaurant | Hi_Perf_Glass-NC | 16
SoCalREN | Fast_Food_Restaurant | Hi_Perf_Glass-NC | SYSTEM
SoCalREN | Grocery_Store | Hi_Perf_Glass-NC | 6
SoCalREN | Grocery_Store | Hi_Perf_Glass-NC | 8
SoCalREN | Grocery_Store | Hi_Perf_Glass-NC | 9
SoCalREN | Grocery_Store | Hi_Perf_Glass-NC | 10
SoCalREN | Grocery_Store | Hi_Perf_Glass-NC | 13
SoCalREN | Grocery_Store | Hi_Perf_Glass-NC | 14
SoCalREN | Grocery_Store | Hi_Perf_Glass-NC | 15
SoCalREN | Grocery_Store | Hi_Perf_Glass-NC | 16
SoCalREN | Grocery_Store | Hi_Perf_Glass-NC | SYSTEM
SoCalREN | Hospital | Hi_Perf_Glass-NC | 6
SoCalREN | Hospital | Hi_Perf_Glass-NC | 8
SoCalREN | Hospital | Hi_Perf_Glass-NC | 9
SoCalREN | Hospital | Hi_Perf_Glass-NC | 10
SoCalREN | Hospital | Hi_Perf_Glass-NC | 13
SoCalREN | Hospital | Hi_Perf_Glass-NC | 14
SoCalREN | Hospital | Hi_Perf_Glass-NC | 15
SoCalREN | Hospital | Hi_Perf_Glass-NC | 16
SoCalREN | Hospital | Hi_Perf_Glass-NC | SYSTEM
SoCalREN | Large_Office | Hi_Perf_Glass-NC | 6
SoCalREN | Large_Office | Hi_Perf_Glass-NC | 8
SoCalREN | Large_Office | Hi_Perf_Glass-NC | 9
SoCalREN | Large_Office | Hi_Perf_Glass-NC | 10
SoCalREN | Large_Office | Hi_Perf_Glass-NC | 13
SoCalREN | Large_Office | Hi_Perf_Glass-NC | 14
SoCalREN | Large_Office | Hi_Perf_Glass-NC | 15
SoCalREN | Large_Office | Hi_Perf_Glass-NC | 16
SoCalREN | Large_Office | Hi_Perf_Glass-NC | SYSTEM
SoCalREN | School | Hi_Perf_Glass-NC | 6
SoCalREN | School | Hi_Perf_Glass-NC | 8
SoCalREN | School | Hi_Perf_Glass-NC | 9
SoCalREN | School | Hi_Perf_Glass-NC | 10
SoCalREN | School | Hi_Perf_Glass-NC | 13
SoCalREN | School | Hi_Perf_Glass-NC | 14
SoCalREN | School | Hi_Perf_Glass-NC | 15
SoCalREN | School | Hi_Perf_Glass-NC | 16
SoCalREN | School | Hi_Perf_Glass-NC | SYSTEM
SoCalREN | Sit_Down_Restaurant | Hi_Perf_Glass-NC | 6
SoCalREN | Sit_Down_Restaurant | Hi_Perf_Glass-NC | 8
SoCalREN | Sit_Down_Restaurant | Hi_Perf_Glass-NC | 9
SoCalREN | Sit_Down_Restaurant | Hi_Perf_Glass-NC | 10
SoCalREN | Sit_Down_Restaurant | Hi_Perf_Glass-NC | 13
SoCalREN | Sit_Down_Restaurant | Hi_Perf_Glass-NC | 14
SoCalREN | Sit_Down_Restaurant | Hi_Perf_Glass-NC | 15
SoCalREN | Sit_Down_Restaurant | Hi_Perf_Glass-NC | 16
SoCalREN | Sit_Down_Restaurant | Hi_Perf_Glass-NC | SYSTEM
SoCalREN | Small_Office | Hi_Perf_Glass-NC | 6
SoCalREN | Small_Office | Hi_Perf_Glass-NC | 8
SoCalREN | Small_Office | Hi_Perf_Glass-NC | 9
SoCalREN | Small_Office | Hi_Perf_Glass-NC | 10
SoCalREN | Small_Office | Hi_Perf_Glass-NC | 13
SoCalREN | Small_Office | Hi_Perf_Glass-NC | 14
SoCalREN | Small_Office | Hi_Perf_Glass-NC | 15
SoCalREN | Small_Office | Hi_Perf_Glass-NC | 16
SoCalREN | Small_Office | Hi_Perf_Glass-NC | SYSTEM
SoCalREN | Assembly | Lo_Gain_Wndw-NC | 6
SoCalREN | Assembly | Lo_Gain_Wndw-NC | 8
SoCalREN | Assembly | Lo_Gain_Wndw-NC | 9
SoCalREN | Assembly | Lo_Gain_Wndw-NC | 10
SoCalREN | Assembly | Lo_Gain_Wndw-NC | 13
SoCalREN | Assembly | Lo_Gain_Wndw-NC | 14
SoCalREN | Assembly | Lo_Gain_Wndw-NC | 15
SoCalREN | Assembly | Lo_Gain_Wndw-NC | 16
SoCalREN | Assembly | Lo_Gain_Wndw-NC | SYSTEM
SoCalREN | College_University | Lo_Gain_Wndw-NC | 6
SoCalREN | College_University | Lo_Gain_Wndw-NC | 8
SoCalREN | College_University | Lo_Gain_Wndw-NC | 9
SoCalREN | College_University | Lo_Gain_Wndw-NC | 10
SoCalREN | College_University | Lo_Gain_Wndw-NC | 13
SoCalREN | College_University | Lo_Gain_Wndw-NC | 14
SoCalREN | College_University | Lo_Gain_Wndw-NC | 15
SoCalREN | College_University | Lo_Gain_Wndw-NC | 16
SoCalREN | College_University | Lo_Gain_Wndw-NC | SYSTEM
SoCalREN | Fast_Food_Restaurant | Lo_Gain_Wndw-NC | 6
SoCalREN | Fast_Food_Restaurant | Lo_Gain_Wndw-NC | 8
SoCalREN | Fast_Food_Restaurant | Lo_Gain_Wndw-NC | 9
SoCalREN | Fast_Food_Restaurant | Lo_Gain_Wndw-NC | 10
SoCalREN | Fast_Food_Restaurant | Lo_Gain_Wndw-NC | 13
SoCalREN | Fast_Food_Restaurant | Lo_Gain_Wndw-NC | 14
SoCalREN | Fast_Food_Restaurant | Lo_Gain_Wndw-NC | 15
SoCalREN | Fast_Food_Restaurant | Lo_Gain_Wndw-NC | 16
SoCalREN | Fast_Food_Restaurant | Lo_Gain_Wndw-NC | SYSTEM
SoCalREN | Grocery_Store | Lo_Gain_Wndw-NC | 6
SoCalREN | Grocery_Store | Lo_Gain_Wndw-NC | 8
SoCalREN | Grocery_Store | Lo_Gain_Wndw-NC | 9
SoCalREN | Grocery_Store | Lo_Gain_Wndw-NC | 10
SoCalREN | Grocery_Store | Lo_Gain_Wndw-NC | 13
SoCalREN | Grocery_Store | Lo_Gain_Wndw-NC | 14
SoCalREN | Grocery_Store | Lo_Gain_Wndw-NC | 15
SoCalREN | Grocery_Store | Lo_Gain_Wndw-NC | 16
SoCalREN | Grocery_Store | Lo_Gain_Wndw-NC | SYSTEM
SoCalREN | Hospital | Lo_Gain_Wndw-NC | 6
SoCalREN | Hospital | Lo_Gain_Wndw-NC | 8
SoCalREN | Hospital | Lo_Gain_Wndw-NC | 9
SoCalREN | Hospital | Lo_Gain_Wndw-NC | 10
SoCalREN | Hospital | Lo_Gain_Wndw-NC | 13
SoCalREN | Hospital | Lo_Gain_Wndw-NC | 14
SoCalREN | Hospital | Lo_Gain_Wndw-NC | 15
SoCalREN | Hospital | Lo_Gain_Wndw-NC | 16
SoCalREN | Hospital | Lo_Gain_Wndw-NC | SYSTEM
SoCalREN | Large_Office | Lo_Gain_Wndw-NC | 6
SoCalREN | Large_Office | Lo_Gain_Wndw-NC | 8
SoCalREN | Large_Office | Lo_Gain_Wndw-NC | 9
SoCalREN | Large_Office | Lo_Gain_Wndw-NC | 10
SoCalREN | Large_Office | Lo_Gain_Wndw-NC | 13
SoCalREN | Large_Office | Lo_Gain_Wndw-NC | 14
SoCalREN | Large_Office | Lo_Gain_Wndw-NC | 15
SoCalREN | Large_Office | Lo_Gain_Wndw-NC | 16
SoCalREN | Large_Office | Lo_Gain_Wndw-NC | SYSTEM
SoCalREN | School | Lo_Gain_Wndw-NC | 6
SoCalREN | School | Lo_Gain_Wndw-NC | 8
SoCalREN | School | Lo_Gain_Wndw-NC | 9
SoCalREN | School | Lo_Gain_Wndw-NC | 10
SoCalREN | School | Lo_Gain_Wndw-NC | 13
SoCalREN | School | Lo_Gain_Wndw-NC | 14
SoCalREN | School | Lo_Gain_Wndw-NC | 15
SoCalREN | School | Lo_Gain_Wndw-NC | 16
SoCalREN | School | Lo_Gain_Wndw-NC | SYSTEM
SoCalREN | Sit_Down_Restaurant | Lo_Gain_Wndw-NC | 6
SoCalREN | Sit_Down_Restaurant | Lo_Gain_Wndw-NC | 8
SoCalREN | Sit_Down_Restaurant | Lo_Gain_Wndw-NC | 9
SoCalREN | Sit_Down_Restaurant | Lo_Gain_Wndw-NC | 10
SoCalREN | Sit_Down_Restaurant | Lo_Gain_Wndw-NC | 13
SoCalREN | Sit_Down_Restaurant | Lo_Gain_Wndw-NC | 14
SoCalREN | Sit_Down_Restaurant | Lo_Gain_Wndw-NC | 15
SoCalREN | Sit_Down_Restaurant | Lo_Gain_Wndw-NC | 16
SoCalREN | Sit_Down_Restaurant | Lo_Gain_Wndw-NC | SYSTEM
SoCalREN | Small_Office | Lo_Gain_Wndw-NC | 6
SoCalREN | Small_Office | Lo_Gain_Wndw-NC | 8
SoCalREN | Small_Office | Lo_Gain_Wndw-NC | 9
SoCalREN | Small_Office | Lo_Gain_Wndw-NC | 10
SoCalREN | Small_Office | Lo_Gain_Wndw-NC | 13
SoCalREN | Small_Office | Lo_Gain_Wndw-NC | 14
SoCalREN | Small_Office | Lo_Gain_Wndw-NC | 15
SoCalREN | Small_Office | Lo_Gain_Wndw-NC | 16
SoCalREN | Small_Office | Lo_Gain_Wndw-NC | SYSTEM
SoCalREN | Assembly | Wtr_Cool_Chiller-NC | 6
SoCalREN | Assembly | Wtr_Cool_Chiller-NC | 8
SoCalREN | Assembly | Wtr_Cool_Chiller-NC | 9
SoCalREN | Assembly | Wtr_Cool_Chiller-NC | 10
SoCalREN | Assembly | Wtr_Cool_Chiller-NC | 13
SoCalREN | Assembly | Wtr_Cool_Chiller-NC | 14
SoCalREN | Assembly | Wtr_Cool_Chiller-NC | 15
SoCalREN | Assembly | Wtr_Cool_Chiller-NC | 16
SoCalREN | Assembly | Wtr_Cool_Chiller-NC | SYSTEM
SoCalREN | College_University | Wtr_Cool_Chiller-NC | 6
SoCalREN | College_University | Wtr_Cool_Chiller-NC | 8
SoCalREN | College_University | Wtr_Cool_Chiller-NC | 9
SoCalREN | College_University | Wtr_Cool_Chiller-NC | 10
SoCalREN | College_University | Wtr_Cool_Chiller-NC | 13
SoCalREN | College_University | Wtr_Cool_Chiller-NC | 14
SoCalREN | College_University | Wtr_Cool_Chiller-NC | 15
SoCalREN | College_University | Wtr_Cool_Chiller-NC | 16
SoCalREN | College_University | Wtr_Cool_Chiller-NC | SYSTEM
SoCalREN | Grocery_Store | Wtr_Cool_Chiller-NC | 6
SoCalREN | Grocery_Store | Wtr_Cool_Chiller-NC | 8
SoCalREN | Grocery_Store | Wtr_Cool_Chiller-NC | 9
SoCalREN | Grocery_Store | Wtr_Cool_Chiller-NC | 10
SoCalREN | Grocery_Store | Wtr_Cool_Chiller-NC | 13
SoCalREN | Grocery_Store | Wtr_Cool_Chiller-NC | 14
SoCalREN | Grocery_Store | Wtr_Cool_Chiller-NC | 15
SoCalREN | Grocery_Store | Wtr_Cool_Chiller-NC | 16
SoCalREN | Grocery_Store | Wtr_Cool_Chiller-NC | SYSTEM
SoCalREN | Hospital | Wtr_Cool_Chiller-NC | 6
SoCalREN | Hospital | Wtr_Cool_Chiller-NC | 8
SoCalREN | Hospital | Wtr_Cool_Chiller-NC | 9
SoCalREN | Hospital | Wtr_Cool_Chiller-NC | 10
SoCalREN | Hospital | Wtr_Cool_Chiller-NC | 13
SoCalREN | Hospital | Wtr_Cool_Chiller-NC | 14
SoCalREN | Hospital | Wtr_Cool_Chiller-NC | 15
SoCalREN | Hospital | Wtr_Cool_Chiller-NC | 16
SoCalREN | Hospital | Wtr_Cool_Chiller-NC | SYSTEM
SoCalREN | Hotel_Motel | Wtr_Cool_Chiller-NC | 6
SoCalREN | Hotel_Motel | Wtr_Cool_Chiller-NC | 8
SoCalREN | Hotel_Motel | Wtr_Cool_Chiller-NC | 9
SoCalREN | Hotel_Motel | Wtr_Cool_Chiller-NC | 10
SoCalREN | Hotel_Motel | Wtr_Cool_Chiller-NC | 13
SoCalREN | Hotel_Motel | Wtr_Cool_Chiller-NC | 14
SoCalREN | Hotel_Motel | Wtr_Cool_Chiller-NC | 15
SoCalREN | Hotel_Motel | Wtr_Cool_Chiller-NC | 16
SoCalREN | Hotel_Motel | Wtr_Cool_Chiller-NC | SYSTEM
SoCalREN | Large_Office | Wtr_Cool_Chiller-NC | 6
SoCalREN | Large_Office | Wtr_Cool_Chiller-NC | 8
SoCalREN | Large_Office | Wtr_Cool_Chiller-NC | 9
SoCalREN | Large_Office | Wtr_Cool_Chiller-NC | 10
SoCalREN | Large_Office | Wtr_Cool_Chiller-NC | 13
SoCalREN | Large_Office | Wtr_Cool_Chiller-NC | 14
SoCalREN | Large_Office | Wtr_Cool_Chiller-NC | 15
SoCalREN | Large_Office | Wtr_Cool_Chiller-NC | 16
SoCalREN | Large_Office | Wtr_Cool_Chiller-NC | SYSTEM
SoCalREN | Large_Retail_Store | Wtr_Cool_Chiller-NC | 6
SoCalREN | Large_Retail_Store | Wtr_Cool_Chiller-NC | 8
SoCalREN | Large_Retail_Store | Wtr_Cool_Chiller-NC | 9
SoCalREN | Large_Retail_Store | Wtr_Cool_Chiller-NC | 10
SoCalREN | Large_Retail_Store | Wtr_Cool_Chiller-NC | 13
SoCalREN | Large_Retail_Store | Wtr_Cool_Chiller-NC | 14
SoCalREN | Large_Retail_Store | Wtr_Cool_Chiller-NC | 15
SoCalREN | Large_Retail_Store | Wtr_Cool_Chiller-NC | 16
SoCalREN | Large_Retail_Store | Wtr_Cool_Chiller-NC | SYSTEM
SoCalREN | School | Wtr_Cool_Chiller-NC | 6
SoCalREN | School | Wtr_Cool_Chiller-NC | 8
SoCalREN | School | Wtr_Cool_Chiller-NC | 9
SoCalREN | School | Wtr_Cool_Chiller-NC | 10
SoCalREN | School | Wtr_Cool_Chiller-NC | 13
SoCalREN | School | Wtr_Cool_Chiller-NC | 14
SoCalREN | School | Wtr_Cool_Chiller-NC | 15
SoCalREN | School | Wtr_Cool_Chiller-NC | 16
SoCalREN | School | Wtr_Cool_Chiller-NC | SYSTEM
SoCalREN | Small_Office | Wtr_Cool_Chiller-NC | 6
SoCalREN | Small_Office | Wtr_Cool_Chiller-NC | 8
SoCalREN | Small_Office | Wtr_Cool_Chiller-NC | 9
SoCalREN | Small_Office | Wtr_Cool_Chiller-NC | 10
SoCalREN | Small_Office | Wtr_Cool_Chiller-NC | 13
SoCalREN | Small_Office | Wtr_Cool_Chiller-NC | 14
SoCalREN | Small_Office | Wtr_Cool_Chiller-NC | 15
SoCalREN | Small_Office | Wtr_Cool_Chiller-NC | 16
SoCalREN | Small_Office | Wtr_Cool_Chiller-NC | SYSTEM
SoCalREN | Fast_Food_Restaurant | Package_AC-NC | 6
SoCalREN | Fast_Food_Restaurant | Package_AC-NC | 8
SoCalREN | Fast_Food_Restaurant | Package_AC-NC | 9
SoCalREN | Fast_Food_Restaurant | Package_AC-NC | 10
SoCalREN | Fast_Food_Restaurant | Package_AC-NC | 13
SoCalREN | Fast_Food_Restaurant | Package_AC-NC | 14
SoCalREN | Fast_Food_Restaurant | Package_AC-NC | 15
SoCalREN | Fast_Food_Restaurant | Package_AC-NC | 16
SoCalREN | Fast_Food_Restaurant | Package_AC-NC | SYSTEM
SoCalREN | Hotel_Motel | Package_AC-NC | 6
SoCalREN | Hotel_Motel | Package_AC-NC | 8
SoCalREN | Hotel_Motel | Package_AC-NC | 9
SoCalREN | Hotel_Motel | Package_AC-NC | 10
SoCalREN | Hotel_Motel | Package_AC-NC | 13
SoCalREN | Hotel_Motel | Package_AC-NC | 14
SoCalREN | Hotel_Motel | Package_AC-NC | 15
SoCalREN | Hotel_Motel | Package_AC-NC | 16
SoCalREN | Hotel_Motel | Package_AC-NC | SYSTEM
SoCalREN | School | Package_AC-NC | 6
SoCalREN | School | Package_AC-NC | 8
SoCalREN | School | Package_AC-NC | 9
SoCalREN | School | Package_AC-NC | 10
SoCalREN | School | Package_AC-NC | 13
SoCalREN | School | Package_AC-NC | 14
SoCalREN | School | Package_AC-NC | 15
SoCalREN | School | Package_AC-NC | 16
SoCalREN | School | Package_AC-NC | SYSTEM
SoCalREN | Small_Office | Package_AC-NC | 6
SoCalREN | Small_Office | Package_AC-NC | 8
SoCalREN | Small_Office | Package_AC-NC | 9
SoCalREN | Small_Office | Package_AC-NC | 10
SoCalREN | Small_Office | Package_AC-NC | 13
SoCalREN | Small_Office | Package_AC-NC | 14
SoCalREN | Small_Office | Package_AC-NC | 15
SoCalREN | Small_Office | Package_AC-NC | 16
SoCalREN | Small_Office | Package_AC-NC | SYSTEM
SoCalREN | Small_Retail_Store | Package_AC-NC | 6
SoCalREN | Small_Retail_Store | Package_AC-NC | 8
SoCalREN | Small_Retail_Store | Package_AC-NC | 9
SoCalREN | Small_Retail_Store | Package_AC-NC | 10
SoCalREN | Small_Retail_Store | Package_AC-NC | 13
SoCalREN | Small_Retail_Store | Package_AC-NC | 14
SoCalREN | Small_Retail_Store | Package_AC-NC | 15
SoCalREN | Small_Retail_Store | Package_AC-NC | 16
SoCalREN | Small_Retail_Store | Package_AC-NC | SYSTEM
SoCalREN | Fast_Food_Restaurant | <65K_AC_Split-NC | 6
SoCalREN | Fast_Food_Restaurant | <65K_AC_Split-NC | 8
SoCalREN | Fast_Food_Restaurant | <65K_AC_Split-NC | 9
SoCalREN | Fast_Food_Restaurant | <65K_AC_Split-NC | 10
SoCalREN | Fast_Food_Restaurant | <65K_AC_Split-NC | 13
SoCalREN | Fast_Food_Restaurant | <65K_AC_Split-NC | 14
SoCalREN | Fast_Food_Restaurant | <65K_AC_Split-NC | 15
SoCalREN | Fast_Food_Restaurant | <65K_AC_Split-NC | 16
SoCalREN | Fast_Food_Restaurant | <65K_AC_Split-NC | SYSTEM
SoCalREN | Sit_Down_Restaurant | <65K_AC_Split-NC | 6
SoCalREN | Sit_Down_Restaurant | <65K_AC_Split-NC | 8
SoCalREN | Sit_Down_Restaurant | <65K_AC_Split-NC | 9
SoCalREN | Sit_Down_Restaurant | <65K_AC_Split-NC | 10
SoCalREN | Sit_Down_Restaurant | <65K_AC_Split-NC | 13
SoCalREN | Sit_Down_Restaurant | <65K_AC_Split-NC | 14
SoCalREN | Sit_Down_Restaurant | <65K_AC_Split-NC | 15
SoCalREN | Sit_Down_Restaurant | <65K_AC_Split-NC | 16
SoCalREN | Sit_Down_Restaurant | <65K_AC_Split-NC | SYSTEM
SoCalREN | Small_Office | <65K_AC_Split-NC | 6
SoCalREN | Small_Office | <65K_AC_Split-NC | 8
SoCalREN | Small_Office | <65K_AC_Split-NC | 9
SoCalREN | Small_Office | <65K_AC_Split-NC | 10
SoCalREN | Small_Office | <65K_AC_Split-NC | 13
SoCalREN | Small_Office | <65K_AC_Split-NC | 14
SoCalREN | Small_Office | <65K_AC_Split-NC | 15
SoCalREN | Small_Office | <65K_AC_Split-NC | 16
SoCalREN | Small_Office | <65K_AC_Split-NC | SYSTEM
SoCalREN | Small_Retail_Store | <65K_AC_Split-NC | 6
SoCalREN | Small_Retail_Store | <65K_AC_Split-NC | 8
SoCalREN | Small_Retail_Store | <65K_AC_Split-NC | 9
SoCalREN | Small_Retail_Store | <65K_AC_Split-NC | 10
SoCalREN | Small_Retail_Store | <65K_AC_Split-NC | 13
SoCalREN | Small_Retail_Store | <65K_AC_Split-NC | 14
SoCalREN | Small_Retail_Store | <65K_AC_Split-NC | 15
SoCalREN | Small_Retail_Store | <65K_AC_Split-NC | 16
SoCalREN | Small_Retail_Store | <65K_AC_Split-NC | SYSTEM
SoCalREN | Storage_Building | <65K_AC_Split-NC | 6
SoCalREN | Storage_Building | <65K_AC_Split-NC | 8
SoCalREN | Storage_Building | <65K_AC_Split-NC | 9
SoCalREN | Storage_Building | <65K_AC_Split-NC | 10
SoCalREN | Storage_Building | <65K_AC_Split-NC | 13
SoCalREN | Storage_Building | <65K_AC_Split-NC | 14
SoCalREN | Storage_Building | <65K_AC_Split-NC | 15
SoCalREN | Storage_Building | <65K_AC_Split-NC | 16
SoCalREN | Storage_Building | <65K_AC_Split-NC | SYSTEM
SoCalREN | Fast_Food_Restaurant | <65K_AC_Pckg-NC | 6
SoCalREN | Fast_Food_Restaurant | <65K_AC_Pckg-NC | 8
SoCalREN | Fast_Food_Restaurant | <65K_AC_Pckg-NC | 9
SoCalREN | Fast_Food_Restaurant | <65K_AC_Pckg-NC | 10
SoCalREN | Fast_Food_Restaurant | <65K_AC_Pckg-NC | 13
SoCalREN | Fast_Food_Restaurant | <65K_AC_Pckg-NC | 14
SoCalREN | Fast_Food_Restaurant | <65K_AC_Pckg-NC | 15
SoCalREN | Fast_Food_Restaurant | <65K_AC_Pckg-NC | 16
SoCalREN | Fast_Food_Restaurant | <65K_AC_Pckg-NC | SYSTEM
SoCalREN | Sit_Down_Restaurant | <65K_AC_Pckg-NC | 6
SoCalREN | Sit_Down_Restaurant | <65K_AC_Pckg-NC | 8
SoCalREN | Sit_Down_Restaurant | <65K_AC_Pckg-NC | 9
SoCalREN | Sit_Down_Restaurant | <65K_AC_Pckg-NC | 10
SoCalREN | Sit_Down_Restaurant | <65K_AC_Pckg-NC | 13
SoCalREN | Sit_Down_Restaurant | <65K_AC_Pckg-NC | 14
SoCalREN | Sit_Down_Restaurant | <65K_AC_Pckg-NC | 15
SoCalREN | Sit_Down_Restaurant | <65K_AC_Pckg-NC | 16
SoCalREN | Sit_Down_Restaurant | <65K_AC_Pckg-NC | SYSTEM
SoCalREN | Small_Office | <65K_AC_Pckg-NC | 6
SoCalREN | Small_Office | <65K_AC_Pckg-NC | 8
SoCalREN | Small_Office | <65K_AC_Pckg-NC | 9
SoCalREN | Small_Office | <65K_AC_Pckg-NC | 10
SoCalREN | Small_Office | <65K_AC_Pckg-NC | 13
SoCalREN | Small_Office | <65K_AC_Pckg-NC | 14
SoCalREN | Small_Office | <65K_AC_Pckg-NC | 15
SoCalREN | Small_Office | <65K_AC_Pckg-NC | 16
SoCalREN | Small_Office | <65K_AC_Pckg-NC | SYSTEM
SoCalREN | Small_Retail_Store | <65K_AC_Pckg-NC | 6
SoCalREN | Small_Retail_Store | <65K_AC_Pckg-NC | 8
SoCalREN | Small_Retail_Store | <65K_AC_Pckg-NC | 9
SoCalREN | Small_Retail_Store | <65K_AC_Pckg-NC | 10
SoCalREN | Small_Retail_Store | <65K_AC_Pckg-NC | 13
SoCalREN | Small_Retail_Store | <65K_AC_Pckg-NC | 14
SoCalREN | Small_Retail_Store | <65K_AC_Pckg-NC | 15
SoCalREN | Small_Retail_Store | <65K_AC_Pckg-NC | 16
SoCalREN | Small_Retail_Store | <65K_AC_Pckg-NC | SYSTEM
SoCalREN | Storage_Building | <65K_AC_Pckg-NC | 6
SoCalREN | Storage_Building | <65K_AC_Pckg-NC | 8
SoCalREN | Storage_Building | <65K_AC_Pckg-NC | 9
SoCalREN | Storage_Building | <65K_AC_Pckg-NC | 10
SoCalREN | Storage_Building | <65K_AC_Pckg-NC | 13
SoCalREN | Storage_Building | <65K_AC_Pckg-NC | 14
SoCalREN | Storage_Building | <65K_AC_Pckg-NC | 15
SoCalREN | Storage_Building | <65K_AC_Pckg-NC | 16
SoCalREN | Storage_Building | <65K_AC_Pckg-NC | SYSTEM
SoCalREN | Fast_Food_Restaurant | <65K_EvapCool-NC | 6
SoCalREN | Fast_Food_Restaurant | <65K_EvapCool-NC | 8
SoCalREN | Fast_Food_Restaurant | <65K_EvapCool-NC | 9
SoCalREN | Fast_Food_Restaurant | <65K_EvapCool-NC | 10
SoCalREN | Fast_Food_Restaurant | <65K_EvapCool-NC | 13
SoCalREN | Fast_Food_Restaurant | <65K_EvapCool-NC | 14
SoCalREN | Fast_Food_Restaurant | <65K_EvapCool-NC | 15
SoCalREN | Fast_Food_Restaurant | <65K_EvapCool-NC | 16
SoCalREN | Fast_Food_Restaurant | <65K_EvapCool-NC | SYSTEM
SoCalREN | Sit_Down_Restaurant | <65K_EvapCool-NC | 6
SoCalREN | Sit_Down_Restaurant | <65K_EvapCool-NC | 8
SoCalREN | Sit_Down_Restaurant | <65K_EvapCool-NC | 9
SoCalREN | Sit_Down_Restaurant | <65K_EvapCool-NC | 10
SoCalREN | Sit_Down_Restaurant | <65K_EvapCool-NC | 13
SoCalREN | Sit_Down_Restaurant | <65K_EvapCool-NC | 14
SoCalREN | Sit_Down_Restaurant | <65K_EvapCool-NC | 15
SoCalREN | Sit_Down_Restaurant | <65K_EvapCool-NC | 16
SoCalREN | Sit_Down_Restaurant | <65K_EvapCool-NC | SYSTEM
SoCalREN | Small_Office | <65K_EvapCool-NC | 6
SoCalREN | Small_Office | <65K_EvapCool-NC | 8
SoCalREN | Small_Office | <65K_EvapCool-NC | 9
SoCalREN | Small_Office | <65K_EvapCool-NC | 10
SoCalREN | Small_Office | <65K_EvapCool-NC | 13
SoCalREN | Small_Office | <65K_EvapCool-NC | 14
SoCalREN | Small_Office | <65K_EvapCool-NC | 15
SoCalREN | Small_Office | <65K_EvapCool-NC | 16
SoCalREN | Small_Office | <65K_EvapCool-NC | SYSTEM
SoCalREN | Small_Retail_Store | <65K_EvapCool-NC | 6
SoCalREN | Small_Retail_Store | <65K_EvapCool-NC | 8
SoCalREN | Small_Retail_Store | <65K_EvapCool-NC | 9
SoCalREN | Small_Retail_Store | <65K_EvapCool-NC | 10
SoCalREN | Small_Retail_Store | <65K_EvapCool-NC | 13
SoCalREN | Small_Retail_Store | <65K_EvapCool-NC | 14
SoCalREN | Small_Retail_Store | <65K_EvapCool-NC | 15
SoCalREN | Small_Retail_Store | <65K_EvapCool-NC | 16
SoCalREN | Small_Retail_Store | <65K_EvapCool-NC | SYSTEM
SoCalREN | Storage_Building | <65K_EvapCool-NC | 6
SoCalREN | Storage_Building | <65K_EvapCool-NC | 8
SoCalREN | Storage_Building | <65K_EvapCool-NC | 9
SoCalREN | Storage_Building | <65K_EvapCool-NC | 10
SoCalREN | Storage_Building | <65K_EvapCool-NC | 13
SoCalREN | Storage_Building | <65K_EvapCool-NC | 14
SoCalREN | Storage_Building | <65K_EvapCool-NC | 15
SoCalREN | Storage_Building | <65K_EvapCool-NC | 16
SoCalREN | Storage_Building | <65K_EvapCool-NC | SYSTEM
SoCalREN | College_University | 65K-135K_Air_AC-NC | 6
SoCalREN | College_University | 65K-135K_Air_AC-NC | 8
SoCalREN | College_University | 65K-135K_Air_AC-NC | 9
SoCalREN | College_University | 65K-135K_Air_AC-NC | 10
SoCalREN | College_University | 65K-135K_Air_AC-NC | 13
SoCalREN | College_University | 65K-135K_Air_AC-NC | 14
SoCalREN | College_University | 65K-135K_Air_AC-NC | 15
SoCalREN | College_University | 65K-135K_Air_AC-NC | 16
SoCalREN | College_University | 65K-135K_Air_AC-NC | SYSTEM
SoCalREN | Fast_Food_Restaurant | 65K-135K_Air_AC-NC | 6
SoCalREN | Fast_Food_Restaurant | 65K-135K_Air_AC-NC | 8
SoCalREN | Fast_Food_Restaurant | 65K-135K_Air_AC-NC | 9
SoCalREN | Fast_Food_Restaurant | 65K-135K_Air_AC-NC | 10
SoCalREN | Fast_Food_Restaurant | 65K-135K_Air_AC-NC | 13
SoCalREN | Fast_Food_Restaurant | 65K-135K_Air_AC-NC | 14
SoCalREN | Fast_Food_Restaurant | 65K-135K_Air_AC-NC | 15
SoCalREN | Fast_Food_Restaurant | 65K-135K_Air_AC-NC | 16
SoCalREN | Fast_Food_Restaurant | 65K-135K_Air_AC-NC | SYSTEM
SoCalREN | Grocery_Store | 65K-135K_Air_AC-NC | 6
SoCalREN | Grocery_Store | 65K-135K_Air_AC-NC | 8
SoCalREN | Grocery_Store | 65K-135K_Air_AC-NC | 9
SoCalREN | Grocery_Store | 65K-135K_Air_AC-NC | 10
SoCalREN | Grocery_Store | 65K-135K_Air_AC-NC | 13
SoCalREN | Grocery_Store | 65K-135K_Air_AC-NC | 14
SoCalREN | Grocery_Store | 65K-135K_Air_AC-NC | 15
SoCalREN | Grocery_Store | 65K-135K_Air_AC-NC | 16
SoCalREN | Grocery_Store | 65K-135K_Air_AC-NC | SYSTEM
SoCalREN | Sit_Down_Restaurant | 65K-135K_Air_AC-NC | 6
SoCalREN | Sit_Down_Restaurant | 65K-135K_Air_AC-NC | 8
SoCalREN | Sit_Down_Restaurant | 65K-135K_Air_AC-NC | 9
SoCalREN | Sit_Down_Restaurant | 65K-135K_Air_AC-NC | 10
SoCalREN | Sit_Down_Restaurant | 65K-135K_Air_AC-NC | 13
SoCalREN | Sit_Down_Restaurant | 65K-135K_Air_AC-NC | 14
SoCalREN | Sit_Down_Restaurant | 65K-135K_Air_AC-NC | 15
SoCalREN | Sit_Down_Restaurant | 65K-135K_Air_AC-NC | 16
SoCalREN | Sit_Down_Restaurant | 65K-135K_Air_AC-NC | SYSTEM
SoCalREN | Small_Office | 65K-135K_Air_AC-NC | 6
SoCalREN | Small_Office | 65K-135K_Air_AC-NC | 8
SoCalREN | Small_Office | 65K-135K_Air_AC-NC | 9
SoCalREN | Small_Office | 65K-135K_Air_AC-NC | 10
SoCalREN | Small_Office | 65K-135K_Air_AC-NC | 13
SoCalREN | Small_Office | 65K-135K_Air_AC-NC | 14
SoCalREN | Small_Office | 65K-135K_Air_AC-NC | 15
SoCalREN | Small_Office | 65K-135K_Air_AC-NC | 16
SoCalREN | Small_Office | 65K-135K_Air_AC-NC | SYSTEM
SoCalREN | Small_Retail_Store | 65K-135K_Air_AC-NC | 6
SoCalREN | Small_Retail_Store | 65K-135K_Air_AC-NC | 8
SoCalREN | Small_Retail_Store | 65K-135K_Air_AC-NC | 9
SoCalREN | Small_Retail_Store | 65K-135K_Air_AC-NC | 10
SoCalREN | Small_Retail_Store | 65K-135K_Air_AC-NC | 13
SoCalREN | Small_Retail_Store | 65K-135K_Air_AC-NC | 14
SoCalREN | Small_Retail_Store | 65K-135K_Air_AC-NC | 15
SoCalREN | Small_Retail_Store | 65K-135K_Air_AC-NC | 16
SoCalREN | Small_Retail_Store | 65K-135K_Air_AC-NC | SYSTEM
SoCalREN | College_University | 65K-135_Wtr_AC-NC | 6
SoCalREN | College_University | 65K-135_Wtr_AC-NC | 8
SoCalREN | College_University | 65K-135_Wtr_AC-NC | 9
SoCalREN | College_University | 65K-135_Wtr_AC-NC | 10
SoCalREN | College_University | 65K-135_Wtr_AC-NC | 13
SoCalREN | College_University | 65K-135_Wtr_AC-NC | 14
SoCalREN | College_University | 65K-135_Wtr_AC-NC | 15
SoCalREN | College_University | 65K-135_Wtr_AC-NC | 16
SoCalREN | College_University | 65K-135_Wtr_AC-NC | SYSTEM
SoCalREN | Fast_Food_Restaurant | 65K-135_Wtr_AC-NC | 6
SoCalREN | Fast_Food_Restaurant | 65K-135_Wtr_AC-NC | 8
SoCalREN | Fast_Food_Restaurant | 65K-135_Wtr_AC-NC | 9
SoCalREN | Fast_Food_Restaurant | 65K-135_Wtr_AC-NC | 10
SoCalREN | Fast_Food_Restaurant | 65K-135_Wtr_AC-NC | 13
SoCalREN | Fast_Food_Restaurant | 65K-135_Wtr_AC-NC | 14
SoCalREN | Fast_Food_Restaurant | 65K-135_Wtr_AC-NC | 15
SoCalREN | Fast_Food_Restaurant | 65K-135_Wtr_AC-NC | 16
SoCalREN | Fast_Food_Restaurant | 65K-135_Wtr_AC-NC | SYSTEM
SoCalREN | Grocery_Store | 65K-135_Wtr_AC-NC | 6
SoCalREN | Grocery_Store | 65K-135_Wtr_AC-NC | 8
SoCalREN | Grocery_Store | 65K-135_Wtr_AC-NC | 9
SoCalREN | Grocery_Store | 65K-135_Wtr_AC-NC | 10
SoCalREN | Grocery_Store | 65K-135_Wtr_AC-NC | 13
SoCalREN | Grocery_Store | 65K-135_Wtr_AC-NC | 14
SoCalREN | Grocery_Store | 65K-135_Wtr_AC-NC | 15
SoCalREN | Grocery_Store | 65K-135_Wtr_AC-NC | 16
SoCalREN | Grocery_Store | 65K-135_Wtr_AC-NC | SYSTEM
SoCalREN | Sit_Down_Restaurant | 65K-135_Wtr_AC-NC | 6
SoCalREN | Sit_Down_Restaurant | 65K-135_Wtr_AC-NC | 8
SoCalREN | Sit_Down_Restaurant | 65K-135_Wtr_AC-NC | 9
SoCalREN | Sit_Down_Restaurant | 65K-135_Wtr_AC-NC | 10
SoCalREN | Sit_Down_Restaurant | 65K-135_Wtr_AC-NC | 13
SoCalREN | Sit_Down_Restaurant | 65K-135_Wtr_AC-NC | 14
SoCalREN | Sit_Down_Restaurant | 65K-135_Wtr_AC-NC | 15
SoCalREN | Sit_Down_Restaurant | 65K-135_Wtr_AC-NC | 16
SoCalREN | Sit_Down_Restaurant | 65K-135_Wtr_AC-NC | SYSTEM
SoCalREN | Small_Office | 65K-135_Wtr_AC-NC | 6
SoCalREN | Small_Office | 65K-135_Wtr_AC-NC | 8
SoCalREN | Small_Office | 65K-135_Wtr_AC-NC | 9
SoCalREN | Small_Office | 65K-135_Wtr_AC-NC | 10
SoCalREN | Small_Office | 65K-135_Wtr_AC-NC | 13
SoCalREN | Small_Office | 65K-135_Wtr_AC-NC | 14
SoCalREN | Small_Office | 65K-135_Wtr_AC-NC | 15
SoCalREN | Small_Office | 65K-135_Wtr_AC-NC | 16
SoCalREN | Small_Office | 65K-135_Wtr_AC-NC | SYSTEM
SoCalREN | Small_Retail_Store | 65K-135_Wtr_AC-NC | 6
SoCalREN | Small_Retail_Store | 65K-135_Wtr_AC-NC | 8
SoCalREN | Small_Retail_Store | 65K-135_Wtr_AC-NC | 9
SoCalREN | Small_Retail_Store | 65K-135_Wtr_AC-NC | 10
SoCalREN | Small_Retail_Store | 65K-135_Wtr_AC-NC | 13
SoCalREN | Small_Retail_Store | 65K-135_Wtr_AC-NC | 14
SoCalREN | Small_Retail_Store | 65K-135_Wtr_AC-NC | 15
SoCalREN | Small_Retail_Store | 65K-135_Wtr_AC-NC | 16
SoCalREN | Small_Retail_Store | 65K-135_Wtr_AC-NC | SYSTEM
SoCalREN | Assembly | >135K_Air_AC-NC | 6
SoCalREN | Assembly | >135K_Air_AC-NC | 8
SoCalREN | Assembly | >135K_Air_AC-NC | 9
SoCalREN | Assembly | >135K_Air_AC-NC | 10
SoCalREN | Assembly | >135K_Air_AC-NC | 13
SoCalREN | Assembly | >135K_Air_AC-NC | 14
SoCalREN | Assembly | >135K_Air_AC-NC | 15
SoCalREN | Assembly | >135K_Air_AC-NC | 16
SoCalREN | Assembly | >135K_Air_AC-NC | SYSTEM
SoCalREN | College_University | >135K_Air_AC-NC | 6
SoCalREN | College_University | >135K_Air_AC-NC | 8
SoCalREN | College_University | >135K_Air_AC-NC | 9
SoCalREN | College_University | >135K_Air_AC-NC | 10
SoCalREN | College_University | >135K_Air_AC-NC | 13
SoCalREN | College_University | >135K_Air_AC-NC | 14
SoCalREN | College_University | >135K_Air_AC-NC | 15
SoCalREN | College_University | >135K_Air_AC-NC | 16
SoCalREN | College_University | >135K_Air_AC-NC | SYSTEM
SoCalREN | Grocery_Store | >135K_Air_AC-NC | 6
SoCalREN | Grocery_Store | >135K_Air_AC-NC | 8
SoCalREN | Grocery_Store | >135K_Air_AC-NC | 9
SoCalREN | Grocery_Store | >135K_Air_AC-NC | 10
SoCalREN | Grocery_Store | >135K_Air_AC-NC | 13
SoCalREN | Grocery_Store | >135K_Air_AC-NC | 14
SoCalREN | Grocery_Store | >135K_Air_AC-NC | 15
SoCalREN | Grocery_Store | >135K_Air_AC-NC | 16
SoCalREN | Grocery_Store | >135K_Air_AC-NC | SYSTEM
SoCalREN | Hospital | >135K_Air_AC-NC | 6
SoCalREN | Hospital | >135K_Air_AC-NC | 8
SoCalREN | Hospital | >135K_Air_AC-NC | 9
SoCalREN | Hospital | >135K_Air_AC-NC | 10
SoCalREN | Hospital | >135K_Air_AC-NC | 13
SoCalREN | Hospital | >135K_Air_AC-NC | 14
SoCalREN | Hospital | >135K_Air_AC-NC | 15
SoCalREN | Hospital | >135K_Air_AC-NC | 16
SoCalREN | Hospital | >135K_Air_AC-NC | SYSTEM
SoCalREN | Hotel_Motel | >135K_Air_AC-NC | 6
SoCalREN | Hotel_Motel | >135K_Air_AC-NC | 8
SoCalREN | Hotel_Motel | >135K_Air_AC-NC | 9
SoCalREN | Hotel_Motel | >135K_Air_AC-NC | 10
SoCalREN | Hotel_Motel | >135K_Air_AC-NC | 13
SoCalREN | Hotel_Motel | >135K_Air_AC-NC | 14
SoCalREN | Hotel_Motel | >135K_Air_AC-NC | 15
SoCalREN | Hotel_Motel | >135K_Air_AC-NC | 16
SoCalREN | Hotel_Motel | >135K_Air_AC-NC | SYSTEM
SoCalREN | Large_Office | >135K_Air_AC-NC | 6
SoCalREN | Large_Office | >135K_Air_AC-NC | 8
SoCalREN | Large_Office | >135K_Air_AC-NC | 9
SoCalREN | Large_Office | >135K_Air_AC-NC | 10
SoCalREN | Large_Office | >135K_Air_AC-NC | 13
SoCalREN | Large_Office | >135K_Air_AC-NC | 14
SoCalREN | Large_Office | >135K_Air_AC-NC | 15
SoCalREN | Large_Office | >135K_Air_AC-NC | 16
SoCalREN | Large_Office | >135K_Air_AC-NC | SYSTEM
SoCalREN | Large_Retail_Store | >135K_Air_AC-NC | 6
SoCalREN | Large_Retail_Store | >135K_Air_AC-NC | 8
SoCalREN | Large_Retail_Store | >135K_Air_AC-NC | 9
SoCalREN | Large_Retail_Store | >135K_Air_AC-NC | 10
SoCalREN | Large_Retail_Store | >135K_Air_AC-NC | 13
SoCalREN | Large_Retail_Store | >135K_Air_AC-NC | 14
SoCalREN | Large_Retail_Store | >135K_Air_AC-NC | 15
SoCalREN | Large_Retail_Store | >135K_Air_AC-NC | 16
SoCalREN | Large_Retail_Store | >135K_Air_AC-NC | SYSTEM
SoCalREN | School | >135K_Air_AC-NC | 6
SoCalREN | School | >135K_Air_AC-NC | 8
SoCalREN | School | >135K_Air_AC-NC | 9
SoCalREN | School | >135K_Air_AC-NC | 10
SoCalREN | School | >135K_Air_AC-NC | 13
SoCalREN | School | >135K_Air_AC-NC | 14
SoCalREN | School | >135K_Air_AC-NC | 15
SoCalREN | School | >135K_Air_AC-NC | 16
SoCalREN | School | >135K_Air_AC-NC | SYSTEM
SoCalREN | Sit_Down_Restaurant | >135K_Air_AC-NC | 6
SoCalREN | Sit_Down_Restaurant | >135K_Air_AC-NC | 8
SoCalREN | Sit_Down_Restaurant | >135K_Air_AC-NC | 9
SoCalREN | Sit_Down_Restaurant | >135K_Air_AC-NC | 10
SoCalREN | Sit_Down_Restaurant | >135K_Air_AC-NC | 13
SoCalREN | Sit_Down_Restaurant | >135K_Air_AC-NC | 14
SoCalREN | Sit_Down_Restaurant | >135K_Air_AC-NC | 15
SoCalREN | Sit_Down_Restaurant | >135K_Air_AC-NC | 16
SoCalREN | Sit_Down_Restaurant | >135K_Air_AC-NC | SYSTEM
SoCalREN | Small_Office | >135K_Air_AC-NC | 6
SoCalREN | Small_Office | >135K_Air_AC-NC | 8
SoCalREN | Small_Office | >135K_Air_AC-NC | 9
SoCalREN | Small_Office | >135K_Air_AC-NC | 10
SoCalREN | Small_Office | >135K_Air_AC-NC | 13
SoCalREN | Small_Office | >135K_Air_AC-NC | 14
SoCalREN | Small_Office | >135K_Air_AC-NC | 15
SoCalREN | Small_Office | >135K_Air_AC-NC | 16
SoCalREN | Small_Office | >135K_Air_AC-NC | SYSTEM
SoCalREN | Storage_Building | >135K_Air_AC-NC | 6
SoCalREN | Storage_Building | >135K_Air_AC-NC | 8
SoCalREN | Storage_Building | >135K_Air_AC-NC | 9
SoCalREN | Storage_Building | >135K_Air_AC-NC | 10
SoCalREN | Storage_Building | >135K_Air_AC-NC | 13
SoCalREN | Storage_Building | >135K_Air_AC-NC | 14
SoCalREN | Storage_Building | >135K_Air_AC-NC | 15
SoCalREN | Storage_Building | >135K_Air_AC-NC | 16
SoCalREN | Storage_Building | >135K_Air_AC-NC | SYSTEM
SoCalREN | Assembly | >135K_Wtr_AC-NC | 6
SoCalREN | Assembly | >135K_Wtr_AC-NC | 8
SoCalREN | Assembly | >135K_Wtr_AC-NC | 9
SoCalREN | Assembly | >135K_Wtr_AC-NC | 10
SoCalREN | Assembly | >135K_Wtr_AC-NC | 13
SoCalREN | Assembly | >135K_Wtr_AC-NC | 14
SoCalREN | Assembly | >135K_Wtr_AC-NC | 15
SoCalREN | Assembly | >135K_Wtr_AC-NC | 16
SoCalREN | Assembly | >135K_Wtr_AC-NC | SYSTEM
SoCalREN | College_University | >135K_Wtr_AC-NC | 6
SoCalREN | College_University | >135K_Wtr_AC-NC | 8
SoCalREN | College_University | >135K_Wtr_AC-NC | 9
SoCalREN | College_University | >135K_Wtr_AC-NC | 10
SoCalREN | College_University | >135K_Wtr_AC-NC | 13
SoCalREN | College_University | >135K_Wtr_AC-NC | 14
SoCalREN | College_University | >135K_Wtr_AC-NC | 15
SoCalREN | College_University | >135K_Wtr_AC-NC | 16
SoCalREN | College_University | >135K_Wtr_AC-NC | SYSTEM
SoCalREN | Grocery_Store | >135K_Wtr_AC-NC | 6
SoCalREN | Grocery_Store | >135K_Wtr_AC-NC | 8
SoCalREN | Grocery_Store | >135K_Wtr_AC-NC | 9
SoCalREN | Grocery_Store | >135K_Wtr_AC-NC | 10
SoCalREN | Grocery_Store | >135K_Wtr_AC-NC | 13
SoCalREN | Grocery_Store | >135K_Wtr_AC-NC | 14
SoCalREN | Grocery_Store | >135K_Wtr_AC-NC | 15
SoCalREN | Grocery_Store | >135K_Wtr_AC-NC | 16
SoCalREN | Grocery_Store | >135K_Wtr_AC-NC | SYSTEM
SoCalREN | Hospital | >135K_Wtr_AC-NC | 6
SoCalREN | Hospital | >135K_Wtr_AC-NC | 8
SoCalREN | Hospital | >135K_Wtr_AC-NC | 9
SoCalREN | Hospital | >135K_Wtr_AC-NC | 10
SoCalREN | Hospital | >135K_Wtr_AC-NC | 13
SoCalREN | Hospital | >135K_Wtr_AC-NC | 14
SoCalREN | Hospital | >135K_Wtr_AC-NC | 15
SoCalREN | Hospital | >135K_Wtr_AC-NC | 16
SoCalREN | Hospital | >135K_Wtr_AC-NC | SYSTEM
SoCalREN | Hotel_Motel | >135K_Wtr_AC-NC | 6
SoCalREN | Hotel_Motel | >135K_Wtr_AC-NC | 8
SoCalREN | Hotel_Motel | >135K_Wtr_AC-NC | 9
SoCalREN | Hotel_Motel | >135K_Wtr_AC-NC | 10
SoCalREN | Hotel_Motel | >135K_Wtr_AC-NC | 13
SoCalREN | Hotel_Motel | >135K_Wtr_AC-NC | 14
SoCalREN | Hotel_Motel | >135K_Wtr_AC-NC | 15
SoCalREN | Hotel_Motel | >135K_Wtr_AC-NC | 16
SoCalREN | Hotel_Motel | >135K_Wtr_AC-NC | SYSTEM
SoCalREN | Large_Office | >135K_Wtr_AC-NC | 6
SoCalREN | Large_Office | >135K_Wtr_AC-NC | 8
SoCalREN | Large_Office | >135K_Wtr_AC-NC | 9
SoCalREN | Large_Office | >135K_Wtr_AC-NC | 10
SoCalREN | Large_Office | >135K_Wtr_AC-NC | 13
SoCalREN | Large_Office | >135K_Wtr_AC-NC | 14
SoCalREN | Large_Office | >135K_Wtr_AC-NC | 15
SoCalREN | Large_Office | >135K_Wtr_AC-NC | 16
SoCalREN | Large_Office | >135K_Wtr_AC-NC | SYSTEM
SoCalREN | Large_Retail_Store | >135K_Wtr_AC-NC | 6
SoCalREN | Large_Retail_Store | >135K_Wtr_AC-NC | 8
SoCalREN | Large_Retail_Store | >135K_Wtr_AC-NC | 9
SoCalREN | Large_Retail_Store | >135K_Wtr_AC-NC | 10
SoCalREN | Large_Retail_Store | >135K_Wtr_AC-NC | 13
SoCalREN | Large_Retail_Store | >135K_Wtr_AC-NC | 14
SoCalREN | Large_Retail_Store | >135K_Wtr_AC-NC | 15
SoCalREN | Large_Retail_Store | >135K_Wtr_AC-NC | 16
SoCalREN | Large_Retail_Store | >135K_Wtr_AC-NC | SYSTEM
SoCalREN | School | >135K_Wtr_AC-NC | 6
SoCalREN | School | >135K_Wtr_AC-NC | 8
SoCalREN | School | >135K_Wtr_AC-NC | 9
SoCalREN | School | >135K_Wtr_AC-NC | 10
SoCalREN | School | >135K_Wtr_AC-NC | 13
SoCalREN | School | >135K_Wtr_AC-NC | 14
SoCalREN | School | >135K_Wtr_AC-NC | 15
SoCalREN | School | >135K_Wtr_AC-NC | 16
SoCalREN | School | >135K_Wtr_AC-NC | SYSTEM
SoCalREN | Sit_Down_Restaurant | >135K_Wtr_AC-NC | 6
SoCalREN | Sit_Down_Restaurant | >135K_Wtr_AC-NC | 8
SoCalREN | Sit_Down_Restaurant | >135K_Wtr_AC-NC | 9
SoCalREN | Sit_Down_Restaurant | >135K_Wtr_AC-NC | 10
SoCalREN | Sit_Down_Restaurant | >135K_Wtr_AC-NC | 13
SoCalREN | Sit_Down_Restaurant | >135K_Wtr_AC-NC | 14
SoCalREN | Sit_Down_Restaurant | >135K_Wtr_AC-NC | 15
SoCalREN | Sit_Down_Restaurant | >135K_Wtr_AC-NC | 16
SoCalREN | Sit_Down_Restaurant | >135K_Wtr_AC-NC | SYSTEM
SoCalREN | Small_Office | >135K_Wtr_AC-NC | 6
SoCalREN | Small_Office | >135K_Wtr_AC-NC | 8
SoCalREN | Small_Office | >135K_Wtr_AC-NC | 9
SoCalREN | Small_Office | >135K_Wtr_AC-NC | 10
SoCalREN | Small_Office | >135K_Wtr_AC-NC | 13
SoCalREN | Small_Office | >135K_Wtr_AC-NC | 14
SoCalREN | Small_Office | >135K_Wtr_AC-NC | 15
SoCalREN | Small_Office | >135K_Wtr_AC-NC | 16
SoCalREN | Small_Office | >135K_Wtr_AC-NC | SYSTEM
SoCalREN | Storage_Building | >135K_Wtr_AC-NC | 6
SoCalREN | Storage_Building | >135K_Wtr_AC-NC | 8
SoCalREN | Storage_Building | >135K_Wtr_AC-NC | 9
SoCalREN | Storage_Building | >135K_Wtr_AC-NC | 10
SoCalREN | Storage_Building | >135K_Wtr_AC-NC | 13
SoCalREN | Storage_Building | >135K_Wtr_AC-NC | 14
SoCalREN | Storage_Building | >135K_Wtr_AC-NC | 15
SoCalREN | Storage_Building | >135K_Wtr_AC-NC | 16
SoCalREN | Storage_Building | >135K_Wtr_AC-NC | SYSTEM
SoCalREN | Assembly | Hi_Eff_AC_Mtr-NC | 6
SoCalREN | Assembly | Hi_Eff_AC_Mtr-NC | 8
SoCalREN | Assembly | Hi_Eff_AC_Mtr-NC | 9
SoCalREN | Assembly | Hi_Eff_AC_Mtr-NC | 10
SoCalREN | Assembly | Hi_Eff_AC_Mtr-NC | 13
SoCalREN | Assembly | Hi_Eff_AC_Mtr-NC | 14
SoCalREN | Assembly | Hi_Eff_AC_Mtr-NC | 15
SoCalREN | Assembly | Hi_Eff_AC_Mtr-NC | 16
SoCalREN | Assembly | Hi_Eff_AC_Mtr-NC | SYSTEM
SoCalREN | College_University | Hi_Eff_AC_Mtr-NC | 6
SoCalREN | College_University | Hi_Eff_AC_Mtr-NC | 8
SoCalREN | College_University | Hi_Eff_AC_Mtr-NC | 9
SoCalREN | College_University | Hi_Eff_AC_Mtr-NC | 10
SoCalREN | College_University | Hi_Eff_AC_Mtr-NC | 13
SoCalREN | College_University | Hi_Eff_AC_Mtr-NC | 14
SoCalREN | College_University | Hi_Eff_AC_Mtr-NC | 15
SoCalREN | College_University | Hi_Eff_AC_Mtr-NC | 16
SoCalREN | College_University | Hi_Eff_AC_Mtr-NC | SYSTEM
SoCalREN | Grocery_Store | Hi_Eff_AC_Mtr-NC | 6
SoCalREN | Grocery_Store | Hi_Eff_AC_Mtr-NC | 8
SoCalREN | Grocery_Store | Hi_Eff_AC_Mtr-NC | 9
SoCalREN | Grocery_Store | Hi_Eff_AC_Mtr-NC | 10
SoCalREN | Grocery_Store | Hi_Eff_AC_Mtr-NC | 13
SoCalREN | Grocery_Store | Hi_Eff_AC_Mtr-NC | 14
SoCalREN | Grocery_Store | Hi_Eff_AC_Mtr-NC | 15
SoCalREN | Grocery_Store | Hi_Eff_AC_Mtr-NC | 16
SoCalREN | Grocery_Store | Hi_Eff_AC_Mtr-NC | SYSTEM
SoCalREN | Hospital | Hi_Eff_AC_Mtr-NC | 6
SoCalREN | Hospital | Hi_Eff_AC_Mtr-NC | 8
SoCalREN | Hospital | Hi_Eff_AC_Mtr-NC | 9
SoCalREN | Hospital | Hi_Eff_AC_Mtr-NC | 10
SoCalREN | Hospital | Hi_Eff_AC_Mtr-NC | 13
SoCalREN | Hospital | Hi_Eff_AC_Mtr-NC | 14
SoCalREN | Hospital | Hi_Eff_AC_Mtr-NC | 15
SoCalREN | Hospital | Hi_Eff_AC_Mtr-NC | 16
SoCalREN | Hospital | Hi_Eff_AC_Mtr-NC | SYSTEM
SoCalREN | Large_Office | Hi_Eff_AC_Mtr-NC | 6
SoCalREN | Large_Office | Hi_Eff_AC_Mtr-NC | 8
SoCalREN | Large_Office | Hi_Eff_AC_Mtr-NC | 9
SoCalREN | Large_Office | Hi_Eff_AC_Mtr-NC | 10
SoCalREN | Large_Office | Hi_Eff_AC_Mtr-NC | 13
SoCalREN | Large_Office | Hi_Eff_AC_Mtr-NC | 14
SoCalREN | Large_Office | Hi_Eff_AC_Mtr-NC | 15
SoCalREN | Large_Office | Hi_Eff_AC_Mtr-NC | 16
SoCalREN | Large_Office | Hi_Eff_AC_Mtr-NC | SYSTEM
SoCalREN | Large_Retail_Store | Hi_Eff_AC_Mtr-NC | 6
SoCalREN | Large_Retail_Store | Hi_Eff_AC_Mtr-NC | 8
SoCalREN | Large_Retail_Store | Hi_Eff_AC_Mtr-NC | 9
SoCalREN | Large_Retail_Store | Hi_Eff_AC_Mtr-NC | 10
SoCalREN | Large_Retail_Store | Hi_Eff_AC_Mtr-NC | 13
SoCalREN | Large_Retail_Store | Hi_Eff_AC_Mtr-NC | 14
SoCalREN | Large_Retail_Store | Hi_Eff_AC_Mtr-NC | 15
SoCalREN | Large_Retail_Store | Hi_Eff_AC_Mtr-NC | 16
SoCalREN | Large_Retail_Store | Hi_Eff_AC_Mtr-NC | SYSTEM
SoCalREN | School | Hi_Eff_AC_Mtr-NC | 6
SoCalREN | School | Hi_Eff_AC_Mtr-NC | 8
SoCalREN | School | Hi_Eff_AC_Mtr-NC | 9
SoCalREN | School | Hi_Eff_AC_Mtr-NC | 10
SoCalREN | School | Hi_Eff_AC_Mtr-NC | 13
SoCalREN | School | Hi_Eff_AC_Mtr-NC | 14
SoCalREN | School | Hi_Eff_AC_Mtr-NC | 15
SoCalREN | School | Hi_Eff_AC_Mtr-NC | 16
SoCalREN | School | Hi_Eff_AC_Mtr-NC | SYSTEM
SoCalREN | Small_Office | Hi_Eff_AC_Mtr-NC | 6
SoCalREN | Small_Office | Hi_Eff_AC_Mtr-NC | 8
SoCalREN | Small_Office | Hi_Eff_AC_Mtr-NC | 9
SoCalREN | Small_Office | Hi_Eff_AC_Mtr-NC | 10
SoCalREN | Small_Office | Hi_Eff_AC_Mtr-NC | 13
SoCalREN | Small_Office | Hi_Eff_AC_Mtr-NC | 14
SoCalREN | Small_Office | Hi_Eff_AC_Mtr-NC | 15
SoCalREN | Small_Office | Hi_Eff_AC_Mtr-NC | 16
SoCalREN | Small_Office | Hi_Eff_AC_Mtr-NC | SYSTEM
SoCalREN | Assembly | Var_Spd_AC_Mtr-NC | 6
SoCalREN | Assembly | Var_Spd_AC_Mtr-NC | 8
SoCalREN | Assembly | Var_Spd_AC_Mtr-NC | 9
SoCalREN | Assembly | Var_Spd_AC_Mtr-NC | 10
SoCalREN | Assembly | Var_Spd_AC_Mtr-NC | 13
SoCalREN | Assembly | Var_Spd_AC_Mtr-NC | 14
SoCalREN | Assembly | Var_Spd_AC_Mtr-NC | 15
SoCalREN | Assembly | Var_Spd_AC_Mtr-NC | 16
SoCalREN | Assembly | Var_Spd_AC_Mtr-NC | SYSTEM
SoCalREN | College_University | Var_Spd_AC_Mtr-NC | 6
SoCalREN | College_University | Var_Spd_AC_Mtr-NC | 8
SoCalREN | College_University | Var_Spd_AC_Mtr-NC | 9
SoCalREN | College_University | Var_Spd_AC_Mtr-NC | 10
SoCalREN | College_University | Var_Spd_AC_Mtr-NC | 13
SoCalREN | College_University | Var_Spd_AC_Mtr-NC | 14
SoCalREN | College_University | Var_Spd_AC_Mtr-NC | 15
SoCalREN | College_University | Var_Spd_AC_Mtr-NC | 16
SoCalREN | College_University | Var_Spd_AC_Mtr-NC | SYSTEM
SoCalREN | Grocery_Store | Var_Spd_AC_Mtr-NC | 6
SoCalREN | Grocery_Store | Var_Spd_AC_Mtr-NC | 8
SoCalREN | Grocery_Store | Var_Spd_AC_Mtr-NC | 9
SoCalREN | Grocery_Store | Var_Spd_AC_Mtr-NC | 10
SoCalREN | Grocery_Store | Var_Spd_AC_Mtr-NC | 13
SoCalREN | Grocery_Store | Var_Spd_AC_Mtr-NC | 14
SoCalREN | Grocery_Store | Var_Spd_AC_Mtr-NC | 15
SoCalREN | Grocery_Store | Var_Spd_AC_Mtr-NC | 16
SoCalREN | Grocery_Store | Var_Spd_AC_Mtr-NC | SYSTEM
SoCalREN | Hospital | Var_Spd_AC_Mtr-NC | 6
SoCalREN | Hospital | Var_Spd_AC_Mtr-NC | 8
SoCalREN | Hospital | Var_Spd_AC_Mtr-NC | 9
SoCalREN | Hospital | Var_Spd_AC_Mtr-NC | 10
SoCalREN | Hospital | Var_Spd_AC_Mtr-NC | 13
SoCalREN | Hospital | Var_Spd_AC_Mtr-NC | 14
SoCalREN | Hospital | Var_Spd_AC_Mtr-NC | 15
SoCalREN | Hospital | Var_Spd_AC_Mtr-NC | 16
SoCalREN | Hospital | Var_Spd_AC_Mtr-NC | SYSTEM
SoCalREN | Hotel_Motel | Var_Spd_AC_Mtr-NC | 6
SoCalREN | Hotel_Motel | Var_Spd_AC_Mtr-NC | 8
SoCalREN | Hotel_Motel | Var_Spd_AC_Mtr-NC | 9
SoCalREN | Hotel_Motel | Var_Spd_AC_Mtr-NC | 10
SoCalREN | Hotel_Motel | Var_Spd_AC_Mtr-NC | 13
SoCalREN | Hotel_Motel | Var_Spd_AC_Mtr-NC | 14
SoCalREN | Hotel_Motel | Var_Spd_AC_Mtr-NC | 15
SoCalREN | Hotel_Motel | Var_Spd_AC_Mtr-NC | 16
SoCalREN | Hotel_Motel | Var_Spd_AC_Mtr-NC | SYSTEM
SoCalREN | Large_Office | Var_Spd_AC_Mtr-NC | 6
SoCalREN | Large_Office | Var_Spd_AC_Mtr-NC | 8
SoCalREN | Large_Office | Var_Spd_AC_Mtr-NC | 9
SoCalREN | Large_Office | Var_Spd_AC_Mtr-NC | 10
SoCalREN | Large_Office | Var_Spd_AC_Mtr-NC | 13
SoCalREN | Large_Office | Var_Spd_AC_Mtr-NC | 14
SoCalREN | Large_Office | Var_Spd_AC_Mtr-NC | 15
SoCalREN | Large_Office | Var_Spd_AC_Mtr-NC | 16
SoCalREN | Large_Office | Var_Spd_AC_Mtr-NC | SYSTEM
SoCalREN | Large_Retail_Store | Var_Spd_AC_Mtr-NC | 6
SoCalREN | Large_Retail_Store | Var_Spd_AC_Mtr-NC | 8
SoCalREN | Large_Retail_Store | Var_Spd_AC_Mtr-NC | 9
SoCalREN | Large_Retail_Store | Var_Spd_AC_Mtr-NC | 10
SoCalREN | Large_Retail_Store | Var_Spd_AC_Mtr-NC | 13
SoCalREN | Large_Retail_Store | Var_Spd_AC_Mtr-NC | 14
SoCalREN | Large_Retail_Store | Var_Spd_AC_Mtr-NC | 15
SoCalREN | Large_Retail_Store | Var_Spd_AC_Mtr-NC | 16
SoCalREN | Large_Retail_Store | Var_Spd_AC_Mtr-NC | SYSTEM
SoCalREN | School | Var_Spd_AC_Mtr-NC | 6
SoCalREN | School | Var_Spd_AC_Mtr-NC | 8
SoCalREN | School | Var_Spd_AC_Mtr-NC | 9
SoCalREN | School | Var_Spd_AC_Mtr-NC | 10
SoCalREN | School | Var_Spd_AC_Mtr-NC | 13
SoCalREN | School | Var_Spd_AC_Mtr-NC | 14
SoCalREN | School | Var_Spd_AC_Mtr-NC | 15
SoCalREN | School | Var_Spd_AC_Mtr-NC | 16
SoCalREN | School | Var_Spd_AC_Mtr-NC | SYSTEM
SoCalREN | Small_Office | Var_Spd_AC_Mtr-NC | 6
SoCalREN | Small_Office | Var_Spd_AC_Mtr-NC | 8
SoCalREN | Small_Office | Var_Spd_AC_Mtr-NC | 9
SoCalREN | Small_Office | Var_Spd_AC_Mtr-NC | 10
SoCalREN | Small_Office | Var_Spd_AC_Mtr-NC | 13
SoCalREN | Small_Office | Var_Spd_AC_Mtr-NC | 14
SoCalREN | Small_Office | Var_Spd_AC_Mtr-NC | 15
SoCalREN | Small_Office | Var_Spd_AC_Mtr-NC | 16
SoCalREN | Small_Office | Var_Spd_AC_Mtr-NC | SYSTEM
SoCalREN | Assembly | DayLt_Cntrl-NC | 6
SoCalREN | Assembly | DayLt_Cntrl-NC | 8
SoCalREN | Assembly | DayLt_Cntrl-NC | 9
SoCalREN | Assembly | DayLt_Cntrl-NC | 10
SoCalREN | Assembly | DayLt_Cntrl-NC | 13
SoCalREN | Assembly | DayLt_Cntrl-NC | 14
SoCalREN | Assembly | DayLt_Cntrl-NC | 15
SoCalREN | Assembly | DayLt_Cntrl-NC | 16
SoCalREN | Assembly | DayLt_Cntrl-NC | SYSTEM
SoCalREN | College_University | DayLt_Cntrl-NC | 6
SoCalREN | College_University | DayLt_Cntrl-NC | 8
SoCalREN | College_University | DayLt_Cntrl-NC | 9
SoCalREN | College_University | DayLt_Cntrl-NC | 10
SoCalREN | College_University | DayLt_Cntrl-NC | 13
SoCalREN | College_University | DayLt_Cntrl-NC | 14
SoCalREN | College_University | DayLt_Cntrl-NC | 15
SoCalREN | College_University | DayLt_Cntrl-NC | 16
SoCalREN | College_University | DayLt_Cntrl-NC | SYSTEM
SoCalREN | Fast_Food_Restaurant | DayLt_Cntrl-NC | 6
SoCalREN | Fast_Food_Restaurant | DayLt_Cntrl-NC | 8
SoCalREN | Fast_Food_Restaurant | DayLt_Cntrl-NC | 9
SoCalREN | Fast_Food_Restaurant | DayLt_Cntrl-NC | 10
SoCalREN | Fast_Food_Restaurant | DayLt_Cntrl-NC | 13
SoCalREN | Fast_Food_Restaurant | DayLt_Cntrl-NC | 14
SoCalREN | Fast_Food_Restaurant | DayLt_Cntrl-NC | 15
SoCalREN | Fast_Food_Restaurant | DayLt_Cntrl-NC | 16
SoCalREN | Fast_Food_Restaurant | DayLt_Cntrl-NC | SYSTEM
SoCalREN | Grocery_Store | DayLt_Cntrl-NC | 6
SoCalREN | Grocery_Store | DayLt_Cntrl-NC | 8
SoCalREN | Grocery_Store | DayLt_Cntrl-NC | 9
SoCalREN | Grocery_Store | DayLt_Cntrl-NC | 10
SoCalREN | Grocery_Store | DayLt_Cntrl-NC | 13
SoCalREN | Grocery_Store | DayLt_Cntrl-NC | 14
SoCalREN | Grocery_Store | DayLt_Cntrl-NC | 15
SoCalREN | Grocery_Store | DayLt_Cntrl-NC | 16
SoCalREN | Grocery_Store | DayLt_Cntrl-NC | SYSTEM
SoCalREN | Hospital | DayLt_Cntrl-NC | 6
SoCalREN | Hospital | DayLt_Cntrl-NC | 8
SoCalREN | Hospital | DayLt_Cntrl-NC | 9
SoCalREN | Hospital | DayLt_Cntrl-NC | 10
SoCalREN | Hospital | DayLt_Cntrl-NC | 13
SoCalREN | Hospital | DayLt_Cntrl-NC | 14
SoCalREN | Hospital | DayLt_Cntrl-NC | 15
SoCalREN | Hospital | DayLt_Cntrl-NC | 16
SoCalREN | Hospital | DayLt_Cntrl-NC | SYSTEM
SoCalREN | Large_Office | DayLt_Cntrl-NC | 6
SoCalREN | Large_Office | DayLt_Cntrl-NC | 8
SoCalREN | Large_Office | DayLt_Cntrl-NC | 9
SoCalREN | Large_Office | DayLt_Cntrl-NC | 10
SoCalREN | Large_Office | DayLt_Cntrl-NC | 13
SoCalREN | Large_Office | DayLt_Cntrl-NC | 14
SoCalREN | Large_Office | DayLt_Cntrl-NC | 15
SoCalREN | Large_Office | DayLt_Cntrl-NC | 16
SoCalREN | Large_Office | DayLt_Cntrl-NC | SYSTEM
SoCalREN | School | DayLt_Cntrl-NC | 6
SoCalREN | School | DayLt_Cntrl-NC | 8
SoCalREN | School | DayLt_Cntrl-NC | 9
SoCalREN | School | DayLt_Cntrl-NC | 10
SoCalREN | School | DayLt_Cntrl-NC | 13
SoCalREN | School | DayLt_Cntrl-NC | 14
SoCalREN | School | DayLt_Cntrl-NC | 15
SoCalREN | School | DayLt_Cntrl-NC | 16
SoCalREN | School | DayLt_Cntrl-NC | SYSTEM
SoCalREN | Sit_Down_Restaurant | DayLt_Cntrl-NC | 6
SoCalREN | Sit_Down_Restaurant | DayLt_Cntrl-NC | 8
SoCalREN | Sit_Down_Restaurant | DayLt_Cntrl-NC | 9
SoCalREN | Sit_Down_Restaurant | DayLt_Cntrl-NC | 10
SoCalREN | Sit_Down_Restaurant | DayLt_Cntrl-NC | 13
SoCalREN | Sit_Down_Restaurant | DayLt_Cntrl-NC | 14
SoCalREN | Sit_Down_Restaurant | DayLt_Cntrl-NC | 15
SoCalREN | Sit_Down_Restaurant | DayLt_Cntrl-NC | 16
SoCalREN | Sit_Down_Restaurant | DayLt_Cntrl-NC | SYSTEM
SoCalREN | Small_Office | DayLt_Cntrl-NC | 6
SoCalREN | Small_Office | DayLt_Cntrl-NC | 8
SoCalREN | Small_Office | DayLt_Cntrl-NC | 9
SoCalREN | Small_Office | DayLt_Cntrl-NC | 10
SoCalREN | Small_Office | DayLt_Cntrl-NC | 13
SoCalREN | Small_Office | DayLt_Cntrl-NC | 14
SoCalREN | Small_Office | DayLt_Cntrl-NC | 15
SoCalREN | Small_Office | DayLt_Cntrl-NC | 16
SoCalREN | Small_Office | DayLt_Cntrl-NC | SYSTEM
SoCalREN | Small_Office | Economy_cycle-Ret | 6
SoCalREN | Small_Office | Economy_cycle-Ret | 8
SoCalREN | Small_Office | Economy_cycle-Ret | 9
SoCalREN | Small_Office | Economy_cycle-Ret | 10
SoCalREN | Small_Office | Economy_cycle-Ret | 13
SoCalREN | Small_Office | Economy_cycle-Ret | 14
SoCalREN | Small_Office | Economy_cycle-Ret | 15
SoCalREN | Small_Office | Economy_cycle-Ret | 16
SoCalREN | Small_Office | Economy_cycle-Ret | SYSTEM
SoCalREN | Large_Office | Economy_cycle-Ret | 6
SoCalREN | Large_Office | Economy_cycle-Ret | 8
SoCalREN | Large_Office | Economy_cycle-Ret | 9
SoCalREN | Large_Office | Economy_cycle-Ret | 10
SoCalREN | Large_Office | Economy_cycle-Ret | 13
SoCalREN | Large_Office | Economy_cycle-Ret | 14
SoCalREN | Large_Office | Economy_cycle-Ret | 15
SoCalREN | Large_Office | Economy_cycle-Ret | 16
SoCalREN | Large_Office | Economy_cycle-Ret | SYSTEM
SoCalREN | Restaurant | Economy_cycle-Ret | 6
SoCalREN | Restaurant | Economy_cycle-Ret | 8
SoCalREN | Restaurant | Economy_cycle-Ret | 9
SoCalREN | Restaurant | Economy_cycle-Ret | 10
SoCalREN | Restaurant | Economy_cycle-Ret | 13
SoCalREN | Restaurant | Economy_cycle-Ret | 14
SoCalREN | Restaurant | Economy_cycle-Ret | 15
SoCalREN | Restaurant | Economy_cycle-Ret | 16
SoCalREN | Restaurant | Economy_cycle-Ret | SYSTEM
SoCalREN | Small_Retail_Store | Economy_cycle-Ret | 6
SoCalREN | Small_Retail_Store | Economy_cycle-Ret | 8
SoCalREN | Small_Retail_Store | Economy_cycle-Ret | 9
SoCalREN | Small_Retail_Store | Economy_cycle-Ret | 10
SoCalREN | Small_Retail_Store | Economy_cycle-Ret | 13
SoCalREN | Small_Retail_Store | Economy_cycle-Ret | 14
SoCalREN | Small_Retail_Store | Economy_cycle-Ret | 15
SoCalREN | Small_Retail_Store | Economy_cycle-Ret | 16
SoCalREN | Small_Retail_Store | Economy_cycle-Ret | SYSTEM
SoCalREN | Large_Retail_Store | Economy_cycle-Ret | 6
SoCalREN | Large_Retail_Store | Economy_cycle-Ret | 8
SoCalREN | Large_Retail_Store | Economy_cycle-Ret | 9
SoCalREN | Large_Retail_Store | Economy_cycle-Ret | 10
SoCalREN | Large_Retail_Store | Economy_cycle-Ret | 13
SoCalREN | Large_Retail_Store | Economy_cycle-Ret | 14
SoCalREN | Large_Retail_Store | Economy_cycle-Ret | 15
SoCalREN | Large_Retail_Store | Economy_cycle-Ret | 16
SoCalREN | Large_Retail_Store | Economy_cycle-Ret | SYSTEM
SoCalREN | College_University | Economy_cycle-Ret | 6
SoCalREN | College_University | Economy_cycle-Ret | 8
SoCalREN | College_University | Economy_cycle-Ret | 9
SoCalREN | College_University | Economy_cycle-Ret | 10
SoCalREN | College_University | Economy_cycle-Ret | 13
SoCalREN | College_University | Economy_cycle-Ret | 14
SoCalREN | College_University | Economy_cycle-Ret | 15
SoCalREN | College_University | Economy_cycle-Ret | 16
SoCalREN | College_University | Economy_cycle-Ret | SYSTEM
SoCalREN | Misc._Commercial | Economy_cycle-Ret | 6
SoCalREN | Misc._Commercial | Economy_cycle-Ret | 8
SoCalREN | Misc._Commercial | Economy_cycle-Ret | 9
SoCalREN | Misc._Commercial | Economy_cycle-Ret | 10
SoCalREN | Misc._Commercial | Economy_cycle-Ret | 13
SoCalREN | Misc._Commercial | Economy_cycle-Ret | 14
SoCalREN | Misc._Commercial | Economy_cycle-Ret | 15
SoCalREN | Misc._Commercial | Economy_cycle-Ret | 16
SoCalREN | Misc._Commercial | Economy_cycle-Ret | SYSTEM
SoCalREN | Restaurant | Evap_Cooling-Ret | 6
SoCalREN | Restaurant | Evap_Cooling-Ret | 8
SoCalREN | Restaurant | Evap_Cooling-Ret | 9
SoCalREN | Restaurant | Evap_Cooling-Ret | 10
SoCalREN | Restaurant | Evap_Cooling-Ret | 13
SoCalREN | Restaurant | Evap_Cooling-Ret | 14
SoCalREN | Restaurant | Evap_Cooling-Ret | 15
SoCalREN | Restaurant | Evap_Cooling-Ret | 16
SoCalREN | Restaurant | Evap_Cooling-Ret | SYSTEM
SoCalREN | Small_Retail_Store | Evap_Cooling-Ret | 6
SoCalREN | Small_Retail_Store | Evap_Cooling-Ret | 8
SoCalREN | Small_Retail_Store | Evap_Cooling-Ret | 9
SoCalREN | Small_Retail_Store | Evap_Cooling-Ret | 10
SoCalREN | Small_Retail_Store | Evap_Cooling-Ret | 13
SoCalREN | Small_Retail_Store | Evap_Cooling-Ret | 14
SoCalREN | Small_Retail_Store | Evap_Cooling-Ret | 15
SoCalREN | Small_Retail_Store | Evap_Cooling-Ret | 16
SoCalREN | Small_Retail_Store | Evap_Cooling-Ret | SYSTEM
SoCalREN | Large_Retail_Store | Evap_Cooling-Ret | 6
SoCalREN | Large_Retail_Store | Evap_Cooling-Ret | 8
SoCalREN | Large_Retail_Store | Evap_Cooling-Ret | 9
SoCalREN | Large_Retail_Store | Evap_Cooling-Ret | 10
SoCalREN | Large_Retail_Store | Evap_Cooling-Ret | 13
SoCalREN | Large_Retail_Store | Evap_Cooling-Ret | 14
SoCalREN | Large_Retail_Store | Evap_Cooling-Ret | 15
SoCalREN | Large_Retail_Store | Evap_Cooling-Ret | 16
SoCalREN | Large_Retail_Store | Evap_Cooling-Ret | SYSTEM
SoCalREN | College_University | Evap_Cooling-Ret | 6
SoCalREN | College_University | Evap_Cooling-Ret | 8
SoCalREN | College_University | Evap_Cooling-Ret | 9
SoCalREN | College_University | Evap_Cooling-Ret | 10
SoCalREN | College_University | Evap_Cooling-Ret | 13
SoCalREN | College_University | Evap_Cooling-Ret | 14
SoCalREN | College_University | Evap_Cooling-Ret | 15
SoCalREN | College_University | Evap_Cooling-Ret | 16
SoCalREN | College_University | Evap_Cooling-Ret | SYSTEM
SoCalREN | Small_Retail_Store | Replace_Chiller-Ret | 6
SoCalREN | Small_Retail_Store | Replace_Chiller-Ret | 8
SoCalREN | Small_Retail_Store | Replace_Chiller-Ret | 9
SoCalREN | Small_Retail_Store | Replace_Chiller-Ret | 10
SoCalREN | Small_Retail_Store | Replace_Chiller-Ret | 13
SoCalREN | Small_Retail_Store | Replace_Chiller-Ret | 14
SoCalREN | Small_Retail_Store | Replace_Chiller-Ret | 15
SoCalREN | Small_Retail_Store | Replace_Chiller-Ret | 16
SoCalREN | Small_Retail_Store | Replace_Chiller-Ret | SYSTEM
SoCalREN | Large_Retail_Store | Replace_Chiller-Ret | 6
SoCalREN | Large_Retail_Store | Replace_Chiller-Ret | 8
SoCalREN | Large_Retail_Store | Replace_Chiller-Ret | 9
SoCalREN | Large_Retail_Store | Replace_Chiller-Ret | 10
SoCalREN | Large_Retail_Store | Replace_Chiller-Ret | 13
SoCalREN | Large_Retail_Store | Replace_Chiller-Ret | 14
SoCalREN | Large_Retail_Store | Replace_Chiller-Ret | 15
SoCalREN | Large_Retail_Store | Replace_Chiller-Ret | 16
SoCalREN | Large_Retail_Store | Replace_Chiller-Ret | SYSTEM
SoCalREN | Hospital | Replace_Chiller-Ret | 6
SoCalREN | Hospital | Replace_Chiller-Ret | 8
SoCalREN | Hospital | Replace_Chiller-Ret | 9
SoCalREN | Hospital | Replace_Chiller-Ret | 10
SoCalREN | Hospital | Replace_Chiller-Ret | 13
SoCalREN | Hospital | Replace_Chiller-Ret | 14
SoCalREN | Hospital | Replace_Chiller-Ret | 15
SoCalREN | Hospital | Replace_Chiller-Ret | 16
SoCalREN | Hospital | Replace_Chiller-Ret | SYSTEM
SoCalREN | Medical_Clinic | Replace_Chiller-Ret | 6
SoCalREN | Medical_Clinic | Replace_Chiller-Ret | 8
SoCalREN | Medical_Clinic | Replace_Chiller-Ret | 9
SoCalREN | Medical_Clinic | Replace_Chiller-Ret | 10
SoCalREN | Medical_Clinic | Replace_Chiller-Ret | 13
SoCalREN | Medical_Clinic | Replace_Chiller-Ret | 14
SoCalREN | Medical_Clinic | Replace_Chiller-Ret | 15
SoCalREN | Medical_Clinic | Replace_Chiller-Ret | 16
SoCalREN | Medical_Clinic | Replace_Chiller-Ret | SYSTEM
SoCalREN | Hotel_Motel | Replace_Chiller-Ret | 6
SoCalREN | Hotel_Motel | Replace_Chiller-Ret | 8
SoCalREN | Hotel_Motel | Replace_Chiller-Ret | 9
SoCalREN | Hotel_Motel | Replace_Chiller-Ret | 10
SoCalREN | Hotel_Motel | Replace_Chiller-Ret | 13
SoCalREN | Hotel_Motel | Replace_Chiller-Ret | 14
SoCalREN | Hotel_Motel | Replace_Chiller-Ret | 15
SoCalREN | Hotel_Motel | Replace_Chiller-Ret | 16
SoCalREN | Hotel_Motel | Replace_Chiller-Ret | SYSTEM
SoCalREN | Trans_Comm_Util | Replace_Chiller-Ret | 6
SoCalREN | Trans_Comm_Util | Replace_Chiller-Ret | 8
SoCalREN | Trans_Comm_Util | Replace_Chiller-Ret | 9
SoCalREN | Trans_Comm_Util | Replace_Chiller-Ret | 10
SoCalREN | Trans_Comm_Util | Replace_Chiller-Ret | 13
SoCalREN | Trans_Comm_Util | Replace_Chiller-Ret | 14
SoCalREN | Trans_Comm_Util | Replace_Chiller-Ret | 15
SoCalREN | Trans_Comm_Util | Replace_Chiller-Ret | 16
SoCalREN | Trans_Comm_Util | Replace_Chiller-Ret | SYSTEM
SoCalREN | Industrial | Replace_Chiller-Ret | 6
SoCalREN | Industrial | Replace_Chiller-Ret | 8
SoCalREN | Industrial | Replace_Chiller-Ret | 9
SoCalREN | Industrial | Replace_Chiller-Ret | 10
SoCalREN | Industrial | Replace_Chiller-Ret | 13
SoCalREN | Industrial | Replace_Chiller-Ret | 14
SoCalREN | Industrial | Replace_Chiller-Ret | 15
SoCalREN | Industrial | Replace_Chiller-Ret | 16
SoCalREN | Industrial | Replace_Chiller-Ret | SYSTEM
SoCalREN | Agricultural | Replace_Chiller-Ret | 6
SoCalREN | Agricultural | Replace_Chiller-Ret | 8
SoCalREN | Agricultural | Replace_Chiller-Ret | 9
SoCalREN | Agricultural | Replace_Chiller-Ret | 10
SoCalREN | Agricultural | Replace_Chiller-Ret | 13
SoCalREN | Agricultural | Replace_Chiller-Ret | 14
SoCalREN | Agricultural | Replace_Chiller-Ret | 15
SoCalREN | Agricultural | Replace_Chiller-Ret | 16
SoCalREN | Agricultural | Replace_Chiller-Ret | SYSTEM
SoCalREN | Small_Office | New_AC-Ret | 6
SoCalREN | Small_Office | New_AC-Ret | 8
SoCalREN | Small_Office | New_AC-Ret | 9
SoCalREN | Small_Office | New_AC-Ret | 10
SoCalREN | Small_Office | New_AC-Ret | 13
SoCalREN | Small_Office | New_AC-Ret | 14
SoCalREN | Small_Office | New_AC-Ret | 15
SoCalREN | Small_Office | New_AC-Ret | 16
SoCalREN | Small_Office | New_AC-Ret | SYSTEM
SoCalREN | Large_Office | New_AC-Ret | 6
SoCalREN | Large_Office | New_AC-Ret | 8
SoCalREN | Large_Office | New_AC-Ret | 9
SoCalREN | Large_Office | New_AC-Ret | 10
SoCalREN | Large_Office | New_AC-Ret | 13
SoCalREN | Large_Office | New_AC-Ret | 14
SoCalREN | Large_Office | New_AC-Ret | 15
SoCalREN | Large_Office | New_AC-Ret | 16
SoCalREN | Large_Office | New_AC-Ret | SYSTEM
SoCalREN | Restaurant | New_AC-Ret | 6
SoCalREN | Restaurant | New_AC-Ret | 8
SoCalREN | Restaurant | New_AC-Ret | 9
SoCalREN | Restaurant | New_AC-Ret | 10
SoCalREN | Restaurant | New_AC-Ret | 13
SoCalREN | Restaurant | New_AC-Ret | 14
SoCalREN | Restaurant | New_AC-Ret | 15
SoCalREN | Restaurant | New_AC-Ret | 16
SoCalREN | Restaurant | New_AC-Ret | SYSTEM
SoCalREN | Small_Retail_Store | New_AC-Ret | 6
SoCalREN | Small_Retail_Store | New_AC-Ret | 8
SoCalREN | Small_Retail_Store | New_AC-Ret | 9
SoCalREN | Small_Retail_Store | New_AC-Ret | 10
SoCalREN | Small_Retail_Store | New_AC-Ret | 13
SoCalREN | Small_Retail_Store | New_AC-Ret | 14
SoCalREN | Small_Retail_Store | New_AC-Ret | 15
SoCalREN | Small_Retail_Store | New_AC-Ret | 16
SoCalREN | Small_Retail_Store | New_AC-Ret | SYSTEM
SoCalREN | Large_Retail_Store | New_AC-Ret | 6
SoCalREN | Large_Retail_Store | New_AC-Ret | 8
SoCalREN | Large_Retail_Store | New_AC-Ret | 9
SoCalREN | Large_Retail_Store | New_AC-Ret | 10
SoCalREN | Large_Retail_Store | New_AC-Ret | 13
SoCalREN | Large_Retail_Store | New_AC-Ret | 14
SoCalREN | Large_Retail_Store | New_AC-Ret | 15
SoCalREN | Large_Retail_Store | New_AC-Ret | 16
SoCalREN | Large_Retail_Store | New_AC-Ret | SYSTEM
SoCalREN | Food_Store | New_AC-Ret | 6
SoCalREN | Food_Store | New_AC-Ret | 8
SoCalREN | Food_Store | New_AC-Ret | 9
SoCalREN | Food_Store | New_AC-Ret | 10
SoCalREN | Food_Store | New_AC-Ret | 13
SoCalREN | Food_Store | New_AC-Ret | 14
SoCalREN | Food_Store | New_AC-Ret | 15
SoCalREN | Food_Store | New_AC-Ret | 16
SoCalREN | Food_Store | New_AC-Ret | SYSTEM
SoCalREN | Refrigerated_Warehouse | New_AC-Ret | 6
SoCalREN | Refrigerated_Warehouse | New_AC-Ret | 8
SoCalREN | Refrigerated_Warehouse | New_AC-Ret | 9
SoCalREN | Refrigerated_Warehouse | New_AC-Ret | 10
SoCalREN | Refrigerated_Warehouse | New_AC-Ret | 13
SoCalREN | Refrigerated_Warehouse | New_AC-Ret | 14
SoCalREN | Refrigerated_Warehouse | New_AC-Ret | 15
SoCalREN | Refrigerated_Warehouse | New_AC-Ret | 16
SoCalREN | Refrigerated_Warehouse | New_AC-Ret | SYSTEM
SoCalREN | Non-Refrig._Warehouse | New_AC-Ret | 6
SoCalREN | Non-Refrig._Warehouse | New_AC-Ret | 8
SoCalREN | Non-Refrig._Warehouse | New_AC-Ret | 9
SoCalREN | Non-Refrig._Warehouse | New_AC-Ret | 10
SoCalREN | Non-Refrig._Warehouse | New_AC-Ret | 13
SoCalREN | Non-Refrig._Warehouse | New_AC-Ret | 14
SoCalREN | Non-Refrig._Warehouse | New_AC-Ret | 15
SoCalREN | Non-Refrig._Warehouse | New_AC-Ret | 16
SoCalREN | Non-Refrig._Warehouse | New_AC-Ret | SYSTEM
SoCalREN | K_thru_12_School | New_AC-Ret | 6
SoCalREN | K_thru_12_School | New_AC-Ret | 8
SoCalREN | K_thru_12_School | New_AC-Ret | 9
SoCalREN | K_thru_12_School | New_AC-Ret | 10
SoCalREN | K_thru_12_School | New_AC-Ret | 13
SoCalREN | K_thru_12_School | New_AC-Ret | 14
SoCalREN | K_thru_12_School | New_AC-Ret | 15
SoCalREN | K_thru_12_School | New_AC-Ret | 16
SoCalREN | K_thru_12_School | New_AC-Ret | SYSTEM
SoCalREN | College_University | New_AC-Ret | 6
SoCalREN | College_University | New_AC-Ret | 8
SoCalREN | College_University | New_AC-Ret | 9
SoCalREN | College_University | New_AC-Ret | 10
SoCalREN | College_University | New_AC-Ret | 13
SoCalREN | College_University | New_AC-Ret | 14
SoCalREN | College_University | New_AC-Ret | 15
SoCalREN | College_University | New_AC-Ret | 16
SoCalREN | College_University | New_AC-Ret | SYSTEM
SoCalREN | Hospital | New_AC-Ret | 6
SoCalREN | Hospital | New_AC-Ret | 8
SoCalREN | Hospital | New_AC-Ret | 9
SoCalREN | Hospital | New_AC-Ret | 10
SoCalREN | Hospital | New_AC-Ret | 13
SoCalREN | Hospital | New_AC-Ret | 14
SoCalREN | Hospital | New_AC-Ret | 15
SoCalREN | Hospital | New_AC-Ret | 16
SoCalREN | Hospital | New_AC-Ret | SYSTEM
SoCalREN | Medical_Clinic | New_AC-Ret | 6
SoCalREN | Medical_Clinic | New_AC-Ret | 8
SoCalREN | Medical_Clinic | New_AC-Ret | 9
SoCalREN | Medical_Clinic | New_AC-Ret | 10
SoCalREN | Medical_Clinic | New_AC-Ret | 13
SoCalREN | Medical_Clinic | New_AC-Ret | 14
SoCalREN | Medical_Clinic | New_AC-Ret | 15
SoCalREN | Medical_Clinic | New_AC-Ret | 16
SoCalREN | Medical_Clinic | New_AC-Ret | SYSTEM
SoCalREN | Hotel_Motel | New_AC-Ret | 6
SoCalREN | Hotel_Motel | New_AC-Ret | 8
SoCalREN | Hotel_Motel | New_AC-Ret | 9
SoCalREN | Hotel_Motel | New_AC-Ret | 10
SoCalREN | Hotel_Motel | New_AC-Ret | 13
SoCalREN | Hotel_Motel | New_AC-Ret | 14
SoCalREN | Hotel_Motel | New_AC-Ret | 15
SoCalREN | Hotel_Motel | New_AC-Ret | 16
SoCalREN | Hotel_Motel | New_AC-Ret | SYSTEM
SoCalREN | Trans_Comm_Util | New_AC-Ret | 6
SoCalREN | Trans_Comm_Util | New_AC-Ret | 8
SoCalREN | Trans_Comm_Util | New_AC-Ret | 9
SoCalREN | Trans_Comm_Util | New_AC-Ret | 10
SoCalREN | Trans_Comm_Util | New_AC-Ret | 13
SoCalREN | Trans_Comm_Util | New_AC-Ret | 14
SoCalREN | Trans_Comm_Util | New_AC-Ret | 15
SoCalREN | Trans_Comm_Util | New_AC-Ret | 16
SoCalREN | Trans_Comm_Util | New_AC-Ret | SYSTEM
SoCalREN | Misc._Commercial | New_AC-Ret | 6
SoCalREN | Misc._Commercial | New_AC-Ret | 8
SoCalREN | Misc._Commercial | New_AC-Ret | 9
SoCalREN | Misc._Commercial | New_AC-Ret | 10
SoCalREN | Misc._Commercial | New_AC-Ret | 13
SoCalREN | Misc._Commercial | New_AC-Ret | 14
SoCalREN | Misc._Commercial | New_AC-Ret | 15
SoCalREN | Misc._Commercial | New_AC-Ret | 16
SoCalREN | Misc._Commercial | New_AC-Ret | SYSTEM
SoCalREN | Industrial | New_AC-Ret | 6
SoCalREN | Industrial | New_AC-Ret | 8
SoCalREN | Industrial | New_AC-Ret | 9
SoCalREN | Industrial | New_AC-Ret | 10
SoCalREN | Industrial | New_AC-Ret | 13
SoCalREN | Industrial | New_AC-Ret | 14
SoCalREN | Industrial | New_AC-Ret | 15
SoCalREN | Industrial | New_AC-Ret | 16
SoCalREN | Industrial | New_AC-Ret | SYSTEM
SoCalREN | Agricultural | New_AC-Ret | 6
SoCalREN | Agricultural | New_AC-Ret | 8
SoCalREN | Agricultural | New_AC-Ret | 9
SoCalREN | Agricultural | New_AC-Ret | 10
SoCalREN | Agricultural | New_AC-Ret | 13
SoCalREN | Agricultural | New_AC-Ret | 14
SoCalREN | Agricultural | New_AC-Ret | 15
SoCalREN | Agricultural | New_AC-Ret | 16
SoCalREN | Agricultural | New_AC-Ret | SYSTEM
SoCalREN | Small_Office | New_HtPmp-Ret | 6
SoCalREN | Small_Office | New_HtPmp-Ret | 8
SoCalREN | Small_Office | New_HtPmp-Ret | 9
SoCalREN | Small_Office | New_HtPmp-Ret | 10
SoCalREN | Small_Office | New_HtPmp-Ret | 13
SoCalREN | Small_Office | New_HtPmp-Ret | 14
SoCalREN | Small_Office | New_HtPmp-Ret | 15
SoCalREN | Small_Office | New_HtPmp-Ret | 16
SoCalREN | Small_Office | New_HtPmp-Ret | SYSTEM
SoCalREN | Large_Office | New_HtPmp-Ret | 6
SoCalREN | Large_Office | New_HtPmp-Ret | 8
SoCalREN | Large_Office | New_HtPmp-Ret | 9
SoCalREN | Large_Office | New_HtPmp-Ret | 10
SoCalREN | Large_Office | New_HtPmp-Ret | 13
SoCalREN | Large_Office | New_HtPmp-Ret | 14
SoCalREN | Large_Office | New_HtPmp-Ret | 15
SoCalREN | Large_Office | New_HtPmp-Ret | 16
SoCalREN | Large_Office | New_HtPmp-Ret | SYSTEM
SoCalREN | Restaurant | New_HtPmp-Ret | 6
SoCalREN | Restaurant | New_HtPmp-Ret | 8
SoCalREN | Restaurant | New_HtPmp-Ret | 9
SoCalREN | Restaurant | New_HtPmp-Ret | 10
SoCalREN | Restaurant | New_HtPmp-Ret | 13
SoCalREN | Restaurant | New_HtPmp-Ret | 14
SoCalREN | Restaurant | New_HtPmp-Ret | 15
SoCalREN | Restaurant | New_HtPmp-Ret | 16
SoCalREN | Restaurant | New_HtPmp-Ret | SYSTEM
SoCalREN | Small_Retail_Store | New_HtPmp-Ret | 6
SoCalREN | Small_Retail_Store | New_HtPmp-Ret | 8
SoCalREN | Small_Retail_Store | New_HtPmp-Ret | 9
SoCalREN | Small_Retail_Store | New_HtPmp-Ret | 10
SoCalREN | Small_Retail_Store | New_HtPmp-Ret | 13
SoCalREN | Small_Retail_Store | New_HtPmp-Ret | 14
SoCalREN | Small_Retail_Store | New_HtPmp-Ret | 15
SoCalREN | Small_Retail_Store | New_HtPmp-Ret | 16
SoCalREN | Small_Retail_Store | New_HtPmp-Ret | SYSTEM
SoCalREN | Large_Retail_Store | New_HtPmp-Ret | 6
SoCalREN | Large_Retail_Store | New_HtPmp-Ret | 8
SoCalREN | Large_Retail_Store | New_HtPmp-Ret | 9
SoCalREN | Large_Retail_Store | New_HtPmp-Ret | 10
SoCalREN | Large_Retail_Store | New_HtPmp-Ret | 13
SoCalREN | Large_Retail_Store | New_HtPmp-Ret | 14
SoCalREN | Large_Retail_Store | New_HtPmp-Ret | 15
SoCalREN | Large_Retail_Store | New_HtPmp-Ret | 16
SoCalREN | Large_Retail_Store | New_HtPmp-Ret | SYSTEM
SoCalREN | Food_Store | New_HtPmp-Ret | 6
SoCalREN | Food_Store | New_HtPmp-Ret | 8
SoCalREN | Food_Store | New_HtPmp-Ret | 9
SoCalREN | Food_Store | New_HtPmp-Ret | 10
SoCalREN | Food_Store | New_HtPmp-Ret | 13
SoCalREN | Food_Store | New_HtPmp-Ret | 14
SoCalREN | Food_Store | New_HtPmp-Ret | 15
SoCalREN | Food_Store | New_HtPmp-Ret | 16
SoCalREN | Food_Store | New_HtPmp-Ret | SYSTEM
SoCalREN | Refrigerated_Warehouse | New_HtPmp-Ret | 6
SoCalREN | Refrigerated_Warehouse | New_HtPmp-Ret | 8
SoCalREN | Refrigerated_Warehouse | New_HtPmp-Ret | 9
SoCalREN | Refrigerated_Warehouse | New_HtPmp-Ret | 10
SoCalREN | Refrigerated_Warehouse | New_HtPmp-Ret | 13
SoCalREN | Refrigerated_Warehouse | New_HtPmp-Ret | 14
SoCalREN | Refrigerated_Warehouse | New_HtPmp-Ret | 15
SoCalREN | Refrigerated_Warehouse | New_HtPmp-Ret | 16
SoCalREN | Refrigerated_Warehouse | New_HtPmp-Ret | SYSTEM
SoCalREN | Non-Refrig._Warehouse | New_HtPmp-Ret | 6
SoCalREN | Non-Refrig._Warehouse | New_HtPmp-Ret | 8
SoCalREN | Non-Refrig._Warehouse | New_HtPmp-Ret | 9
SoCalREN | Non-Refrig._Warehouse | New_HtPmp-Ret | 10
SoCalREN | Non-Refrig._Warehouse | New_HtPmp-Ret | 13
SoCalREN | Non-Refrig._Warehouse | New_HtPmp-Ret | 14
SoCalREN | Non-Refrig._Warehouse | New_HtPmp-Ret | 15
SoCalREN | Non-Refrig._Warehouse | New_HtPmp-Ret | 16
SoCalREN | Non-Refrig._Warehouse | New_HtPmp-Ret | SYSTEM
SoCalREN | K_thru_12_School | New_HtPmp-Ret | 6
SoCalREN | K_thru_12_School | New_HtPmp-Ret | 8
SoCalREN | K_thru_12_School | New_HtPmp-Ret | 9
SoCalREN | K_thru_12_School | New_HtPmp-Ret | 10
SoCalREN | K_thru_12_School | New_HtPmp-Ret | 13
SoCalREN | K_thru_12_School | New_HtPmp-Ret | 14
SoCalREN | K_thru_12_School | New_HtPmp-Ret | 15
SoCalREN | K_thru_12_School | New_HtPmp-Ret | 16
SoCalREN | K_thru_12_School | New_HtPmp-Ret | SYSTEM
SoCalREN | College_University | New_HtPmp-Ret | 6
SoCalREN | College_University | New_HtPmp-Ret | 8
SoCalREN | College_University | New_HtPmp-Ret | 9
SoCalREN | College_University | New_HtPmp-Ret | 10
SoCalREN | College_University | New_HtPmp-Ret | 13
SoCalREN | College_University | New_HtPmp-Ret | 14
SoCalREN | College_University | New_HtPmp-Ret | 15
SoCalREN | College_University | New_HtPmp-Ret | 16
SoCalREN | College_University | New_HtPmp-Ret | SYSTEM
SoCalREN | Hospital | New_HtPmp-Ret | 6
SoCalREN | Hospital | New_HtPmp-Ret | 8
SoCalREN | Hospital | New_HtPmp-Ret | 9
SoCalREN | Hospital | New_HtPmp-Ret | 10
SoCalREN | Hospital | New_HtPmp-Ret | 13
SoCalREN | Hospital | New_HtPmp-Ret | 14
SoCalREN | Hospital | New_HtPmp-Ret | 15
SoCalREN | Hospital | New_HtPmp-Ret | 16
SoCalREN | Hospital | New_HtPmp-Ret | SYSTEM
SoCalREN | Medical_Clinic | New_HtPmp-Ret | 6
SoCalREN | Medical_Clinic | New_HtPmp-Ret | 8
SoCalREN | Medical_Clinic | New_HtPmp-Ret | 9
SoCalREN | Medical_Clinic | New_HtPmp-Ret | 10
SoCalREN | Medical_Clinic | New_HtPmp-Ret | 13
SoCalREN | Medical_Clinic | New_HtPmp-Ret | 14
SoCalREN | Medical_Clinic | New_HtPmp-Ret | 15
SoCalREN | Medical_Clinic | New_HtPmp-Ret | 16
SoCalREN | Medical_Clinic | New_HtPmp-Ret | SYSTEM
SoCalREN | Hotel_Motel | New_HtPmp-Ret | 6
SoCalREN | Hotel_Motel | New_HtPmp-Ret | 8
SoCalREN | Hotel_Motel | New_HtPmp-Ret | 9
SoCalREN | Hotel_Motel | New_HtPmp-Ret | 10
SoCalREN | Hotel_Motel | New_HtPmp-Ret | 13
SoCalREN | Hotel_Motel | New_HtPmp-Ret | 14
SoCalREN | Hotel_Motel | New_HtPmp-Ret | 15
SoCalREN | Hotel_Motel | New_HtPmp-Ret | 16
SoCalREN | Hotel_Motel | New_HtPmp-Ret | SYSTEM
SoCalREN | Trans_Comm_Util | New_HtPmp-Ret | 6
SoCalREN | Trans_Comm_Util | New_HtPmp-Ret | 8
SoCalREN | Trans_Comm_Util | New_HtPmp-Ret | 9
SoCalREN | Trans_Comm_Util | New_HtPmp-Ret | 10
SoCalREN | Trans_Comm_Util | New_HtPmp-Ret | 13
SoCalREN | Trans_Comm_Util | New_HtPmp-Ret | 14
SoCalREN | Trans_Comm_Util | New_HtPmp-Ret | 15
SoCalREN | Trans_Comm_Util | New_HtPmp-Ret | 16
SoCalREN | Trans_Comm_Util | New_HtPmp-Ret | SYSTEM
SoCalREN | Misc._Commercial | New_HtPmp-Ret | 6
SoCalREN | Misc._Commercial | New_HtPmp-Ret | 8
SoCalREN | Misc._Commercial | New_HtPmp-Ret | 9
SoCalREN | Misc._Commercial | New_HtPmp-Ret | 10
SoCalREN | Misc._Commercial | New_HtPmp-Ret | 13
SoCalREN | Misc._Commercial | New_HtPmp-Ret | 14
SoCalREN | Misc._Commercial | New_HtPmp-Ret | 15
SoCalREN | Misc._Commercial | New_HtPmp-Ret | 16
SoCalREN | Misc._Commercial | New_HtPmp-Ret | SYSTEM
SoCalREN | Industrial | New_HtPmp-Ret | 6
SoCalREN | Industrial | New_HtPmp-Ret | 8
SoCalREN | Industrial | New_HtPmp-Ret | 9
SoCalREN | Industrial | New_HtPmp-Ret | 10
SoCalREN | Industrial | New_HtPmp-Ret | 13
SoCalREN | Industrial | New_HtPmp-Ret | 14
SoCalREN | Industrial | New_HtPmp-Ret | 15
SoCalREN | Industrial | New_HtPmp-Ret | 16
SoCalREN | Industrial | New_HtPmp-Ret | SYSTEM
SoCalREN | Agricultural | New_HtPmp-Ret | 6
SoCalREN | Agricultural | New_HtPmp-Ret | 8
SoCalREN | Agricultural | New_HtPmp-Ret | 9
SoCalREN | Agricultural | New_HtPmp-Ret | 10
SoCalREN | Agricultural | New_HtPmp-Ret | 13
SoCalREN | Agricultural | New_HtPmp-Ret | 14
SoCalREN | Agricultural | New_HtPmp-Ret | 15
SoCalREN | Agricultural | New_HtPmp-Ret | 16
SoCalREN | Agricultural | New_HtPmp-Ret | SYSTEM
SoCalREN | Small_Office | Roof_insul-Ret | 6
SoCalREN | Small_Office | Roof_insul-Ret | 8
SoCalREN | Small_Office | Roof_insul-Ret | 9
SoCalREN | Small_Office | Roof_insul-Ret | 10
SoCalREN | Small_Office | Roof_insul-Ret | 13
SoCalREN | Small_Office | Roof_insul-Ret | 14
SoCalREN | Small_Office | Roof_insul-Ret | 15
SoCalREN | Small_Office | Roof_insul-Ret | 16
SoCalREN | Small_Office | Roof_insul-Ret | SYSTEM
SoCalREN | Large_Office | Roof_insul-Ret | 6
SoCalREN | Large_Office | Roof_insul-Ret | 8
SoCalREN | Large_Office | Roof_insul-Ret | 9
SoCalREN | Large_Office | Roof_insul-Ret | 10
SoCalREN | Large_Office | Roof_insul-Ret | 13
SoCalREN | Large_Office | Roof_insul-Ret | 14
SoCalREN | Large_Office | Roof_insul-Ret | 15
SoCalREN | Large_Office | Roof_insul-Ret | 16
SoCalREN | Large_Office | Roof_insul-Ret | SYSTEM
SoCalREN | Small_Retail_Store | Roof_insul-Ret | 6
SoCalREN | Small_Retail_Store | Roof_insul-Ret | 8
SoCalREN | Small_Retail_Store | Roof_insul-Ret | 9
SoCalREN | Small_Retail_Store | Roof_insul-Ret | 10
SoCalREN | Small_Retail_Store | Roof_insul-Ret | 13
SoCalREN | Small_Retail_Store | Roof_insul-Ret | 14
SoCalREN | Small_Retail_Store | Roof_insul-Ret | 15
SoCalREN | Small_Retail_Store | Roof_insul-Ret | 16
SoCalREN | Small_Retail_Store | Roof_insul-Ret | SYSTEM
SoCalREN | Large_Retail_Store | Roof_insul-Ret | 6
SoCalREN | Large_Retail_Store | Roof_insul-Ret | 8
SoCalREN | Large_Retail_Store | Roof_insul-Ret | 9
SoCalREN | Large_Retail_Store | Roof_insul-Ret | 10
SoCalREN | Large_Retail_Store | Roof_insul-Ret | 13
SoCalREN | Large_Retail_Store | Roof_insul-Ret | 14
SoCalREN | Large_Retail_Store | Roof_insul-Ret | 15
SoCalREN | Large_Retail_Store | Roof_insul-Ret | 16
SoCalREN | Large_Retail_Store | Roof_insul-Ret | SYSTEM
SoCalREN | Food_Store | Roof_insul-Ret | 6
SoCalREN | Food_Store | Roof_insul-Ret | 8
SoCalREN | Food_Store | Roof_insul-Ret | 9
SoCalREN | Food_Store | Roof_insul-Ret | 10
SoCalREN | Food_Store | Roof_insul-Ret | 13
SoCalREN | Food_Store | Roof_insul-Ret | 14
SoCalREN | Food_Store | Roof_insul-Ret | 15
SoCalREN | Food_Store | Roof_insul-Ret | 16
SoCalREN | Food_Store | Roof_insul-Ret | SYSTEM
SoCalREN | Non-Refrig._Warehouse | Roof_insul-Ret | 6
SoCalREN | Non-Refrig._Warehouse | Roof_insul-Ret | 8
SoCalREN | Non-Refrig._Warehouse | Roof_insul-Ret | 9
SoCalREN | Non-Refrig._Warehouse | Roof_insul-Ret | 10
SoCalREN | Non-Refrig._Warehouse | Roof_insul-Ret | 13
SoCalREN | Non-Refrig._Warehouse | Roof_insul-Ret | 14
SoCalREN | Non-Refrig._Warehouse | Roof_insul-Ret | 15
SoCalREN | Non-Refrig._Warehouse | Roof_insul-Ret | 16
SoCalREN | Non-Refrig._Warehouse | Roof_insul-Ret | SYSTEM
SoCalREN | K_thru_12_School | Roof_insul-Ret | 6
SoCalREN | K_thru_12_School | Roof_insul-Ret | 8
SoCalREN | K_thru_12_School | Roof_insul-Ret | 9
SoCalREN | K_thru_12_School | Roof_insul-Ret | 10
SoCalREN | K_thru_12_School | Roof_insul-Ret | 13
SoCalREN | K_thru_12_School | Roof_insul-Ret | 14
SoCalREN | K_thru_12_School | Roof_insul-Ret | 15
SoCalREN | K_thru_12_School | Roof_insul-Ret | 16
SoCalREN | K_thru_12_School | Roof_insul-Ret | SYSTEM
SoCalREN | College_University | Roof_insul-Ret | 6
SoCalREN | College_University | Roof_insul-Ret | 8
SoCalREN | College_University | Roof_insul-Ret | 9
SoCalREN | College_University | Roof_insul-Ret | 10
SoCalREN | College_University | Roof_insul-Ret | 13
SoCalREN | College_University | Roof_insul-Ret | 14
SoCalREN | College_University | Roof_insul-Ret | 15
SoCalREN | College_University | Roof_insul-Ret | 16
SoCalREN | College_University | Roof_insul-Ret | SYSTEM
SoCalREN | Hospital | Roof_insul-Ret | 6
SoCalREN | Hospital | Roof_insul-Ret | 8
SoCalREN | Hospital | Roof_insul-Ret | 9
SoCalREN | Hospital | Roof_insul-Ret | 10
SoCalREN | Hospital | Roof_insul-Ret | 13
SoCalREN | Hospital | Roof_insul-Ret | 14
SoCalREN | Hospital | Roof_insul-Ret | 15
SoCalREN | Hospital | Roof_insul-Ret | 16
SoCalREN | Hospital | Roof_insul-Ret | SYSTEM
SoCalREN | Medical_Clinic | Roof_insul-Ret | 6
SoCalREN | Medical_Clinic | Roof_insul-Ret | 8
SoCalREN | Medical_Clinic | Roof_insul-Ret | 9
SoCalREN | Medical_Clinic | Roof_insul-Ret | 10
SoCalREN | Medical_Clinic | Roof_insul-Ret | 13
SoCalREN | Medical_Clinic | Roof_insul-Ret | 14
SoCalREN | Medical_Clinic | Roof_insul-Ret | 15
SoCalREN | Medical_Clinic | Roof_insul-Ret | 16
SoCalREN | Medical_Clinic | Roof_insul-Ret | SYSTEM
SoCalREN | Hotel_Motel | Roof_insul-Ret | 6
SoCalREN | Hotel_Motel | Roof_insul-Ret | 8
SoCalREN | Hotel_Motel | Roof_insul-Ret | 9
SoCalREN | Hotel_Motel | Roof_insul-Ret | 10
SoCalREN | Hotel_Motel | Roof_insul-Ret | 13
SoCalREN | Hotel_Motel | Roof_insul-Ret | 14
SoCalREN | Hotel_Motel | Roof_insul-Ret | 15
SoCalREN | Hotel_Motel | Roof_insul-Ret | 16
SoCalREN | Hotel_Motel | Roof_insul-Ret | SYSTEM
SoCalREN | Trans_Comm_Util | Roof_insul-Ret | 6
SoCalREN | Trans_Comm_Util | Roof_insul-Ret | 8
SoCalREN | Trans_Comm_Util | Roof_insul-Ret | 9
SoCalREN | Trans_Comm_Util | Roof_insul-Ret | 10
SoCalREN | Trans_Comm_Util | Roof_insul-Ret | 13
SoCalREN | Trans_Comm_Util | Roof_insul-Ret | 14
SoCalREN | Trans_Comm_Util | Roof_insul-Ret | 15
SoCalREN | Trans_Comm_Util | Roof_insul-Ret | 16
SoCalREN | Trans_Comm_Util | Roof_insul-Ret | SYSTEM
SoCalREN | Misc._Commercial | Roof_insul-Ret | 6
SoCalREN | Misc._Commercial | Roof_insul-Ret | 8
SoCalREN | Misc._Commercial | Roof_insul-Ret | 9
SoCalREN | Misc._Commercial | Roof_insul-Ret | 10
SoCalREN | Misc._Commercial | Roof_insul-Ret | 13
SoCalREN | Misc._Commercial | Roof_insul-Ret | 14
SoCalREN | Misc._Commercial | Roof_insul-Ret | 15
SoCalREN | Misc._Commercial | Roof_insul-Ret | 16
SoCalREN | Misc._Commercial | Roof_insul-Ret | SYSTEM
SoCalREN | Industrial | Roof_insul-Ret | 6
SoCalREN | Industrial | Roof_insul-Ret | 8
SoCalREN | Industrial | Roof_insul-Ret | 9
SoCalREN | Industrial | Roof_insul-Ret | 10
SoCalREN | Industrial | Roof_insul-Ret | 13
SoCalREN | Industrial | Roof_insul-Ret | 14
SoCalREN | Industrial | Roof_insul-Ret | 15
SoCalREN | Industrial | Roof_insul-Ret | 16
SoCalREN | Industrial | Roof_insul-Ret | SYSTEM
SoCalREN | Agricultural | Roof_insul-Ret | 6
SoCalREN | Agricultural | Roof_insul-Ret | 8
SoCalREN | Agricultural | Roof_insul-Ret | 9
SoCalREN | Agricultural | Roof_insul-Ret | 10
SoCalREN | Agricultural | Roof_insul-Ret | 13
SoCalREN | Agricultural | Roof_insul-Ret | 14
SoCalREN | Agricultural | Roof_insul-Ret | 15
SoCalREN | Agricultural | Roof_insul-Ret | 16
SoCalREN | Agricultural | Roof_insul-Ret | SYSTEM
SoCalREN | Small_Office | Wall_insul-Ret | 6
SoCalREN | Small_Office | Wall_insul-Ret | 8
SoCalREN | Small_Office | Wall_insul-Ret | 9
SoCalREN | Small_Office | Wall_insul-Ret | 10
SoCalREN | Small_Office | Wall_insul-Ret | 13
SoCalREN | Small_Office | Wall_insul-Ret | 14
SoCalREN | Small_Office | Wall_insul-Ret | 15
SoCalREN | Small_Office | Wall_insul-Ret | 16
SoCalREN | Small_Office | Wall_insul-Ret | SYSTEM
SoCalREN | Large_Office | Wall_insul-Ret | 6
SoCalREN | Large_Office | Wall_insul-Ret | 8
SoCalREN | Large_Office | Wall_insul-Ret | 9
SoCalREN | Large_Office | Wall_insul-Ret | 10
SoCalREN | Large_Office | Wall_insul-Ret | 13
SoCalREN | Large_Office | Wall_insul-Ret | 14
SoCalREN | Large_Office | Wall_insul-Ret | 15
SoCalREN | Large_Office | Wall_insul-Ret | 16
SoCalREN | Large_Office | Wall_insul-Ret | SYSTEM
SoCalREN | Small_Retail_Store | Wall_insul-Ret | 6
SoCalREN | Small_Retail_Store | Wall_insul-Ret | 8
SoCalREN | Small_Retail_Store | Wall_insul-Ret | 9
SoCalREN | Small_Retail_Store | Wall_insul-Ret | 10
SoCalREN | Small_Retail_Store | Wall_insul-Ret | 13
SoCalREN | Small_Retail_Store | Wall_insul-Ret | 14
SoCalREN | Small_Retail_Store | Wall_insul-Ret | 15
SoCalREN | Small_Retail_Store | Wall_insul-Ret | 16
SoCalREN | Small_Retail_Store | Wall_insul-Ret | SYSTEM
SoCalREN | Large_Retail_Store | Wall_insul-Ret | 6
SoCalREN | Large_Retail_Store | Wall_insul-Ret | 8
SoCalREN | Large_Retail_Store | Wall_insul-Ret | 9
SoCalREN | Large_Retail_Store | Wall_insul-Ret | 10
SoCalREN | Large_Retail_Store | Wall_insul-Ret | 13
SoCalREN | Large_Retail_Store | Wall_insul-Ret | 14
SoCalREN | Large_Retail_Store | Wall_insul-Ret | 15
SoCalREN | Large_Retail_Store | Wall_insul-Ret | 16
SoCalREN | Large_Retail_Store | Wall_insul-Ret | SYSTEM
SoCalREN | Food_Store | Wall_insul-Ret | 6
SoCalREN | Food_Store | Wall_insul-Ret | 8
SoCalREN | Food_Store | Wall_insul-Ret | 9
SoCalREN | Food_Store | Wall_insul-Ret | 10
SoCalREN | Food_Store | Wall_insul-Ret | 13
SoCalREN | Food_Store | Wall_insul-Ret | 14
SoCalREN | Food_Store | Wall_insul-Ret | 15
SoCalREN | Food_Store | Wall_insul-Ret | 16
SoCalREN | Food_Store | Wall_insul-Ret | SYSTEM
SoCalREN | Non-Refrig._Warehouse | Wall_insul-Ret | 6
SoCalREN | Non-Refrig._Warehouse | Wall_insul-Ret | 8
SoCalREN | Non-Refrig._Warehouse | Wall_insul-Ret | 9
SoCalREN | Non-Refrig._Warehouse | Wall_insul-Ret | 10
SoCalREN | Non-Refrig._Warehouse | Wall_insul-Ret | 13
SoCalREN | Non-Refrig._Warehouse | Wall_insul-Ret | 14
SoCalREN | Non-Refrig._Warehouse | Wall_insul-Ret | 15
SoCalREN | Non-Refrig._Warehouse | Wall_insul-Ret | 16
SoCalREN | Non-Refrig._Warehouse | Wall_insul-Ret | SYSTEM
SoCalREN | K_thru_12_School | Wall_insul-Ret | 6
SoCalREN | K_thru_12_School | Wall_insul-Ret | 8
SoCalREN | K_thru_12_School | Wall_insul-Ret | 9
SoCalREN | K_thru_12_School | Wall_insul-Ret | 10
SoCalREN | K_thru_12_School | Wall_insul-Ret | 13
SoCalREN | K_thru_12_School | Wall_insul-Ret | 14
SoCalREN | K_thru_12_School | Wall_insul-Ret | 15
SoCalREN | K_thru_12_School | Wall_insul-Ret | 16
SoCalREN | K_thru_12_School | Wall_insul-Ret | SYSTEM
SoCalREN | College_University | Wall_insul-Ret | 6
SoCalREN | College_University | Wall_insul-Ret | 8
SoCalREN | College_University | Wall_insul-Ret | 9
SoCalREN | College_University | Wall_insul-Ret | 10
SoCalREN | College_University | Wall_insul-Ret | 13
SoCalREN | College_University | Wall_insul-Ret | 14
SoCalREN | College_University | Wall_insul-Ret | 15
SoCalREN | College_University | Wall_insul-Ret | 16
SoCalREN | College_University | Wall_insul-Ret | SYSTEM
SoCalREN | Hospital | Wall_insul-Ret | 6
SoCalREN | Hospital | Wall_insul-Ret | 8
SoCalREN | Hospital | Wall_insul-Ret | 9
SoCalREN | Hospital | Wall_insul-Ret | 10
SoCalREN | Hospital | Wall_insul-Ret | 13
SoCalREN | Hospital | Wall_insul-Ret | 14
SoCalREN | Hospital | Wall_insul-Ret | 15
SoCalREN | Hospital | Wall_insul-Ret | 16
SoCalREN | Hospital | Wall_insul-Ret | SYSTEM
SoCalREN | Medical_Clinic | Wall_insul-Ret | 6
SoCalREN | Medical_Clinic | Wall_insul-Ret | 8
SoCalREN | Medical_Clinic | Wall_insul-Ret | 9
SoCalREN | Medical_Clinic | Wall_insul-Ret | 10
SoCalREN | Medical_Clinic | Wall_insul-Ret | 13
SoCalREN | Medical_Clinic | Wall_insul-Ret | 14
SoCalREN | Medical_Clinic | Wall_insul-Ret | 15
SoCalREN | Medical_Clinic | Wall_insul-Ret | 16
SoCalREN | Medical_Clinic | Wall_insul-Ret | SYSTEM
SoCalREN | Hotel_Motel | Wall_insul-Ret | 6
SoCalREN | Hotel_Motel | Wall_insul-Ret | 8
SoCalREN | Hotel_Motel | Wall_insul-Ret | 9
SoCalREN | Hotel_Motel | Wall_insul-Ret | 10
SoCalREN | Hotel_Motel | Wall_insul-Ret | 13
SoCalREN | Hotel_Motel | Wall_insul-Ret | 14
SoCalREN | Hotel_Motel | Wall_insul-Ret | 15
SoCalREN | Hotel_Motel | Wall_insul-Ret | 16
SoCalREN | Hotel_Motel | Wall_insul-Ret | SYSTEM
SoCalREN | Trans_Comm_Util | Wall_insul-Ret | 6
SoCalREN | Trans_Comm_Util | Wall_insul-Ret | 8
SoCalREN | Trans_Comm_Util | Wall_insul-Ret | 9
SoCalREN | Trans_Comm_Util | Wall_insul-Ret | 10
SoCalREN | Trans_Comm_Util | Wall_insul-Ret | 13
SoCalREN | Trans_Comm_Util | Wall_insul-Ret | 14
SoCalREN | Trans_Comm_Util | Wall_insul-Ret | 15
SoCalREN | Trans_Comm_Util | Wall_insul-Ret | 16
SoCalREN | Trans_Comm_Util | Wall_insul-Ret | SYSTEM
SoCalREN | Misc._Commercial | Wall_insul-Ret | 6
SoCalREN | Misc._Commercial | Wall_insul-Ret | 8
SoCalREN | Misc._Commercial | Wall_insul-Ret | 9
SoCalREN | Misc._Commercial | Wall_insul-Ret | 10
SoCalREN | Misc._Commercial | Wall_insul-Ret | 13
SoCalREN | Misc._Commercial | Wall_insul-Ret | 14
SoCalREN | Misc._Commercial | Wall_insul-Ret | 15
SoCalREN | Misc._Commercial | Wall_insul-Ret | 16
SoCalREN | Misc._Commercial | Wall_insul-Ret | SYSTEM
SoCalREN | Industrial | Wall_insul-Ret | 6
SoCalREN | Industrial | Wall_insul-Ret | 8
SoCalREN | Industrial | Wall_insul-Ret | 9
SoCalREN | Industrial | Wall_insul-Ret | 10
SoCalREN | Industrial | Wall_insul-Ret | 13
SoCalREN | Industrial | Wall_insul-Ret | 14
SoCalREN | Industrial | Wall_insul-Ret | 15
SoCalREN | Industrial | Wall_insul-Ret | 16
SoCalREN | Industrial | Wall_insul-Ret | SYSTEM
SoCalREN | Agricultural | Wall_insul-Ret | 6
SoCalREN | Agricultural | Wall_insul-Ret | 8
SoCalREN | Agricultural | Wall_insul-Ret | 9
SoCalREN | Agricultural | Wall_insul-Ret | 10
SoCalREN | Agricultural | Wall_insul-Ret | 13
SoCalREN | Agricultural | Wall_insul-Ret | 14
SoCalREN | Agricultural | Wall_insul-Ret | 15
SoCalREN | Agricultural | Wall_insul-Ret | 16
SoCalREN | Agricultural | Wall_insul-Ret | SYSTEM
SoCalREN | Small_Office | Window_Tint-Ret | 6
SoCalREN | Small_Office | Window_Tint-Ret | 8
SoCalREN | Small_Office | Window_Tint-Ret | 9
SoCalREN | Small_Office | Window_Tint-Ret | 10
SoCalREN | Small_Office | Window_Tint-Ret | 13
SoCalREN | Small_Office | Window_Tint-Ret | 14
SoCalREN | Small_Office | Window_Tint-Ret | 15
SoCalREN | Small_Office | Window_Tint-Ret | 16
SoCalREN | Small_Office | Window_Tint-Ret | SYSTEM
SoCalREN | Large_Office | Window_Tint-Ret | 6
SoCalREN | Large_Office | Window_Tint-Ret | 8
SoCalREN | Large_Office | Window_Tint-Ret | 9
SoCalREN | Large_Office | Window_Tint-Ret | 10
SoCalREN | Large_Office | Window_Tint-Ret | 13
SoCalREN | Large_Office | Window_Tint-Ret | 14
SoCalREN | Large_Office | Window_Tint-Ret | 15
SoCalREN | Large_Office | Window_Tint-Ret | 16
SoCalREN | Large_Office | Window_Tint-Ret | SYSTEM
SoCalREN | Small_Office | Reduce_Cooling_Load-Ret | 6
SoCalREN | Small_Office | Reduce_Cooling_Load-Ret | 8
SoCalREN | Small_Office | Reduce_Cooling_Load-Ret | 9
SoCalREN | Small_Office | Reduce_Cooling_Load-Ret | 10
SoCalREN | Small_Office | Reduce_Cooling_Load-Ret | 13
SoCalREN | Small_Office | Reduce_Cooling_Load-Ret | 14
SoCalREN | Small_Office | Reduce_Cooling_Load-Ret | 15
SoCalREN | Small_Office | Reduce_Cooling_Load-Ret | 16
SoCalREN | Small_Office | Reduce_Cooling_Load-Ret | SYSTEM
SoCalREN | Large_Office | Reduce_Cooling_Load-Ret | 6
SoCalREN | Large_Office | Reduce_Cooling_Load-Ret | 8
SoCalREN | Large_Office | Reduce_Cooling_Load-Ret | 9
SoCalREN | Large_Office | Reduce_Cooling_Load-Ret | 10
SoCalREN | Large_Office | Reduce_Cooling_Load-Ret | 13
SoCalREN | Large_Office | Reduce_Cooling_Load-Ret | 14
SoCalREN | Large_Office | Reduce_Cooling_Load-Ret | 15
SoCalREN | Large_Office | Reduce_Cooling_Load-Ret | 16
SoCalREN | Large_Office | Reduce_Cooling_Load-Ret | SYSTEM
SoCalREN | Small_Retail_Store | Reduce_Cooling_Load-Ret | 6
SoCalREN | Small_Retail_Store | Reduce_Cooling_Load-Ret | 8
SoCalREN | Small_Retail_Store | Reduce_Cooling_Load-Ret | 9
SoCalREN | Small_Retail_Store | Reduce_Cooling_Load-Ret | 10
SoCalREN | Small_Retail_Store | Reduce_Cooling_Load-Ret | 13
SoCalREN | Small_Retail_Store | Reduce_Cooling_Load-Ret | 14
SoCalREN | Small_Retail_Store | Reduce_Cooling_Load-Ret | 15
SoCalREN | Small_Retail_Store | Reduce_Cooling_Load-Ret | 16
SoCalREN | Small_Retail_Store | Reduce_Cooling_Load-Ret | SYSTEM
SoCalREN | Large_Retail_Store | Reduce_Cooling_Load-Ret | 6
SoCalREN | Large_Retail_Store | Reduce_Cooling_Load-Ret | 8
SoCalREN | Large_Retail_Store | Reduce_Cooling_Load-Ret | 9
SoCalREN | Large_Retail_Store | Reduce_Cooling_Load-Ret | 10
SoCalREN | Large_Retail_Store | Reduce_Cooling_Load-Ret | 13
SoCalREN | Large_Retail_Store | Reduce_Cooling_Load-Ret | 14
SoCalREN | Large_Retail_Store | Reduce_Cooling_Load-Ret | 15
SoCalREN | Large_Retail_Store | Reduce_Cooling_Load-Ret | 16
SoCalREN | Large_Retail_Store | Reduce_Cooling_Load-Ret | SYSTEM
SoCalREN | Food_Store | Reduce_Cooling_Load-Ret | 6
SoCalREN | Food_Store | Reduce_Cooling_Load-Ret | 8
SoCalREN | Food_Store | Reduce_Cooling_Load-Ret | 9
SoCalREN | Food_Store | Reduce_Cooling_Load-Ret | 10
SoCalREN | Food_Store | Reduce_Cooling_Load-Ret | 13
SoCalREN | Food_Store | Reduce_Cooling_Load-Ret | 14
SoCalREN | Food_Store | Reduce_Cooling_Load-Ret | 15
SoCalREN | Food_Store | Reduce_Cooling_Load-Ret | 16
SoCalREN | Food_Store | Reduce_Cooling_Load-Ret | SYSTEM
SoCalREN | Non-Refrig._Warehouse | Reduce_Cooling_Load-Ret | 6
SoCalREN | Non-Refrig._Warehouse | Reduce_Cooling_Load-Ret | 8
SoCalREN | Non-Refrig._Warehouse | Reduce_Cooling_Load-Ret | 9
SoCalREN | Non-Refrig._Warehouse | Reduce_Cooling_Load-Ret | 10
SoCalREN | Non-Refrig._Warehouse | Reduce_Cooling_Load-Ret | 13
SoCalREN | Non-Refrig._Warehouse | Reduce_Cooling_Load-Ret | 14
SoCalREN | Non-Refrig._Warehouse | Reduce_Cooling_Load-Ret | 15
SoCalREN | Non-Refrig._Warehouse | Reduce_Cooling_Load-Ret | 16
SoCalREN | Non-Refrig._Warehouse | Reduce_Cooling_Load-Ret | SYSTEM
SoCalREN | College_University | Reduce_Cooling_Load-Ret | 6
SoCalREN | College_University | Reduce_Cooling_Load-Ret | 8
SoCalREN | College_University | Reduce_Cooling_Load-Ret | 9
SoCalREN | College_University | Reduce_Cooling_Load-Ret | 10
SoCalREN | College_University | Reduce_Cooling_Load-Ret | 13
SoCalREN | College_University | Reduce_Cooling_Load-Ret | 14
SoCalREN | College_University | Reduce_Cooling_Load-Ret | 15
SoCalREN | College_University | Reduce_Cooling_Load-Ret | 16
SoCalREN | College_University | Reduce_Cooling_Load-Ret | SYSTEM
SoCalREN | Hotel_Motel | Reduce_Cooling_Load-Ret | 6
SoCalREN | Hotel_Motel | Reduce_Cooling_Load-Ret | 8
SoCalREN | Hotel_Motel | Reduce_Cooling_Load-Ret | 9
SoCalREN | Hotel_Motel | Reduce_Cooling_Load-Ret | 10
SoCalREN | Hotel_Motel | Reduce_Cooling_Load-Ret | 13
SoCalREN | Hotel_Motel | Reduce_Cooling_Load-Ret | 14
SoCalREN | Hotel_Motel | Reduce_Cooling_Load-Ret | 15
SoCalREN | Hotel_Motel | Reduce_Cooling_Load-Ret | 16
SoCalREN | Hotel_Motel | Reduce_Cooling_Load-Ret | SYSTEM
SoCalREN | Trans_Comm_Util | Reduce_Cooling_Load-Ret | 6
SoCalREN | Trans_Comm_Util | Reduce_Cooling_Load-Ret | 8
SoCalREN | Trans_Comm_Util | Reduce_Cooling_Load-Ret | 9
SoCalREN | Trans_Comm_Util | Reduce_Cooling_Load-Ret | 10
SoCalREN | Trans_Comm_Util | Reduce_Cooling_Load-Ret | 13
SoCalREN | Trans_Comm_Util | Reduce_Cooling_Load-Ret | 14
SoCalREN | Trans_Comm_Util | Reduce_Cooling_Load-Ret | 15
SoCalREN | Trans_Comm_Util | Reduce_Cooling_Load-Ret | 16
SoCalREN | Trans_Comm_Util | Reduce_Cooling_Load-Ret | SYSTEM
SoCalREN | Misc._Commercial | Reduce_Cooling_Load-Ret | 6
SoCalREN | Misc._Commercial | Reduce_Cooling_Load-Ret | 8
SoCalREN | Misc._Commercial | Reduce_Cooling_Load-Ret | 9
SoCalREN | Misc._Commercial | Reduce_Cooling_Load-Ret | 10
SoCalREN | Misc._Commercial | Reduce_Cooling_Load-Ret | 13
SoCalREN | Misc._Commercial | Reduce_Cooling_Load-Ret | 14
SoCalREN | Misc._Commercial | Reduce_Cooling_Load-Ret | 15
SoCalREN | Misc._Commercial | Reduce_Cooling_Load-Ret | 16
SoCalREN | Misc._Commercial | Reduce_Cooling_Load-Ret | SYSTEM
SoCalREN | Industrial | Reduce_Cooling_Load-Ret | 6
SoCalREN | Industrial | Reduce_Cooling_Load-Ret | 8
SoCalREN | Industrial | Reduce_Cooling_Load-Ret | 9
SoCalREN | Industrial | Reduce_Cooling_Load-Ret | 10
SoCalREN | Industrial | Reduce_Cooling_Load-Ret | 13
SoCalREN | Industrial | Reduce_Cooling_Load-Ret | 14
SoCalREN | Industrial | Reduce_Cooling_Load-Ret | 15
SoCalREN | Industrial | Reduce_Cooling_Load-Ret | 16
SoCalREN | Industrial | Reduce_Cooling_Load-Ret | SYSTEM
SoCalREN | Agricultural | Reduce_Cooling_Load-Ret | 6
SoCalREN | Agricultural | Reduce_Cooling_Load-Ret | 8
SoCalREN | Agricultural | Reduce_Cooling_Load-Ret | 9
SoCalREN | Agricultural | Reduce_Cooling_Load-Ret | 10
SoCalREN | Agricultural | Reduce_Cooling_Load-Ret | 13
SoCalREN | Agricultural | Reduce_Cooling_Load-Ret | 14
SoCalREN | Agricultural | Reduce_Cooling_Load-Ret | 15
SoCalREN | Agricultural | Reduce_Cooling_Load-Ret | 16
SoCalREN | Agricultural | Reduce_Cooling_Load-Ret | SYSTEM
SoCalREN | Food_Store | Lower_Cond_temp-Ret | 6
SoCalREN | Food_Store | Lower_Cond_temp-Ret | 8
SoCalREN | Food_Store | Lower_Cond_temp-Ret | 9
SoCalREN | Food_Store | Lower_Cond_temp-Ret | 10
SoCalREN | Food_Store | Lower_Cond_temp-Ret | 13
SoCalREN | Food_Store | Lower_Cond_temp-Ret | 14
SoCalREN | Food_Store | Lower_Cond_temp-Ret | 15
SoCalREN | Food_Store | Lower_Cond_temp-Ret | 16
SoCalREN | Food_Store | Lower_Cond_temp-Ret | SYSTEM
SoCalREN | Small_Office | IndoorLt | 6
SoCalREN | Small_Office | IndoorLt | 8
SoCalREN | Small_Office | IndoorLt | 9
SoCalREN | Small_Office | IndoorLt | 10
SoCalREN | Small_Office | IndoorLt | 13
SoCalREN | Small_Office | IndoorLt | 14
SoCalREN | Small_Office | IndoorLt | 15
SoCalREN | Small_Office | IndoorLt | 16
SoCalREN | Small_Office | IndoorLt | SYSTEM
SoCalREN | Large_Office | IndoorLt | 6
SoCalREN | Large_Office | IndoorLt | 8
SoCalREN | Large_Office | IndoorLt | 9
SoCalREN | Large_Office | IndoorLt | 10
SoCalREN | Large_Office | IndoorLt | 13
SoCalREN | Large_Office | IndoorLt | 14
SoCalREN | Large_Office | IndoorLt | 15
SoCalREN | Large_Office | IndoorLt | 16
SoCalREN | Large_Office | IndoorLt | SYSTEM
SoCalREN | Restaurant | IndoorLt | 6
SoCalREN | Restaurant | IndoorLt | 8
SoCalREN | Restaurant | IndoorLt | 9
SoCalREN | Restaurant | IndoorLt | 10
SoCalREN | Restaurant | IndoorLt | 13
SoCalREN | Restaurant | IndoorLt | 14
SoCalREN | Restaurant | IndoorLt | 15
SoCalREN | Restaurant | IndoorLt | 16
SoCalREN | Restaurant | IndoorLt | SYSTEM
SoCalREN | Small_Retail_Store | IndoorLt | 6
SoCalREN | Small_Retail_Store | IndoorLt | 8
SoCalREN | Small_Retail_Store | IndoorLt | 9
SoCalREN | Small_Retail_Store | IndoorLt | 10
SoCalREN | Small_Retail_Store | IndoorLt | 13
SoCalREN | Small_Retail_Store | IndoorLt | 14
SoCalREN | Small_Retail_Store | IndoorLt | 15
SoCalREN | Small_Retail_Store | IndoorLt | 16
SoCalREN | Small_Retail_Store | IndoorLt | SYSTEM
SoCalREN | Large_Retail_Store | IndoorLt | 6
SoCalREN | Large_Retail_Store | IndoorLt | 8
SoCalREN | Large_Retail_Store | IndoorLt | 9
SoCalREN | Large_Retail_Store | IndoorLt | 10
SoCalREN | Large_Retail_Store | IndoorLt | 13
SoCalREN | Large_Retail_Store | IndoorLt | 14
SoCalREN | Large_Retail_Store | IndoorLt | 15
SoCalREN | Large_Retail_Store | IndoorLt | 16
SoCalREN | Large_Retail_Store | IndoorLt | SYSTEM
SoCalREN | Food_Store | IndoorLt | 6
SoCalREN | Food_Store | IndoorLt | 8
SoCalREN | Food_Store | IndoorLt | 9
SoCalREN | Food_Store | IndoorLt | 10
SoCalREN | Food_Store | IndoorLt | 13
SoCalREN | Food_Store | IndoorLt | 14
SoCalREN | Food_Store | IndoorLt | 15
SoCalREN | Food_Store | IndoorLt | 16
SoCalREN | Food_Store | IndoorLt | SYSTEM
SoCalREN | Refrigerated_Warehouse | IndoorLt | 6
SoCalREN | Refrigerated_Warehouse | IndoorLt | 8
SoCalREN | Refrigerated_Warehouse | IndoorLt | 9
SoCalREN | Refrigerated_Warehouse | IndoorLt | 10
SoCalREN | Refrigerated_Warehouse | IndoorLt | 13
SoCalREN | Refrigerated_Warehouse | IndoorLt | 14
SoCalREN | Refrigerated_Warehouse | IndoorLt | 15
SoCalREN | Refrigerated_Warehouse | IndoorLt | 16
SoCalREN | Refrigerated_Warehouse | IndoorLt | SYSTEM
SoCalREN | Non-Refrig._Warehouse | IndoorLt | 6
SoCalREN | Non-Refrig._Warehouse | IndoorLt | 8
SoCalREN | Non-Refrig._Warehouse | IndoorLt | 9
SoCalREN | Non-Refrig._Warehouse | IndoorLt | 10
SoCalREN | Non-Refrig._Warehouse | IndoorLt | 13
SoCalREN | Non-Refrig._Warehouse | IndoorLt | 14
SoCalREN | Non-Refrig._Warehouse | IndoorLt | 15
SoCalREN | Non-Refrig._Warehouse | IndoorLt | 16
SoCalREN | Non-Refrig._Warehouse | IndoorLt | SYSTEM
SoCalREN | K_thru_12_School | IndoorLt | 6
SoCalREN | K_thru_12_School | IndoorLt | 8
SoCalREN | K_thru_12_School | IndoorLt | 9
SoCalREN | K_thru_12_School | IndoorLt | 10
SoCalREN | K_thru_12_School | IndoorLt | 13
SoCalREN | K_thru_12_School | IndoorLt | 14
SoCalREN | K_thru_12_School | IndoorLt | 15
SoCalREN | K_thru_12_School | IndoorLt | 16
SoCalREN | K_thru_12_School | IndoorLt | SYSTEM
SoCalREN | College_University | IndoorLt | 6
SoCalREN | College_University | IndoorLt | 8
SoCalREN | College_University | IndoorLt | 9
SoCalREN | College_University | IndoorLt | 10
SoCalREN | College_University | IndoorLt | 13
SoCalREN | College_University | IndoorLt | 14
SoCalREN | College_University | IndoorLt | 15
SoCalREN | College_University | IndoorLt | 16
SoCalREN | College_University | IndoorLt | SYSTEM
SoCalREN | Hospital | IndoorLt | 6
SoCalREN | Hospital | IndoorLt | 8
SoCalREN | Hospital | IndoorLt | 9
SoCalREN | Hospital | IndoorLt | 10
SoCalREN | Hospital | IndoorLt | 13
SoCalREN | Hospital | IndoorLt | 14
SoCalREN | Hospital | IndoorLt | 15
SoCalREN | Hospital | IndoorLt | 16
SoCalREN | Hospital | IndoorLt | SYSTEM
SoCalREN | Medical_Clinic | IndoorLt | 6
SoCalREN | Medical_Clinic | IndoorLt | 8
SoCalREN | Medical_Clinic | IndoorLt | 9
SoCalREN | Medical_Clinic | IndoorLt | 10
SoCalREN | Medical_Clinic | IndoorLt | 13
SoCalREN | Medical_Clinic | IndoorLt | 14
SoCalREN | Medical_Clinic | IndoorLt | 15
SoCalREN | Medical_Clinic | IndoorLt | 16
SoCalREN | Medical_Clinic | IndoorLt | SYSTEM
SoCalREN | Hotel_Motel | IndoorLt | 6
SoCalREN | Hotel_Motel | IndoorLt | 8
SoCalREN | Hotel_Motel | IndoorLt | 9
SoCalREN | Hotel_Motel | IndoorLt | 10
SoCalREN | Hotel_Motel | IndoorLt | 13
SoCalREN | Hotel_Motel | IndoorLt | 14
SoCalREN | Hotel_Motel | IndoorLt | 15
SoCalREN | Hotel_Motel | IndoorLt | 16
SoCalREN | Hotel_Motel | IndoorLt | SYSTEM
SoCalREN | Trans_Comm_Util | IndoorLt | 6
SoCalREN | Trans_Comm_Util | IndoorLt | 8
SoCalREN | Trans_Comm_Util | IndoorLt | 9
SoCalREN | Trans_Comm_Util | IndoorLt | 10
SoCalREN | Trans_Comm_Util | IndoorLt | 13
SoCalREN | Trans_Comm_Util | IndoorLt | 14
SoCalREN | Trans_Comm_Util | IndoorLt | 15
SoCalREN | Trans_Comm_Util | IndoorLt | 16
SoCalREN | Trans_Comm_Util | IndoorLt | SYSTEM
SoCalREN | Misc._Commercial | IndoorLt | 6
SoCalREN | Misc._Commercial | IndoorLt | 8
SoCalREN | Misc._Commercial | IndoorLt | 9
SoCalREN | Misc._Commercial | IndoorLt | 10
SoCalREN | Misc._Commercial | IndoorLt | 13
SoCalREN | Misc._Commercial | IndoorLt | 14
SoCalREN | Misc._Commercial | IndoorLt | 15
SoCalREN | Misc._Commercial | IndoorLt | 16
SoCalREN | Misc._Commercial | IndoorLt | SYSTEM
SoCalREN | Industrial | IndoorLt | 6
SoCalREN | Industrial | IndoorLt | 8
SoCalREN | Industrial | IndoorLt | 9
SoCalREN | Industrial | IndoorLt | 10
SoCalREN | Industrial | IndoorLt | 13
SoCalREN | Industrial | IndoorLt | 14
SoCalREN | Industrial | IndoorLt | 15
SoCalREN | Industrial | IndoorLt | 16
SoCalREN | Industrial | IndoorLt | SYSTEM
SoCalREN | Agricultural | IndoorLt | 6
SoCalREN | Agricultural | IndoorLt | 8
SoCalREN | Agricultural | IndoorLt | 9
SoCalREN | Agricultural | IndoorLt | 10
SoCalREN | Agricultural | IndoorLt | 13
SoCalREN | Agricultural | IndoorLt | 14
SoCalREN | Agricultural | IndoorLt | 15
SoCalREN | Agricultural | IndoorLt | 16
SoCalREN | Agricultural | IndoorLt | SYSTEM
SoCalREN | Misc._Commercial | Outdoor Lt | 6
SoCalREN | Misc._Commercial | Outdoor Lt | 8
SoCalREN | Misc._Commercial | Outdoor Lt | 9
SoCalREN | Misc._Commercial | Outdoor Lt | 10
SoCalREN | Misc._Commercial | Outdoor Lt | 13
SoCalREN | Misc._Commercial | Outdoor Lt | 14
SoCalREN | Misc._Commercial | Outdoor Lt | 15
SoCalREN | Misc._Commercial | Outdoor Lt | 16
SoCalREN | Misc._Commercial | Outdoor Lt | SYSTEM
SoCalREN | Small_Office | Outdoor Lt | 6
SoCalREN | Small_Office | Outdoor Lt | 8
SoCalREN | Small_Office | Outdoor Lt | 9
SoCalREN | Small_Office | Outdoor Lt | 10
SoCalREN | Small_Office | Outdoor Lt | 13
SoCalREN | Small_Office | Outdoor Lt | 14
SoCalREN | Small_Office | Outdoor Lt | 15
SoCalREN | Small_Office | Outdoor Lt | 16
SoCalREN | Small_Office | Outdoor Lt | SYSTEM
SoCalREN | Large_Office | Outdoor Lt | 6
SoCalREN | Large_Office | Outdoor Lt | 8
SoCalREN | Large_Office | Outdoor Lt | 9
SoCalREN | Large_Office | Outdoor Lt | 10
SoCalREN | Large_Office | Outdoor Lt | 13
SoCalREN | Large_Office | Outdoor Lt | 14
SoCalREN | Large_Office | Outdoor Lt | 15
SoCalREN | Large_Office | Outdoor Lt | 16
SoCalREN | Large_Office | Outdoor Lt | SYSTEM
SoCalREN | Small_Retail_Store | Outdoor Lt | 6
SoCalREN | Small_Retail_Store | Outdoor Lt | 8
SoCalREN | Small_Retail_Store | Outdoor Lt | 9
SoCalREN | Small_Retail_Store | Outdoor Lt | 10
SoCalREN | Small_Retail_Store | Outdoor Lt | 13
SoCalREN | Small_Retail_Store | Outdoor Lt | 14
SoCalREN | Small_Retail_Store | Outdoor Lt | 15
SoCalREN | Small_Retail_Store | Outdoor Lt | 16
SoCalREN | Small_Retail_Store | Outdoor Lt | SYSTEM
SoCalREN | Large_Retail_Store | Outdoor Lt | 6
SoCalREN | Large_Retail_Store | Outdoor Lt | 8
SoCalREN | Large_Retail_Store | Outdoor Lt | 9
SoCalREN | Large_Retail_Store | Outdoor Lt | 10
SoCalREN | Large_Retail_Store | Outdoor Lt | 13
SoCalREN | Large_Retail_Store | Outdoor Lt | 14
SoCalREN | Large_Retail_Store | Outdoor Lt | 15
SoCalREN | Large_Retail_Store | Outdoor Lt | 16
SoCalREN | Large_Retail_Store | Outdoor Lt | SYSTEM
SoCalREN | Non-Refrig._Warehouse | Outdoor Lt | 6
SoCalREN | Non-Refrig._Warehouse | Outdoor Lt | 8
SoCalREN | Non-Refrig._Warehouse | Outdoor Lt | 9
SoCalREN | Non-Refrig._Warehouse | Outdoor Lt | 10
SoCalREN | Non-Refrig._Warehouse | Outdoor Lt | 13
SoCalREN | Non-Refrig._Warehouse | Outdoor Lt | 14
SoCalREN | Non-Refrig._Warehouse | Outdoor Lt | 15
SoCalREN | Non-Refrig._Warehouse | Outdoor Lt | 16
SoCalREN | Non-Refrig._Warehouse | Outdoor Lt | SYSTEM
SoCalREN | K_thru_12_School | Outdoor Lt | 6
SoCalREN | K_thru_12_School | Outdoor Lt | 8
SoCalREN | K_thru_12_School | Outdoor Lt | 9
SoCalREN | K_thru_12_School | Outdoor Lt | 10
SoCalREN | K_thru_12_School | Outdoor Lt | 13
SoCalREN | K_thru_12_School | Outdoor Lt | 14
SoCalREN | K_thru_12_School | Outdoor Lt | 15
SoCalREN | K_thru_12_School | Outdoor Lt | 16
SoCalREN | K_thru_12_School | Outdoor Lt | SYSTEM
SoCalREN | Hotel_Motel | Outdoor Lt | 6
SoCalREN | Hotel_Motel | Outdoor Lt | 8
SoCalREN | Hotel_Motel | Outdoor Lt | 9
SoCalREN | Hotel_Motel | Outdoor Lt | 10
SoCalREN | Hotel_Motel | Outdoor Lt | 13
SoCalREN | Hotel_Motel | Outdoor Lt | 14
SoCalREN | Hotel_Motel | Outdoor Lt | 15
SoCalREN | Hotel_Motel | Outdoor Lt | 16
SoCalREN | Hotel_Motel | Outdoor Lt | SYSTEM
SoCalREN | Trans_Comm_Util | Outdoor Lt | 6
SoCalREN | Trans_Comm_Util | Outdoor Lt | 8
SoCalREN | Trans_Comm_Util | Outdoor Lt | 9
SoCalREN | Trans_Comm_Util | Outdoor Lt | 10
SoCalREN | Trans_Comm_Util | Outdoor Lt | 13
SoCalREN | Trans_Comm_Util | Outdoor Lt | 14
SoCalREN | Trans_Comm_Util | Outdoor Lt | 15
SoCalREN | Trans_Comm_Util | Outdoor Lt | 16
SoCalREN | Trans_Comm_Util | Outdoor Lt | SYSTEM
SoCalREN | Industrial | Outdoor Lt | 6
SoCalREN | Industrial | Outdoor Lt | 8
SoCalREN | Industrial | Outdoor Lt | 9
SoCalREN | Industrial | Outdoor Lt | 10
SoCalREN | Industrial | Outdoor Lt | 13
SoCalREN | Industrial | Outdoor Lt | 14
SoCalREN | Industrial | Outdoor Lt | 15
SoCalREN | Industrial | Outdoor Lt | 16
SoCalREN | Industrial | Outdoor Lt | SYSTEM
SoCalREN | Agricultural | Outdoor Lt | 6
SoCalREN | Agricultural | Outdoor Lt | 8
SoCalREN | Agricultural | Outdoor Lt | 9
SoCalREN | Agricultural | Outdoor Lt | 10
SoCalREN | Agricultural | Outdoor Lt | 13
SoCalREN | Agricultural | Outdoor Lt | 14
SoCalREN | Agricultural | Outdoor Lt | 15
SoCalREN | Agricultural | Outdoor Lt | 16
SoCalREN | Agricultural | Outdoor Lt | SYSTEM
SoCalREN | Misc._Commercial | Frig Barrier | 6
SoCalREN | Misc._Commercial | Frig Barrier | 8
SoCalREN | Misc._Commercial | Frig Barrier | 9
SoCalREN | Misc._Commercial | Frig Barrier | 10
SoCalREN | Misc._Commercial | Frig Barrier | 13
SoCalREN | Misc._Commercial | Frig Barrier | 14
SoCalREN | Misc._Commercial | Frig Barrier | 15
SoCalREN | Misc._Commercial | Frig Barrier | 16
SoCalREN | Misc._Commercial | Frig Barrier | SYSTEM
SoCalREN | Misc._Commercial | Commercial Whole Building | 6
SoCalREN | Misc._Commercial | Commercial Whole Building | 8
SoCalREN | Misc._Commercial | Commercial Whole Building | 9
SoCalREN | Misc._Commercial | Commercial Whole Building | 10
SoCalREN | Misc._Commercial | Commercial Whole Building | 13
SoCalREN | Misc._Commercial | Commercial Whole Building | 14
SoCalREN | Misc._Commercial | Commercial Whole Building | 15
SoCalREN | Misc._Commercial | Commercial Whole Building | 16
SoCalREN | Misc._Commercial | Commercial Whole Building | SYSTEM
SoCalREN | Agricultural | Ag & Water Pumping | 6
SoCalREN | Agricultural | Ag & Water Pumping | 8
SoCalREN | Agricultural | Ag & Water Pumping | 9
SoCalREN | Agricultural | Ag & Water Pumping | 10
SoCalREN | Agricultural | Ag & Water Pumping | 13
SoCalREN | Agricultural | Ag & Water Pumping | 14
SoCalREN | Agricultural | Ag & Water Pumping | 15
SoCalREN | Agricultural | Ag & Water Pumping | 16
SoCalREN | Agricultural | Ag & Water Pumping | SYSTEM
SoCalREN | Industrial | Industrial | 6
SoCalREN | Industrial | Industrial | 8
SoCalREN | Industrial | Industrial | 9
SoCalREN | Industrial | Industrial | 10
SoCalREN | Industrial | Industrial | 13
SoCalREN | Industrial | Industrial | 14
SoCalREN | Industrial | Industrial | 15
SoCalREN | Industrial | Industrial | 16
SoCalREN | Industrial | Industrial | SYSTEM
SoCalREN | Small_Office | Refrigeration | 6
SoCalREN | Small_Office | Refrigeration | 8
SoCalREN | Small_Office | Refrigeration | 9
SoCalREN | Small_Office | Refrigeration | 10
SoCalREN | Small_Office | Refrigeration | 13
SoCalREN | Small_Office | Refrigeration | 14
SoCalREN | Small_Office | Refrigeration | 15
SoCalREN | Small_Office | Refrigeration | 16
SoCalREN | Small_Office | Refrigeration | SYSTEM
SoCalREN | Large_Office | Refrigeration | 6
SoCalREN | Large_Office | Refrigeration | 8
SoCalREN | Large_Office | Refrigeration | 9
SoCalREN | Large_Office | Refrigeration | 10
SoCalREN | Large_Office | Refrigeration | 13
SoCalREN | Large_Office | Refrigeration | 14
SoCalREN | Large_Office | Refrigeration | 15
SoCalREN | Large_Office | Refrigeration | 16
SoCalREN | Large_Office | Refrigeration | SYSTEM
SoCalREN | Small_Retail_Store | Refrigeration | 6
SoCalREN | Small_Retail_Store | Refrigeration | 8
SoCalREN | Small_Retail_Store | Refrigeration | 9
SoCalREN | Small_Retail_Store | Refrigeration | 10
SoCalREN | Small_Retail_Store | Refrigeration | 13
SoCalREN | Small_Retail_Store | Refrigeration | 14
SoCalREN | Small_Retail_Store | Refrigeration | 15
SoCalREN | Small_Retail_Store | Refrigeration | 16
SoCalREN | Small_Retail_Store | Refrigeration | SYSTEM
SoCalREN | Large_Retail_Store | Refrigeration | 6
SoCalREN | Large_Retail_Store | Refrigeration | 8
SoCalREN | Large_Retail_Store | Refrigeration | 9
SoCalREN | Large_Retail_Store | Refrigeration | 10
SoCalREN | Large_Retail_Store | Refrigeration | 13
SoCalREN | Large_Retail_Store | Refrigeration | 14
SoCalREN | Large_Retail_Store | Refrigeration | 15
SoCalREN | Large_Retail_Store | Refrigeration | 16
SoCalREN | Large_Retail_Store | Refrigeration | SYSTEM
SoCalREN | Grocery_Store | Refrigeration | 6
SoCalREN | Grocery_Store | Refrigeration | 8
SoCalREN | Grocery_Store | Refrigeration | 9
SoCalREN | Grocery_Store | Refrigeration | 10
SoCalREN | Grocery_Store | Refrigeration | 13
SoCalREN | Grocery_Store | Refrigeration | 14
SoCalREN | Grocery_Store | Refrigeration | 15
SoCalREN | Grocery_Store | Refrigeration | 16
SoCalREN | Grocery_Store | Refrigeration | SYSTEM
SoCalREN | Food_Store | Refrigeration | 6
SoCalREN | Food_Store | Refrigeration | 8
SoCalREN | Food_Store | Refrigeration | 9
SoCalREN | Food_Store | Refrigeration | 10
SoCalREN | Food_Store | Refrigeration | 13
SoCalREN | Food_Store | Refrigeration | 14
SoCalREN | Food_Store | Refrigeration | 15
SoCalREN | Food_Store | Refrigeration | 16
SoCalREN | Food_Store | Refrigeration | SYSTEM
SoCalREN | Restaurant | Refrigeration | 6
SoCalREN | Restaurant | Refrigeration | 8
SoCalREN | Restaurant | Refrigeration | 9
SoCalREN | Restaurant | Refrigeration | 10
SoCalREN | Restaurant | Refrigeration | 13
SoCalREN | Restaurant | Refrigeration | 14
SoCalREN | Restaurant | Refrigeration | 15
SoCalREN | Restaurant | Refrigeration | 16
SoCalREN | Restaurant | Refrigeration | SYSTEM
SoCalREN | Fast_Food_Restaurant | Refrigeration | 6
SoCalREN | Fast_Food_Restaurant | Refrigeration | 8
SoCalREN | Fast_Food_Restaurant | Refrigeration | 9
SoCalREN | Fast_Food_Restaurant | Refrigeration | 10
SoCalREN | Fast_Food_Restaurant | Refrigeration | 13
SoCalREN | Fast_Food_Restaurant | Refrigeration | 14
SoCalREN | Fast_Food_Restaurant | Refrigeration | 15
SoCalREN | Fast_Food_Restaurant | Refrigeration | 16
SoCalREN | Fast_Food_Restaurant | Refrigeration | SYSTEM
SoCalREN | Sit_Down_Restaurant | Refrigeration | 6
SoCalREN | Sit_Down_Restaurant | Refrigeration | 8
SoCalREN | Sit_Down_Restaurant | Refrigeration | 9
SoCalREN | Sit_Down_Restaurant | Refrigeration | 10
SoCalREN | Sit_Down_Restaurant | Refrigeration | 13
SoCalREN | Sit_Down_Restaurant | Refrigeration | 14
SoCalREN | Sit_Down_Restaurant | Refrigeration | 15
SoCalREN | Sit_Down_Restaurant | Refrigeration | 16
SoCalREN | Sit_Down_Restaurant | Refrigeration | SYSTEM
SoCalREN | Storage_Building | Refrigeration | 6
SoCalREN | Storage_Building | Refrigeration | 8
SoCalREN | Storage_Building | Refrigeration | 9
SoCalREN | Storage_Building | Refrigeration | 10
SoCalREN | Storage_Building | Refrigeration | 13
SoCalREN | Storage_Building | Refrigeration | 14
SoCalREN | Storage_Building | Refrigeration | 15
SoCalREN | Storage_Building | Refrigeration | 16
SoCalREN | Storage_Building | Refrigeration | SYSTEM
SoCalREN | Refrigerated_Warehouse | Refrigeration | 6
SoCalREN | Refrigerated_Warehouse | Refrigeration | 8
SoCalREN | Refrigerated_Warehouse | Refrigeration | 9
SoCalREN | Refrigerated_Warehouse | Refrigeration | 10
SoCalREN | Refrigerated_Warehouse | Refrigeration | 13
SoCalREN | Refrigerated_Warehouse | Refrigeration | 14
SoCalREN | Refrigerated_Warehouse | Refrigeration | 15
SoCalREN | Refrigerated_Warehouse | Refrigeration | 16
SoCalREN | Refrigerated_Warehouse | Refrigeration | SYSTEM
SoCalREN | Non-Refrig._Warehouse | Refrigeration | 6
SoCalREN | Non-Refrig._Warehouse | Refrigeration | 8
SoCalREN | Non-Refrig._Warehouse | Refrigeration | 9
SoCalREN | Non-Refrig._Warehouse | Refrigeration | 10
SoCalREN | Non-Refrig._Warehouse | Refrigeration | 13
SoCalREN | Non-Refrig._Warehouse | Refrigeration | 14
SoCalREN | Non-Refrig._Warehouse | Refrigeration | 15
SoCalREN | Non-Refrig._Warehouse | Refrigeration | 16
SoCalREN | Non-Refrig._Warehouse | Refrigeration | SYSTEM
SoCalREN | Hotel_Motel | Refrigeration | 6
SoCalREN | Hotel_Motel | Refrigeration | 8
SoCalREN | Hotel_Motel | Refrigeration | 9
SoCalREN | Hotel_Motel | Refrigeration | 10
SoCalREN | Hotel_Motel | Refrigeration | 13
SoCalREN | Hotel_Motel | Refrigeration | 14
SoCalREN | Hotel_Motel | Refrigeration | 15
SoCalREN | Hotel_Motel | Refrigeration | 16
SoCalREN | Hotel_Motel | Refrigeration | SYSTEM
SoCalREN | Medical_Clinic | Refrigeration | 6
SoCalREN | Medical_Clinic | Refrigeration | 8
SoCalREN | Medical_Clinic | Refrigeration | 9
SoCalREN | Medical_Clinic | Refrigeration | 10
SoCalREN | Medical_Clinic | Refrigeration | 13
SoCalREN | Medical_Clinic | Refrigeration | 14
SoCalREN | Medical_Clinic | Refrigeration | 15
SoCalREN | Medical_Clinic | Refrigeration | 16
SoCalREN | Medical_Clinic | Refrigeration | SYSTEM
SoCalREN | School | Refrigeration | 6
SoCalREN | School | Refrigeration | 8
SoCalREN | School | Refrigeration | 9
SoCalREN | School | Refrigeration | 10
SoCalREN | School | Refrigeration | 13
SoCalREN | School | Refrigeration | 14
SoCalREN | School | Refrigeration | 15
SoCalREN | School | Refrigeration | 16
SoCalREN | School | Refrigeration | SYSTEM
SoCalREN | K_thru_12_School | Refrigeration | 6
SoCalREN | K_thru_12_School | Refrigeration | 8
SoCalREN | K_thru_12_School | Refrigeration | 9
SoCalREN | K_thru_12_School | Refrigeration | 10
SoCalREN | K_thru_12_School | Refrigeration | 13
SoCalREN | K_thru_12_School | Refrigeration | 14
SoCalREN | K_thru_12_School | Refrigeration | 15
SoCalREN | K_thru_12_School | Refrigeration | 16
SoCalREN | K_thru_12_School | Refrigeration | SYSTEM
SoCalREN | College_University | Refrigeration | 6
SoCalREN | College_University | Refrigeration | 8
SoCalREN | College_University | Refrigeration | 9
SoCalREN | College_University | Refrigeration | 10
SoCalREN | College_University | Refrigeration | 13
SoCalREN | College_University | Refrigeration | 14
SoCalREN | College_University | Refrigeration | 15
SoCalREN | College_University | Refrigeration | 16
SoCalREN | College_University | Refrigeration | SYSTEM
SoCalREN | Assembly | Refrigeration | 6
SoCalREN | Assembly | Refrigeration | 8
SoCalREN | Assembly | Refrigeration | 9
SoCalREN | Assembly | Refrigeration | 10
SoCalREN | Assembly | Refrigeration | 13
SoCalREN | Assembly | Refrigeration | 14
SoCalREN | Assembly | Refrigeration | 15
SoCalREN | Assembly | Refrigeration | 16
SoCalREN | Assembly | Refrigeration | SYSTEM
SoCalREN | Trans_Comm_Util | Refrigeration | 6
SoCalREN | Trans_Comm_Util | Refrigeration | 8
SoCalREN | Trans_Comm_Util | Refrigeration | 9
SoCalREN | Trans_Comm_Util | Refrigeration | 10
SoCalREN | Trans_Comm_Util | Refrigeration | 13
SoCalREN | Trans_Comm_Util | Refrigeration | 14
SoCalREN | Trans_Comm_Util | Refrigeration | 15
SoCalREN | Trans_Comm_Util | Refrigeration | 16
SoCalREN | Trans_Comm_Util | Refrigeration | SYSTEM
SoCalREN | Misc._Commercial | Refrigeration | 6
SoCalREN | Misc._Commercial | Refrigeration | 8
SoCalREN | Misc._Commercial | Refrigeration | 9
SoCalREN | Misc._Commercial | Refrigeration | 10
SoCalREN | Misc._Commercial | Refrigeration | 13
SoCalREN | Misc._Commercial | Refrigeration | 14
SoCalREN | Misc._Commercial | Refrigeration | 15
SoCalREN | Misc._Commercial | Refrigeration | 16
SoCalREN | Misc._Commercial | Refrigeration | SYSTEM
SoCalREN | Industrial | Refrigeration | 6
SoCalREN | Industrial | Refrigeration | 8
SoCalREN | Industrial | Refrigeration | 9
SoCalREN | Industrial | Refrigeration | 10
SoCalREN | Industrial | Refrigeration | 13
SoCalREN | Industrial | Refrigeration | 14
SoCalREN | Industrial | Refrigeration | 15
SoCalREN | Industrial | Refrigeration | 16
SoCalREN | Industrial | Refrigeration | SYSTEM
SoCalREN | Agricultural | Refrigeration | 6
SoCalREN | Agricultural | Refrigeration | 8
SoCalREN | Agricultural | Refrigeration | 9
SoCalREN | Agricultural | Refrigeration | 10
SoCalREN | Agricultural | Refrigeration | 13
SoCalREN | Agricultural | Refrigeration | 14
SoCalREN | Agricultural | Refrigeration | 15
SoCalREN | Agricultural | Refrigeration | 16
SoCalREN | Agricultural | Refrigeration | SYSTEM
SoCalREN | Hospital | Refrigeration | 6
SoCalREN | Hospital | Refrigeration | 8
SoCalREN | Hospital | Refrigeration | 9
SoCalREN | Hospital | Refrigeration | 10
SoCalREN | Hospital | Refrigeration | 13
SoCalREN | Hospital | Refrigeration | 14
SoCalREN | Hospital | Refrigeration | 15
SoCalREN | Hospital | Refrigeration | 16
SoCalREN | Hospital | Refrigeration | SYSTEM
SoCalREN | Small_Office | Occupancy Sensor | 6
SoCalREN | Small_Office | Occupancy Sensor | 8
SoCalREN | Small_Office | Occupancy Sensor | 9
SoCalREN | Small_Office | Occupancy Sensor | 10
SoCalREN | Small_Office | Occupancy Sensor | 13
SoCalREN | Small_Office | Occupancy Sensor | 14
SoCalREN | Small_Office | Occupancy Sensor | 15
SoCalREN | Small_Office | Occupancy Sensor | 16
SoCalREN | Small_Office | Occupancy Sensor | SYSTEM
SoCalREN | Large_Office | Occupancy Sensor | 6
SoCalREN | Large_Office | Occupancy Sensor | 8
SoCalREN | Large_Office | Occupancy Sensor | 9
SoCalREN | Large_Office | Occupancy Sensor | 10
SoCalREN | Large_Office | Occupancy Sensor | 13
SoCalREN | Large_Office | Occupancy Sensor | 14
SoCalREN | Large_Office | Occupancy Sensor | 15
SoCalREN | Large_Office | Occupancy Sensor | 16
SoCalREN | Large_Office | Occupancy Sensor | SYSTEM
SoCalREN | Small_Retail_Store | Occupancy Sensor | 6
SoCalREN | Small_Retail_Store | Occupancy Sensor | 8
SoCalREN | Small_Retail_Store | Occupancy Sensor | 9
SoCalREN | Small_Retail_Store | Occupancy Sensor | 10
SoCalREN | Small_Retail_Store | Occupancy Sensor | 13
SoCalREN | Small_Retail_Store | Occupancy Sensor | 14
SoCalREN | Small_Retail_Store | Occupancy Sensor | 15
SoCalREN | Small_Retail_Store | Occupancy Sensor | 16
SoCalREN | Small_Retail_Store | Occupancy Sensor | SYSTEM
SoCalREN | Large_Retail_Store | Occupancy Sensor | 6
SoCalREN | Large_Retail_Store | Occupancy Sensor | 8
SoCalREN | Large_Retail_Store | Occupancy Sensor | 9
SoCalREN | Large_Retail_Store | Occupancy Sensor | 10
SoCalREN | Large_Retail_Store | Occupancy Sensor | 13
SoCalREN | Large_Retail_Store | Occupancy Sensor | 14
SoCalREN | Large_Retail_Store | Occupancy Sensor | 15
SoCalREN | Large_Retail_Store | Occupancy Sensor | 16
SoCalREN | Large_Retail_Store | Occupancy Sensor | SYSTEM
SoCalREN | Non-Refrig._Warehouse | Occupancy Sensor | 6
SoCalREN | Non-Refrig._Warehouse | Occupancy Sensor | 8
SoCalREN | Non-Refrig._Warehouse | Occupancy Sensor | 9
SoCalREN | Non-Refrig._Warehouse | Occupancy Sensor | 10
SoCalREN | Non-Refrig._Warehouse | Occupancy Sensor | 13
SoCalREN | Non-Refrig._Warehouse | Occupancy Sensor | 14
SoCalREN | Non-Refrig._Warehouse | Occupancy Sensor | 15
SoCalREN | Non-Refrig._Warehouse | Occupancy Sensor | 16
SoCalREN | Non-Refrig._Warehouse | Occupancy Sensor | SYSTEM
SoCalREN | K_thru_12_School | Occupancy Sensor | 6
SoCalREN | K_thru_12_School | Occupancy Sensor | 8
SoCalREN | K_thru_12_School | Occupancy Sensor | 9
SoCalREN | K_thru_12_School | Occupancy Sensor | 10
SoCalREN | K_thru_12_School | Occupancy Sensor | 13
SoCalREN | K_thru_12_School | Occupancy Sensor | 14
SoCalREN | K_thru_12_School | Occupancy Sensor | 15
SoCalREN | K_thru_12_School | Occupancy Sensor | 16
SoCalREN | K_thru_12_School | Occupancy Sensor | SYSTEM
SoCalREN | Hotel_Motel | Occupancy Sensor | 6
SoCalREN | Hotel_Motel | Occupancy Sensor | 8
SoCalREN | Hotel_Motel | Occupancy Sensor | 9
SoCalREN | Hotel_Motel | Occupancy Sensor | 10
SoCalREN | Hotel_Motel | Occupancy Sensor | 13
SoCalREN | Hotel_Motel | Occupancy Sensor | 14
SoCalREN | Hotel_Motel | Occupancy Sensor | 15
SoCalREN | Hotel_Motel | Occupancy Sensor | 16
SoCalREN | Hotel_Motel | Occupancy Sensor | SYSTEM
SoCalREN | Trans_Comm_Util | Occupancy Sensor | 6
SoCalREN | Trans_Comm_Util | Occupancy Sensor | 8
SoCalREN | Trans_Comm_Util | Occupancy Sensor | 9
SoCalREN | Trans_Comm_Util | Occupancy Sensor | 10
SoCalREN | Trans_Comm_Util | Occupancy Sensor | 13
SoCalREN | Trans_Comm_Util | Occupancy Sensor | 14
SoCalREN | Trans_Comm_Util | Occupancy Sensor | 15
SoCalREN | Trans_Comm_Util | Occupancy Sensor | 16
SoCalREN | Trans_Comm_Util | Occupancy Sensor | SYSTEM
SoCalREN | Misc._Commercial | Occupancy Sensor | 6
SoCalREN | Misc._Commercial | Occupancy Sensor | 8
SoCalREN | Misc._Commercial | Occupancy Sensor | 9
SoCalREN | Misc._Commercial | Occupancy Sensor | 10
SoCalREN | Misc._Commercial | Occupancy Sensor | 13
SoCalREN | Misc._Commercial | Occupancy Sensor | 14
SoCalREN | Misc._Commercial | Occupancy Sensor | 15
SoCalREN | Misc._Commercial | Occupancy Sensor | 16
SoCalREN | Misc._Commercial | Occupancy Sensor | SYSTEM
SoCalREN | Industrial | Occupancy Sensor | 6
SoCalREN | Industrial | Occupancy Sensor | 8
SoCalREN | Industrial | Occupancy Sensor | 9
SoCalREN | Industrial | Occupancy Sensor | 10
SoCalREN | Industrial | Occupancy Sensor | 13
SoCalREN | Industrial | Occupancy Sensor | 14
SoCalREN | Industrial | Occupancy Sensor | 15
SoCalREN | Industrial | Occupancy Sensor | 16
SoCalREN | Industrial | Occupancy Sensor | SYSTEM
SoCalREN | Agricultural | Occupancy Sensor | 6
SoCalREN | Agricultural | Occupancy Sensor | 8
SoCalREN | Agricultural | Occupancy Sensor | 9
SoCalREN | Agricultural | Occupancy Sensor | 10
SoCalREN | Agricultural | Occupancy Sensor | 13
SoCalREN | Agricultural | Occupancy Sensor | 14
SoCalREN | Agricultural | Occupancy Sensor | 15
SoCalREN | Agricultural | Occupancy Sensor | 16
SoCalREN | Agricultural | Occupancy Sensor | SYSTEM
SoCalREN | Small_Office | DayLt & Controls | 6
SoCalREN | Small_Office | DayLt & Controls | 8
SoCalREN | Small_Office | DayLt & Controls | 9
SoCalREN | Small_Office | DayLt & Controls | 10
SoCalREN | Small_Office | DayLt & Controls | 13
SoCalREN | Small_Office | DayLt & Controls | 14
SoCalREN | Small_Office | DayLt & Controls | 15
SoCalREN | Small_Office | DayLt & Controls | 16
SoCalREN | Small_Office | DayLt & Controls | SYSTEM
SoCalREN | Large_Office | DayLt & Controls | 6
SoCalREN | Large_Office | DayLt & Controls | 8
SoCalREN | Large_Office | DayLt & Controls | 9
SoCalREN | Large_Office | DayLt & Controls | 10
SoCalREN | Large_Office | DayLt & Controls | 13
SoCalREN | Large_Office | DayLt & Controls | 14
SoCalREN | Large_Office | DayLt & Controls | 15
SoCalREN | Large_Office | DayLt & Controls | 16
SoCalREN | Large_Office | DayLt & Controls | SYSTEM
SoCalREN | Small_Retail_Store | DayLt & Controls | 6
SoCalREN | Small_Retail_Store | DayLt & Controls | 8
SoCalREN | Small_Retail_Store | DayLt & Controls | 9
SoCalREN | Small_Retail_Store | DayLt & Controls | 10
SoCalREN | Small_Retail_Store | DayLt & Controls | 13
SoCalREN | Small_Retail_Store | DayLt & Controls | 14
SoCalREN | Small_Retail_Store | DayLt & Controls | 15
SoCalREN | Small_Retail_Store | DayLt & Controls | 16
SoCalREN | Small_Retail_Store | DayLt & Controls | SYSTEM
SoCalREN | Large_Retail_Store | DayLt & Controls | 6
SoCalREN | Large_Retail_Store | DayLt & Controls | 8
SoCalREN | Large_Retail_Store | DayLt & Controls | 9
SoCalREN | Large_Retail_Store | DayLt & Controls | 10
SoCalREN | Large_Retail_Store | DayLt & Controls | 13
SoCalREN | Large_Retail_Store | DayLt & Controls | 14
SoCalREN | Large_Retail_Store | DayLt & Controls | 15
SoCalREN | Large_Retail_Store | DayLt & Controls | 16
SoCalREN | Large_Retail_Store | DayLt & Controls | SYSTEM
SoCalREN | Grocery_Store | DayLt & Controls | 6
SoCalREN | Grocery_Store | DayLt & Controls | 8
SoCalREN | Grocery_Store | DayLt & Controls | 9
SoCalREN | Grocery_Store | DayLt & Controls | 10
SoCalREN | Grocery_Store | DayLt & Controls | 13
SoCalREN | Grocery_Store | DayLt & Controls | 14
SoCalREN | Grocery_Store | DayLt & Controls | 15
SoCalREN | Grocery_Store | DayLt & Controls | 16
SoCalREN | Grocery_Store | DayLt & Controls | SYSTEM
SoCalREN | Food_Store | DayLt & Controls | 6
SoCalREN | Food_Store | DayLt & Controls | 8
SoCalREN | Food_Store | DayLt & Controls | 9
SoCalREN | Food_Store | DayLt & Controls | 10
SoCalREN | Food_Store | DayLt & Controls | 13
SoCalREN | Food_Store | DayLt & Controls | 14
SoCalREN | Food_Store | DayLt & Controls | 15
SoCalREN | Food_Store | DayLt & Controls | 16
SoCalREN | Food_Store | DayLt & Controls | SYSTEM
SoCalREN | Restaurant | DayLt & Controls | 6
SoCalREN | Restaurant | DayLt & Controls | 8
SoCalREN | Restaurant | DayLt & Controls | 9
SoCalREN | Restaurant | DayLt & Controls | 10
SoCalREN | Restaurant | DayLt & Controls | 13
SoCalREN | Restaurant | DayLt & Controls | 14
SoCalREN | Restaurant | DayLt & Controls | 15
SoCalREN | Restaurant | DayLt & Controls | 16
SoCalREN | Restaurant | DayLt & Controls | SYSTEM
SoCalREN | Fast_Food_Restaurant | DayLt & Controls | 6
SoCalREN | Fast_Food_Restaurant | DayLt & Controls | 8
SoCalREN | Fast_Food_Restaurant | DayLt & Controls | 9
SoCalREN | Fast_Food_Restaurant | DayLt & Controls | 10
SoCalREN | Fast_Food_Restaurant | DayLt & Controls | 13
SoCalREN | Fast_Food_Restaurant | DayLt & Controls | 14
SoCalREN | Fast_Food_Restaurant | DayLt & Controls | 15
SoCalREN | Fast_Food_Restaurant | DayLt & Controls | 16
SoCalREN | Fast_Food_Restaurant | DayLt & Controls | SYSTEM
SoCalREN | Sit_Down_Restaurant | DayLt & Controls | 6
SoCalREN | Sit_Down_Restaurant | DayLt & Controls | 8
SoCalREN | Sit_Down_Restaurant | DayLt & Controls | 9
SoCalREN | Sit_Down_Restaurant | DayLt & Controls | 10
SoCalREN | Sit_Down_Restaurant | DayLt & Controls | 13
SoCalREN | Sit_Down_Restaurant | DayLt & Controls | 14
SoCalREN | Sit_Down_Restaurant | DayLt & Controls | 15
SoCalREN | Sit_Down_Restaurant | DayLt & Controls | 16
SoCalREN | Sit_Down_Restaurant | DayLt & Controls | SYSTEM
SoCalREN | Storage_Building | DayLt & Controls | 6
SoCalREN | Storage_Building | DayLt & Controls | 8
SoCalREN | Storage_Building | DayLt & Controls | 9
SoCalREN | Storage_Building | DayLt & Controls | 10
SoCalREN | Storage_Building | DayLt & Controls | 13
SoCalREN | Storage_Building | DayLt & Controls | 14
SoCalREN | Storage_Building | DayLt & Controls | 15
SoCalREN | Storage_Building | DayLt & Controls | 16
SoCalREN | Storage_Building | DayLt & Controls | SYSTEM
SoCalREN | Refrigerated_Warehouse | DayLt & Controls | 6
SoCalREN | Refrigerated_Warehouse | DayLt & Controls | 8
SoCalREN | Refrigerated_Warehouse | DayLt & Controls | 9
SoCalREN | Refrigerated_Warehouse | DayLt & Controls | 10
SoCalREN | Refrigerated_Warehouse | DayLt & Controls | 13
SoCalREN | Refrigerated_Warehouse | DayLt & Controls | 14
SoCalREN | Refrigerated_Warehouse | DayLt & Controls | 15
SoCalREN | Refrigerated_Warehouse | DayLt & Controls | 16
SoCalREN | Refrigerated_Warehouse | DayLt & Controls | SYSTEM
SoCalREN | Non-Refrig._Warehouse | DayLt & Controls | 6
SoCalREN | Non-Refrig._Warehouse | DayLt & Controls | 8
SoCalREN | Non-Refrig._Warehouse | DayLt & Controls | 9
SoCalREN | Non-Refrig._Warehouse | DayLt & Controls | 10
SoCalREN | Non-Refrig._Warehouse | DayLt & Controls | 13
SoCalREN | Non-Refrig._Warehouse | DayLt & Controls | 14
SoCalREN | Non-Refrig._Warehouse | DayLt & Controls | 15
SoCalREN | Non-Refrig._Warehouse | DayLt & Controls | 16
SoCalREN | Non-Refrig._Warehouse | DayLt & Controls | SYSTEM
SoCalREN | Hotel_Motel | DayLt & Controls | 6
SoCalREN | Hotel_Motel | DayLt & Controls | 8
SoCalREN | Hotel_Motel | DayLt & Controls | 9
SoCalREN | Hotel_Motel | DayLt & Controls | 10
SoCalREN | Hotel_Motel | DayLt & Controls | 13
SoCalREN | Hotel_Motel | DayLt & Controls | 14
SoCalREN | Hotel_Motel | DayLt & Controls | 15
SoCalREN | Hotel_Motel | DayLt & Controls | 16
SoCalREN | Hotel_Motel | DayLt & Controls | SYSTEM
SoCalREN | Medical_Clinic | DayLt & Controls | 6
SoCalREN | Medical_Clinic | DayLt & Controls | 8
SoCalREN | Medical_Clinic | DayLt & Controls | 9
SoCalREN | Medical_Clinic | DayLt & Controls | 10
SoCalREN | Medical_Clinic | DayLt & Controls | 13
SoCalREN | Medical_Clinic | DayLt & Controls | 14
SoCalREN | Medical_Clinic | DayLt & Controls | 15
SoCalREN | Medical_Clinic | DayLt & Controls | 16
SoCalREN | Medical_Clinic | DayLt & Controls | SYSTEM
SoCalREN | School | DayLt & Controls | 6
SoCalREN | School | DayLt & Controls | 8
SoCalREN | School | DayLt & Controls | 9
SoCalREN | School | DayLt & Controls | 10
SoCalREN | School | DayLt & Controls | 13
SoCalREN | School | DayLt & Controls | 14
SoCalREN | School | DayLt & Controls | 15
SoCalREN | School | DayLt & Controls | 16
SoCalREN | School | DayLt & Controls | SYSTEM
SoCalREN | K_thru_12_School | DayLt & Controls | 6
SoCalREN | K_thru_12_School | DayLt & Controls | 8
SoCalREN | K_thru_12_School | DayLt & Controls | 9
SoCalREN | K_thru_12_School | DayLt & Controls | 10
SoCalREN | K_thru_12_School | DayLt & Controls | 13
SoCalREN | K_thru_12_School | DayLt & Controls | 14
SoCalREN | K_thru_12_School | DayLt & Controls | 15
SoCalREN | K_thru_12_School | DayLt & Controls | 16
SoCalREN | K_thru_12_School | DayLt & Controls | SYSTEM
SoCalREN | College_University | DayLt & Controls | 6
SoCalREN | College_University | DayLt & Controls | 8
SoCalREN | College_University | DayLt & Controls | 9
SoCalREN | College_University | DayLt & Controls | 10
SoCalREN | College_University | DayLt & Controls | 13
SoCalREN | College_University | DayLt & Controls | 14
SoCalREN | College_University | DayLt & Controls | 15
SoCalREN | College_University | DayLt & Controls | 16
SoCalREN | College_University | DayLt & Controls | SYSTEM
SoCalREN | Assembly | DayLt & Controls | 6
SoCalREN | Assembly | DayLt & Controls | 8
SoCalREN | Assembly | DayLt & Controls | 9
SoCalREN | Assembly | DayLt & Controls | 10
SoCalREN | Assembly | DayLt & Controls | 13
SoCalREN | Assembly | DayLt & Controls | 14
SoCalREN | Assembly | DayLt & Controls | 15
SoCalREN | Assembly | DayLt & Controls | 16
SoCalREN | Assembly | DayLt & Controls | SYSTEM
SoCalREN | Trans_Comm_Util | DayLt & Controls | 6
SoCalREN | Trans_Comm_Util | DayLt & Controls | 8
SoCalREN | Trans_Comm_Util | DayLt & Controls | 9
SoCalREN | Trans_Comm_Util | DayLt & Controls | 10
SoCalREN | Trans_Comm_Util | DayLt & Controls | 13
SoCalREN | Trans_Comm_Util | DayLt & Controls | 14
SoCalREN | Trans_Comm_Util | DayLt & Controls | 15
SoCalREN | Trans_Comm_Util | DayLt & Controls | 16
SoCalREN | Trans_Comm_Util | DayLt & Controls | SYSTEM
SoCalREN | Misc._Commercial | DayLt & Controls | 6
SoCalREN | Misc._Commercial | DayLt & Controls | 8
SoCalREN | Misc._Commercial | DayLt & Controls | 9
SoCalREN | Misc._Commercial | DayLt & Controls | 10
SoCalREN | Misc._Commercial | DayLt & Controls | 13
SoCalREN | Misc._Commercial | DayLt & Controls | 14
SoCalREN | Misc._Commercial | DayLt & Controls | 15
SoCalREN | Misc._Commercial | DayLt & Controls | 16
SoCalREN | Misc._Commercial | DayLt & Controls | SYSTEM
SoCalREN | Industrial | DayLt & Controls | 6
SoCalREN | Industrial | DayLt & Controls | 8
SoCalREN | Industrial | DayLt & Controls | 9
SoCalREN | Industrial | DayLt & Controls | 10
SoCalREN | Industrial | DayLt & Controls | 13
SoCalREN | Industrial | DayLt & Controls | 14
SoCalREN | Industrial | DayLt & Controls | 15
SoCalREN | Industrial | DayLt & Controls | 16
SoCalREN | Industrial | DayLt & Controls | SYSTEM
SoCalREN | Agricultural | DayLt & Controls | 6
SoCalREN | Agricultural | DayLt & Controls | 8
SoCalREN | Agricultural | DayLt & Controls | 9
SoCalREN | Agricultural | DayLt & Controls | 10
SoCalREN | Agricultural | DayLt & Controls | 13
SoCalREN | Agricultural | DayLt & Controls | 14
SoCalREN | Agricultural | DayLt & Controls | 15
SoCalREN | Agricultural | DayLt & Controls | 16
SoCalREN | Agricultural | DayLt & Controls | SYSTEM
SoCalREN | Hospital | DayLt & Controls | 6
SoCalREN | Hospital | DayLt & Controls | 8
SoCalREN | Hospital | DayLt & Controls | 9
SoCalREN | Hospital | DayLt & Controls | 10
SoCalREN | Hospital | DayLt & Controls | 13
SoCalREN | Hospital | DayLt & Controls | 14
SoCalREN | Hospital | DayLt & Controls | 15
SoCalREN | Hospital | DayLt & Controls | 16
SoCalREN | Hospital | DayLt & Controls | SYSTEM
SoCalREN | Small_Office | Perimter Lt Control | 6
SoCalREN | Small_Office | Perimter Lt Control | 8
SoCalREN | Small_Office | Perimter Lt Control | 9
SoCalREN | Small_Office | Perimter Lt Control | 10
SoCalREN | Small_Office | Perimter Lt Control | 13
SoCalREN | Small_Office | Perimter Lt Control | 14
SoCalREN | Small_Office | Perimter Lt Control | 15
SoCalREN | Small_Office | Perimter Lt Control | 16
SoCalREN | Small_Office | Perimter Lt Control | SYSTEM
SoCalREN | Large_Office | Perimter Lt Control | 6
SoCalREN | Large_Office | Perimter Lt Control | 8
SoCalREN | Large_Office | Perimter Lt Control | 9
SoCalREN | Large_Office | Perimter Lt Control | 10
SoCalREN | Large_Office | Perimter Lt Control | 13
SoCalREN | Large_Office | Perimter Lt Control | 14
SoCalREN | Large_Office | Perimter Lt Control | 15
SoCalREN | Large_Office | Perimter Lt Control | 16
SoCalREN | Large_Office | Perimter Lt Control | SYSTEM
SoCalREN | Small_Retail_Store | Perimter Lt Control | 6
SoCalREN | Small_Retail_Store | Perimter Lt Control | 8
SoCalREN | Small_Retail_Store | Perimter Lt Control | 9
SoCalREN | Small_Retail_Store | Perimter Lt Control | 10
SoCalREN | Small_Retail_Store | Perimter Lt Control | 13
SoCalREN | Small_Retail_Store | Perimter Lt Control | 14
SoCalREN | Small_Retail_Store | Perimter Lt Control | 15
SoCalREN | Small_Retail_Store | Perimter Lt Control | 16
SoCalREN | Small_Retail_Store | Perimter Lt Control | SYSTEM
SoCalREN | Large_Retail_Store | Perimter Lt Control | 6
SoCalREN | Large_Retail_Store | Perimter Lt Control | 8
SoCalREN | Large_Retail_Store | Perimter Lt Control | 9
SoCalREN | Large_Retail_Store | Perimter Lt Control | 10
SoCalREN | Large_Retail_Store | Perimter Lt Control | 13
SoCalREN | Large_Retail_Store | Perimter Lt Control | 14
SoCalREN | Large_Retail_Store | Perimter Lt Control | 15
SoCalREN | Large_Retail_Store | Perimter Lt Control | 16
SoCalREN | Large_Retail_Store | Perimter Lt Control | SYSTEM
SoCalREN | Grocery_Store | Perimter Lt Control | 6
SoCalREN | Grocery_Store | Perimter Lt Control | 8
SoCalREN | Grocery_Store | Perimter Lt Control | 9
SoCalREN | Grocery_Store | Perimter Lt Control | 10
SoCalREN | Grocery_Store | Perimter Lt Control | 13
SoCalREN | Grocery_Store | Perimter Lt Control | 14
SoCalREN | Grocery_Store | Perimter Lt Control | 15
SoCalREN | Grocery_Store | Perimter Lt Control | 16
SoCalREN | Grocery_Store | Perimter Lt Control | SYSTEM
SoCalREN | Food_Store | Perimter Lt Control | 6
SoCalREN | Food_Store | Perimter Lt Control | 8
SoCalREN | Food_Store | Perimter Lt Control | 9
SoCalREN | Food_Store | Perimter Lt Control | 10
SoCalREN | Food_Store | Perimter Lt Control | 13
SoCalREN | Food_Store | Perimter Lt Control | 14
SoCalREN | Food_Store | Perimter Lt Control | 15
SoCalREN | Food_Store | Perimter Lt Control | 16
SoCalREN | Food_Store | Perimter Lt Control | SYSTEM
SoCalREN | Restaurant | Perimter Lt Control | 6
SoCalREN | Restaurant | Perimter Lt Control | 8
SoCalREN | Restaurant | Perimter Lt Control | 9
SoCalREN | Restaurant | Perimter Lt Control | 10
SoCalREN | Restaurant | Perimter Lt Control | 13
SoCalREN | Restaurant | Perimter Lt Control | 14
SoCalREN | Restaurant | Perimter Lt Control | 15
SoCalREN | Restaurant | Perimter Lt Control | 16
SoCalREN | Restaurant | Perimter Lt Control | SYSTEM
SoCalREN | Fast_Food_Restaurant | Perimter Lt Control | 6
SoCalREN | Fast_Food_Restaurant | Perimter Lt Control | 8
SoCalREN | Fast_Food_Restaurant | Perimter Lt Control | 9
SoCalREN | Fast_Food_Restaurant | Perimter Lt Control | 10
SoCalREN | Fast_Food_Restaurant | Perimter Lt Control | 13
SoCalREN | Fast_Food_Restaurant | Perimter Lt Control | 14
SoCalREN | Fast_Food_Restaurant | Perimter Lt Control | 15
SoCalREN | Fast_Food_Restaurant | Perimter Lt Control | 16
SoCalREN | Fast_Food_Restaurant | Perimter Lt Control | SYSTEM
SoCalREN | Sit_Down_Restaurant | Perimter Lt Control | 6
SoCalREN | Sit_Down_Restaurant | Perimter Lt Control | 8
SoCalREN | Sit_Down_Restaurant | Perimter Lt Control | 9
SoCalREN | Sit_Down_Restaurant | Perimter Lt Control | 10
SoCalREN | Sit_Down_Restaurant | Perimter Lt Control | 13
SoCalREN | Sit_Down_Restaurant | Perimter Lt Control | 14
SoCalREN | Sit_Down_Restaurant | Perimter Lt Control | 15
SoCalREN | Sit_Down_Restaurant | Perimter Lt Control | 16
SoCalREN | Sit_Down_Restaurant | Perimter Lt Control | SYSTEM
SoCalREN | Storage_Building | Perimter Lt Control | 6
SoCalREN | Storage_Building | Perimter Lt Control | 8
SoCalREN | Storage_Building | Perimter Lt Control | 9
SoCalREN | Storage_Building | Perimter Lt Control | 10
SoCalREN | Storage_Building | Perimter Lt Control | 13
SoCalREN | Storage_Building | Perimter Lt Control | 14
SoCalREN | Storage_Building | Perimter Lt Control | 15
SoCalREN | Storage_Building | Perimter Lt Control | 16
SoCalREN | Storage_Building | Perimter Lt Control | SYSTEM
SoCalREN | Refrigerated_Warehouse | Perimter Lt Control | 6
SoCalREN | Refrigerated_Warehouse | Perimter Lt Control | 8
SoCalREN | Refrigerated_Warehouse | Perimter Lt Control | 9
SoCalREN | Refrigerated_Warehouse | Perimter Lt Control | 10
SoCalREN | Refrigerated_Warehouse | Perimter Lt Control | 13
SoCalREN | Refrigerated_Warehouse | Perimter Lt Control | 14
SoCalREN | Refrigerated_Warehouse | Perimter Lt Control | 15
SoCalREN | Refrigerated_Warehouse | Perimter Lt Control | 16
SoCalREN | Refrigerated_Warehouse | Perimter Lt Control | SYSTEM
SoCalREN | Non-Refrig._Warehouse | Perimter Lt Control | 6
SoCalREN | Non-Refrig._Warehouse | Perimter Lt Control | 8
SoCalREN | Non-Refrig._Warehouse | Perimter Lt Control | 9
SoCalREN | Non-Refrig._Warehouse | Perimter Lt Control | 10
SoCalREN | Non-Refrig._Warehouse | Perimter Lt Control | 13
SoCalREN | Non-Refrig._Warehouse | Perimter Lt Control | 14
SoCalREN | Non-Refrig._Warehouse | Perimter Lt Control | 15
SoCalREN | Non-Refrig._Warehouse | Perimter Lt Control | 16
SoCalREN | Non-Refrig._Warehouse | Perimter Lt Control | SYSTEM
SoCalREN | Hotel_Motel | Perimter Lt Control | 6
SoCalREN | Hotel_Motel | Perimter Lt Control | 8
SoCalREN | Hotel_Motel | Perimter Lt Control | 9
SoCalREN | Hotel_Motel | Perimter Lt Control | 10
SoCalREN | Hotel_Motel | Perimter Lt Control | 13
SoCalREN | Hotel_Motel | Perimter Lt Control | 14
SoCalREN | Hotel_Motel | Perimter Lt Control | 15
SoCalREN | Hotel_Motel | Perimter Lt Control | 16
SoCalREN | Hotel_Motel | Perimter Lt Control | SYSTEM
SoCalREN | Medical_Clinic | Perimter Lt Control | 6
SoCalREN | Medical_Clinic | Perimter Lt Control | 8
SoCalREN | Medical_Clinic | Perimter Lt Control | 9
SoCalREN | Medical_Clinic | Perimter Lt Control | 10
SoCalREN | Medical_Clinic | Perimter Lt Control | 13
SoCalREN | Medical_Clinic | Perimter Lt Control | 14
SoCalREN | Medical_Clinic | Perimter Lt Control | 15
SoCalREN | Medical_Clinic | Perimter Lt Control | 16
SoCalREN | Medical_Clinic | Perimter Lt Control | SYSTEM
SoCalREN | School | Perimter Lt Control | 6
SoCalREN | School | Perimter Lt Control | 8
SoCalREN | School | Perimter Lt Control | 9
SoCalREN | School | Perimter Lt Control | 10
SoCalREN | School | Perimter Lt Control | 13
SoCalREN | School | Perimter Lt Control | 14
SoCalREN | School | Perimter Lt Control | 15
SoCalREN | School | Perimter Lt Control | 16
SoCalREN | School | Perimter Lt Control | SYSTEM
SoCalREN | K_thru_12_School | Perimter Lt Control | 6
SoCalREN | K_thru_12_School | Perimter Lt Control | 8
SoCalREN | K_thru_12_School | Perimter Lt Control | 9
SoCalREN | K_thru_12_School | Perimter Lt Control | 10
SoCalREN | K_thru_12_School | Perimter Lt Control | 13
SoCalREN | K_thru_12_School | Perimter Lt Control | 14
SoCalREN | K_thru_12_School | Perimter Lt Control | 15
SoCalREN | K_thru_12_School | Perimter Lt Control | 16
SoCalREN | K_thru_12_School | Perimter Lt Control | SYSTEM
SoCalREN | College_University | Perimter Lt Control | 6
SoCalREN | College_University | Perimter Lt Control | 8
SoCalREN | College_University | Perimter Lt Control | 9
SoCalREN | College_University | Perimter Lt Control | 10
SoCalREN | College_University | Perimter Lt Control | 13
SoCalREN | College_University | Perimter Lt Control | 14
SoCalREN | College_University | Perimter Lt Control | 15
SoCalREN | College_University | Perimter Lt Control | 16
SoCalREN | College_University | Perimter Lt Control | SYSTEM
SoCalREN | Assembly | Perimter Lt Control | 6
SoCalREN | Assembly | Perimter Lt Control | 8
SoCalREN | Assembly | Perimter Lt Control | 9
SoCalREN | Assembly | Perimter Lt Control | 10
SoCalREN | Assembly | Perimter Lt Control | 13
SoCalREN | Assembly | Perimter Lt Control | 14
SoCalREN | Assembly | Perimter Lt Control | 15
SoCalREN | Assembly | Perimter Lt Control | 16
SoCalREN | Assembly | Perimter Lt Control | SYSTEM
SoCalREN | Trans_Comm_Util | Perimter Lt Control | 6
SoCalREN | Trans_Comm_Util | Perimter Lt Control | 8
SoCalREN | Trans_Comm_Util | Perimter Lt Control | 9
SoCalREN | Trans_Comm_Util | Perimter Lt Control | 10
SoCalREN | Trans_Comm_Util | Perimter Lt Control | 13
SoCalREN | Trans_Comm_Util | Perimter Lt Control | 14
SoCalREN | Trans_Comm_Util | Perimter Lt Control | 15
SoCalREN | Trans_Comm_Util | Perimter Lt Control | 16
SoCalREN | Trans_Comm_Util | Perimter Lt Control | SYSTEM
SoCalREN | Misc._Commercial | Perimter Lt Control | 6
SoCalREN | Misc._Commercial | Perimter Lt Control | 8
SoCalREN | Misc._Commercial | Perimter Lt Control | 9
SoCalREN | Misc._Commercial | Perimter Lt Control | 10
SoCalREN | Misc._Commercial | Perimter Lt Control | 13
SoCalREN | Misc._Commercial | Perimter Lt Control | 14
SoCalREN | Misc._Commercial | Perimter Lt Control | 15
SoCalREN | Misc._Commercial | Perimter Lt Control | 16
SoCalREN | Misc._Commercial | Perimter Lt Control | SYSTEM
SoCalREN | Industrial | Perimter Lt Control | 6
SoCalREN | Industrial | Perimter Lt Control | 8
SoCalREN | Industrial | Perimter Lt Control | 9
SoCalREN | Industrial | Perimter Lt Control | 10
SoCalREN | Industrial | Perimter Lt Control | 13
SoCalREN | Industrial | Perimter Lt Control | 14
SoCalREN | Industrial | Perimter Lt Control | 15
SoCalREN | Industrial | Perimter Lt Control | 16
SoCalREN | Industrial | Perimter Lt Control | SYSTEM
SoCalREN | Agricultural | Perimter Lt Control | 6
SoCalREN | Agricultural | Perimter Lt Control | 8
SoCalREN | Agricultural | Perimter Lt Control | 9
SoCalREN | Agricultural | Perimter Lt Control | 10
SoCalREN | Agricultural | Perimter Lt Control | 13
SoCalREN | Agricultural | Perimter Lt Control | 14
SoCalREN | Agricultural | Perimter Lt Control | 15
SoCalREN | Agricultural | Perimter Lt Control | 16
SoCalREN | Agricultural | Perimter Lt Control | SYSTEM
SoCalREN | Hospital | Perimter Lt Control | 6
SoCalREN | Hospital | Perimter Lt Control | 8
SoCalREN | Hospital | Perimter Lt Control | 9
SoCalREN | Hospital | Perimter Lt Control | 10
SoCalREN | Hospital | Perimter Lt Control | 13
SoCalREN | Hospital | Perimter Lt Control | 14
SoCalREN | Hospital | Perimter Lt Control | 15
SoCalREN | Hospital | Perimter Lt Control | 16
SoCalREN | Hospital | Perimter Lt Control | SYSTEM
SoCalREN | Small_Office | Pool HtPmp | 6
SoCalREN | Small_Office | Pool HtPmp | 8
SoCalREN | Small_Office | Pool HtPmp | 9
SoCalREN | Small_Office | Pool HtPmp | 10
SoCalREN | Small_Office | Pool HtPmp | 13
SoCalREN | Small_Office | Pool HtPmp | 14
SoCalREN | Small_Office | Pool HtPmp | 15
SoCalREN | Small_Office | Pool HtPmp | 16
SoCalREN | Small_Office | Pool HtPmp | SYSTEM
SoCalREN | Large_Office | Pool HtPmp | 6
SoCalREN | Large_Office | Pool HtPmp | 8
SoCalREN | Large_Office | Pool HtPmp | 9
SoCalREN | Large_Office | Pool HtPmp | 10
SoCalREN | Large_Office | Pool HtPmp | 13
SoCalREN | Large_Office | Pool HtPmp | 14
SoCalREN | Large_Office | Pool HtPmp | 15
SoCalREN | Large_Office | Pool HtPmp | 16
SoCalREN | Large_Office | Pool HtPmp | SYSTEM
SoCalREN | Small_Retail_Store | Pool HtPmp | 6
SoCalREN | Small_Retail_Store | Pool HtPmp | 8
SoCalREN | Small_Retail_Store | Pool HtPmp | 9
SoCalREN | Small_Retail_Store | Pool HtPmp | 10
SoCalREN | Small_Retail_Store | Pool HtPmp | 13
SoCalREN | Small_Retail_Store | Pool HtPmp | 14
SoCalREN | Small_Retail_Store | Pool HtPmp | 15
SoCalREN | Small_Retail_Store | Pool HtPmp | 16
SoCalREN | Small_Retail_Store | Pool HtPmp | SYSTEM
SoCalREN | Large_Retail_Store | Pool HtPmp | 6
SoCalREN | Large_Retail_Store | Pool HtPmp | 8
SoCalREN | Large_Retail_Store | Pool HtPmp | 9
SoCalREN | Large_Retail_Store | Pool HtPmp | 10
SoCalREN | Large_Retail_Store | Pool HtPmp | 13
SoCalREN | Large_Retail_Store | Pool HtPmp | 14
SoCalREN | Large_Retail_Store | Pool HtPmp | 15
SoCalREN | Large_Retail_Store | Pool HtPmp | 16
SoCalREN | Large_Retail_Store | Pool HtPmp | SYSTEM
SoCalREN | Grocery_Store | Pool HtPmp | 6
SoCalREN | Grocery_Store | Pool HtPmp | 8
SoCalREN | Grocery_Store | Pool HtPmp | 9
SoCalREN | Grocery_Store | Pool HtPmp | 10
SoCalREN | Grocery_Store | Pool HtPmp | 13
SoCalREN | Grocery_Store | Pool HtPmp | 14
SoCalREN | Grocery_Store | Pool HtPmp | 15
SoCalREN | Grocery_Store | Pool HtPmp | 16
SoCalREN | Grocery_Store | Pool HtPmp | SYSTEM
SoCalREN | Food_Store | Pool HtPmp | 6
SoCalREN | Food_Store | Pool HtPmp | 8
SoCalREN | Food_Store | Pool HtPmp | 9
SoCalREN | Food_Store | Pool HtPmp | 10
SoCalREN | Food_Store | Pool HtPmp | 13
SoCalREN | Food_Store | Pool HtPmp | 14
SoCalREN | Food_Store | Pool HtPmp | 15
SoCalREN | Food_Store | Pool HtPmp | 16
SoCalREN | Food_Store | Pool HtPmp | SYSTEM
SoCalREN | Restaurant | Pool HtPmp | 6
SoCalREN | Restaurant | Pool HtPmp | 8
SoCalREN | Restaurant | Pool HtPmp | 9
SoCalREN | Restaurant | Pool HtPmp | 10
SoCalREN | Restaurant | Pool HtPmp | 13
SoCalREN | Restaurant | Pool HtPmp | 14
SoCalREN | Restaurant | Pool HtPmp | 15
SoCalREN | Restaurant | Pool HtPmp | 16
SoCalREN | Restaurant | Pool HtPmp | SYSTEM
SoCalREN | Fast_Food_Restaurant | Pool HtPmp | 6
SoCalREN | Fast_Food_Restaurant | Pool HtPmp | 8
SoCalREN | Fast_Food_Restaurant | Pool HtPmp | 9
SoCalREN | Fast_Food_Restaurant | Pool HtPmp | 10
SoCalREN | Fast_Food_Restaurant | Pool HtPmp | 13
SoCalREN | Fast_Food_Restaurant | Pool HtPmp | 14
SoCalREN | Fast_Food_Restaurant | Pool HtPmp | 15
SoCalREN | Fast_Food_Restaurant | Pool HtPmp | 16
SoCalREN | Fast_Food_Restaurant | Pool HtPmp | SYSTEM
SoCalREN | Sit_Down_Restaurant | Pool HtPmp | 6
SoCalREN | Sit_Down_Restaurant | Pool HtPmp | 8
SoCalREN | Sit_Down_Restaurant | Pool HtPmp | 9
SoCalREN | Sit_Down_Restaurant | Pool HtPmp | 10
SoCalREN | Sit_Down_Restaurant | Pool HtPmp | 13
SoCalREN | Sit_Down_Restaurant | Pool HtPmp | 14
SoCalREN | Sit_Down_Restaurant | Pool HtPmp | 15
SoCalREN | Sit_Down_Restaurant | Pool HtPmp | 16
SoCalREN | Sit_Down_Restaurant | Pool HtPmp | SYSTEM
SoCalREN | Storage_Building | Pool HtPmp | 6
SoCalREN | Storage_Building | Pool HtPmp | 8
SoCalREN | Storage_Building | Pool HtPmp | 9
SoCalREN | Storage_Building | Pool HtPmp | 10
SoCalREN | Storage_Building | Pool HtPmp | 13
SoCalREN | Storage_Building | Pool HtPmp | 14
SoCalREN | Storage_Building | Pool HtPmp | 15
SoCalREN | Storage_Building | Pool HtPmp | 16
SoCalREN | Storage_Building | Pool HtPmp | SYSTEM
SoCalREN | Refrigerated_Warehouse | Pool HtPmp | 6
SoCalREN | Refrigerated_Warehouse | Pool HtPmp | 8
SoCalREN | Refrigerated_Warehouse | Pool HtPmp | 9
SoCalREN | Refrigerated_Warehouse | Pool HtPmp | 10
SoCalREN | Refrigerated_Warehouse | Pool HtPmp | 13
SoCalREN | Refrigerated_Warehouse | Pool HtPmp | 14
SoCalREN | Refrigerated_Warehouse | Pool HtPmp | 15
SoCalREN | Refrigerated_Warehouse | Pool HtPmp | 16
SoCalREN | Refrigerated_Warehouse | Pool HtPmp | SYSTEM
SoCalREN | Non-Refrig._Warehouse | Pool HtPmp | 6
SoCalREN | Non-Refrig._Warehouse | Pool HtPmp | 8
SoCalREN | Non-Refrig._Warehouse | Pool HtPmp | 9
SoCalREN | Non-Refrig._Warehouse | Pool HtPmp | 10
SoCalREN | Non-Refrig._Warehouse | Pool HtPmp | 13
SoCalREN | Non-Refrig._Warehouse | Pool HtPmp | 14
SoCalREN | Non-Refrig._Warehouse | Pool HtPmp | 15
SoCalREN | Non-Refrig._Warehouse | Pool HtPmp | 16
SoCalREN | Non-Refrig._Warehouse | Pool HtPmp | SYSTEM
SoCalREN | Hotel_Motel | Pool HtPmp | 6
SoCalREN | Hotel_Motel | Pool HtPmp | 8
SoCalREN | Hotel_Motel | Pool HtPmp | 9
SoCalREN | Hotel_Motel | Pool HtPmp | 10
SoCalREN | Hotel_Motel | Pool HtPmp | 13
SoCalREN | Hotel_Motel | Pool HtPmp | 14
SoCalREN | Hotel_Motel | Pool HtPmp | 15
SoCalREN | Hotel_Motel | Pool HtPmp | 16
SoCalREN | Hotel_Motel | Pool HtPmp | SYSTEM
SoCalREN | Medical_Clinic | Pool HtPmp | 6
SoCalREN | Medical_Clinic | Pool HtPmp | 8
SoCalREN | Medical_Clinic | Pool HtPmp | 9
SoCalREN | Medical_Clinic | Pool HtPmp | 10
SoCalREN | Medical_Clinic | Pool HtPmp | 13
SoCalREN | Medical_Clinic | Pool HtPmp | 14
SoCalREN | Medical_Clinic | Pool HtPmp | 15
SoCalREN | Medical_Clinic | Pool HtPmp | 16
SoCalREN | Medical_Clinic | Pool HtPmp | SYSTEM
SoCalREN | School | Pool HtPmp | 6
SoCalREN | School | Pool HtPmp | 8
SoCalREN | School | Pool HtPmp | 9
SoCalREN | School | Pool HtPmp | 10
SoCalREN | School | Pool HtPmp | 13
SoCalREN | School | Pool HtPmp | 14
SoCalREN | School | Pool HtPmp | 15
SoCalREN | School | Pool HtPmp | 16
SoCalREN | School | Pool HtPmp | SYSTEM
SoCalREN | K_thru_12_School | Pool HtPmp | 6
SoCalREN | K_thru_12_School | Pool HtPmp | 8
SoCalREN | K_thru_12_School | Pool HtPmp | 9
SoCalREN | K_thru_12_School | Pool HtPmp | 10
SoCalREN | K_thru_12_School | Pool HtPmp | 13
SoCalREN | K_thru_12_School | Pool HtPmp | 14
SoCalREN | K_thru_12_School | Pool HtPmp | 15
SoCalREN | K_thru_12_School | Pool HtPmp | 16
SoCalREN | K_thru_12_School | Pool HtPmp | SYSTEM
SoCalREN | College_University | Pool HtPmp | 6
SoCalREN | College_University | Pool HtPmp | 8
SoCalREN | College_University | Pool HtPmp | 9
SoCalREN | College_University | Pool HtPmp | 10
SoCalREN | College_University | Pool HtPmp | 13
SoCalREN | College_University | Pool HtPmp | 14
SoCalREN | College_University | Pool HtPmp | 15
SoCalREN | College_University | Pool HtPmp | 16
SoCalREN | College_University | Pool HtPmp | SYSTEM
SoCalREN | Assembly | Pool HtPmp | 6
SoCalREN | Assembly | Pool HtPmp | 8
SoCalREN | Assembly | Pool HtPmp | 9
SoCalREN | Assembly | Pool HtPmp | 10
SoCalREN | Assembly | Pool HtPmp | 13
SoCalREN | Assembly | Pool HtPmp | 14
SoCalREN | Assembly | Pool HtPmp | 15
SoCalREN | Assembly | Pool HtPmp | 16
SoCalREN | Assembly | Pool HtPmp | SYSTEM
SoCalREN | Trans_Comm_Util | Pool HtPmp | 6
SoCalREN | Trans_Comm_Util | Pool HtPmp | 8
SoCalREN | Trans_Comm_Util | Pool HtPmp | 9
SoCalREN | Trans_Comm_Util | Pool HtPmp | 10
SoCalREN | Trans_Comm_Util | Pool HtPmp | 13
SoCalREN | Trans_Comm_Util | Pool HtPmp | 14
SoCalREN | Trans_Comm_Util | Pool HtPmp | 15
SoCalREN | Trans_Comm_Util | Pool HtPmp | 16
SoCalREN | Trans_Comm_Util | Pool HtPmp | SYSTEM
SoCalREN | Misc._Commercial | Pool HtPmp | 6
SoCalREN | Misc._Commercial | Pool HtPmp | 8
SoCalREN | Misc._Commercial | Pool HtPmp | 9
SoCalREN | Misc._Commercial | Pool HtPmp | 10
SoCalREN | Misc._Commercial | Pool HtPmp | 13
SoCalREN | Misc._Commercial | Pool HtPmp | 14
SoCalREN | Misc._Commercial | Pool HtPmp | 15
SoCalREN | Misc._Commercial | Pool HtPmp | 16
SoCalREN | Misc._Commercial | Pool HtPmp | SYSTEM
SoCalREN | Industrial | Pool HtPmp | 6
SoCalREN | Industrial | Pool HtPmp | 8
SoCalREN | Industrial | Pool HtPmp | 9
SoCalREN | Industrial | Pool HtPmp | 10
SoCalREN | Industrial | Pool HtPmp | 13
SoCalREN | Industrial | Pool HtPmp | 14
SoCalREN | Industrial | Pool HtPmp | 15
SoCalREN | Industrial | Pool HtPmp | 16
SoCalREN | Industrial | Pool HtPmp | SYSTEM
SoCalREN | Agricultural | Pool HtPmp | 6
SoCalREN | Agricultural | Pool HtPmp | 8
SoCalREN | Agricultural | Pool HtPmp | 9
SoCalREN | Agricultural | Pool HtPmp | 10
SoCalREN | Agricultural | Pool HtPmp | 13
SoCalREN | Agricultural | Pool HtPmp | 14
SoCalREN | Agricultural | Pool HtPmp | 15
SoCalREN | Agricultural | Pool HtPmp | 16
SoCalREN | Agricultural | Pool HtPmp | SYSTEM
SoCalREN | Hospital | Pool HtPmp | 6
SoCalREN | Hospital | Pool HtPmp | 8
SoCalREN | Hospital | Pool HtPmp | 9
SoCalREN | Hospital | Pool HtPmp | 10
SoCalREN | Hospital | Pool HtPmp | 13
SoCalREN | Hospital | Pool HtPmp | 14
SoCalREN | Hospital | Pool HtPmp | 15
SoCalREN | Hospital | Pool HtPmp | 16
SoCalREN | Hospital | Pool HtPmp | SYSTEM
SoCalREN | Small_Office | DHW HtPmp | 6
SoCalREN | Small_Office | DHW HtPmp | 8
SoCalREN | Small_Office | DHW HtPmp | 9
SoCalREN | Small_Office | DHW HtPmp | 10
SoCalREN | Small_Office | DHW HtPmp | 13
SoCalREN | Small_Office | DHW HtPmp | 14
SoCalREN | Small_Office | DHW HtPmp | 15
SoCalREN | Small_Office | DHW HtPmp | 16
SoCalREN | Small_Office | DHW HtPmp | SYSTEM
SoCalREN | Large_Office | DHW HtPmp | 6
SoCalREN | Large_Office | DHW HtPmp | 8
SoCalREN | Large_Office | DHW HtPmp | 9
SoCalREN | Large_Office | DHW HtPmp | 10
SoCalREN | Large_Office | DHW HtPmp | 13
SoCalREN | Large_Office | DHW HtPmp | 14
SoCalREN | Large_Office | DHW HtPmp | 15
SoCalREN | Large_Office | DHW HtPmp | 16
SoCalREN | Large_Office | DHW HtPmp | SYSTEM
SoCalREN | Small_Retail_Store | DHW HtPmp | 6
SoCalREN | Small_Retail_Store | DHW HtPmp | 8
SoCalREN | Small_Retail_Store | DHW HtPmp | 9
SoCalREN | Small_Retail_Store | DHW HtPmp | 10
SoCalREN | Small_Retail_Store | DHW HtPmp | 13
SoCalREN | Small_Retail_Store | DHW HtPmp | 14
SoCalREN | Small_Retail_Store | DHW HtPmp | 15
SoCalREN | Small_Retail_Store | DHW HtPmp | 16
SoCalREN | Small_Retail_Store | DHW HtPmp | SYSTEM
SoCalREN | Large_Retail_Store | DHW HtPmp | 6
SoCalREN | Large_Retail_Store | DHW HtPmp | 8
SoCalREN | Large_Retail_Store | DHW HtPmp | 9
SoCalREN | Large_Retail_Store | DHW HtPmp | 10
SoCalREN | Large_Retail_Store | DHW HtPmp | 13
SoCalREN | Large_Retail_Store | DHW HtPmp | 14
SoCalREN | Large_Retail_Store | DHW HtPmp | 15
SoCalREN | Large_Retail_Store | DHW HtPmp | 16
SoCalREN | Large_Retail_Store | DHW HtPmp | SYSTEM
SoCalREN | Grocery_Store | DHW HtPmp | 6
SoCalREN | Grocery_Store | DHW HtPmp | 8
SoCalREN | Grocery_Store | DHW HtPmp | 9
SoCalREN | Grocery_Store | DHW HtPmp | 10
SoCalREN | Grocery_Store | DHW HtPmp | 13
SoCalREN | Grocery_Store | DHW HtPmp | 14
SoCalREN | Grocery_Store | DHW HtPmp | 15
SoCalREN | Grocery_Store | DHW HtPmp | 16
SoCalREN | Grocery_Store | DHW HtPmp | SYSTEM
SoCalREN | Food_Store | DHW HtPmp | 6
SoCalREN | Food_Store | DHW HtPmp | 8
SoCalREN | Food_Store | DHW HtPmp | 9
SoCalREN | Food_Store | DHW HtPmp | 10
SoCalREN | Food_Store | DHW HtPmp | 13
SoCalREN | Food_Store | DHW HtPmp | 14
SoCalREN | Food_Store | DHW HtPmp | 15
SoCalREN | Food_Store | DHW HtPmp | 16
SoCalREN | Food_Store | DHW HtPmp | SYSTEM
SoCalREN | Restaurant | DHW HtPmp | 6
SoCalREN | Restaurant | DHW HtPmp | 8
SoCalREN | Restaurant | DHW HtPmp | 9
SoCalREN | Restaurant | DHW HtPmp | 10
SoCalREN | Restaurant | DHW HtPmp | 13
SoCalREN | Restaurant | DHW HtPmp | 14
SoCalREN | Restaurant | DHW HtPmp | 15
SoCalREN | Restaurant | DHW HtPmp | 16
SoCalREN | Restaurant | DHW HtPmp | SYSTEM
SoCalREN | Fast_Food_Restaurant | DHW HtPmp | 6
SoCalREN | Fast_Food_Restaurant | DHW HtPmp | 8
SoCalREN | Fast_Food_Restaurant | DHW HtPmp | 9
SoCalREN | Fast_Food_Restaurant | DHW HtPmp | 10
SoCalREN | Fast_Food_Restaurant | DHW HtPmp | 13
SoCalREN | Fast_Food_Restaurant | DHW HtPmp | 14
SoCalREN | Fast_Food_Restaurant | DHW HtPmp | 15
SoCalREN | Fast_Food_Restaurant | DHW HtPmp | 16
SoCalREN | Fast_Food_Restaurant | DHW HtPmp | SYSTEM
SoCalREN | Sit_Down_Restaurant | DHW HtPmp | 6
SoCalREN | Sit_Down_Restaurant | DHW HtPmp | 8
SoCalREN | Sit_Down_Restaurant | DHW HtPmp | 9
SoCalREN | Sit_Down_Restaurant | DHW HtPmp | 10
SoCalREN | Sit_Down_Restaurant | DHW HtPmp | 13
SoCalREN | Sit_Down_Restaurant | DHW HtPmp | 14
SoCalREN | Sit_Down_Restaurant | DHW HtPmp | 15
SoCalREN | Sit_Down_Restaurant | DHW HtPmp | 16
SoCalREN | Sit_Down_Restaurant | DHW HtPmp | SYSTEM
SoCalREN | Storage_Building | DHW HtPmp | 6
SoCalREN | Storage_Building | DHW HtPmp | 8
SoCalREN | Storage_Building | DHW HtPmp | 9
SoCalREN | Storage_Building | DHW HtPmp | 10
SoCalREN | Storage_Building | DHW HtPmp | 13
SoCalREN | Storage_Building | DHW HtPmp | 14
SoCalREN | Storage_Building | DHW HtPmp | 15
SoCalREN | Storage_Building | DHW HtPmp | 16
SoCalREN | Storage_Building | DHW HtPmp | SYSTEM
SoCalREN | Refrigerated_Warehouse | DHW HtPmp | 6
SoCalREN | Refrigerated_Warehouse | DHW HtPmp | 8
SoCalREN | Refrigerated_Warehouse | DHW HtPmp | 9
SoCalREN | Refrigerated_Warehouse | DHW HtPmp | 10
SoCalREN | Refrigerated_Warehouse | DHW HtPmp | 13
SoCalREN | Refrigerated_Warehouse | DHW HtPmp | 14
SoCalREN | Refrigerated_Warehouse | DHW HtPmp | 15
SoCalREN | Refrigerated_Warehouse | DHW HtPmp | 16
SoCalREN | Refrigerated_Warehouse | DHW HtPmp | SYSTEM
SoCalREN | Non-Refrig._Warehouse | DHW HtPmp | 6
SoCalREN | Non-Refrig._Warehouse | DHW HtPmp | 8
SoCalREN | Non-Refrig._Warehouse | DHW HtPmp | 9
SoCalREN | Non-Refrig._Warehouse | DHW HtPmp | 10
SoCalREN | Non-Refrig._Warehouse | DHW HtPmp | 13
SoCalREN | Non-Refrig._Warehouse | DHW HtPmp | 14
SoCalREN | Non-Refrig._Warehouse | DHW HtPmp | 15
SoCalREN | Non-Refrig._Warehouse | DHW HtPmp | 16
SoCalREN | Non-Refrig._Warehouse | DHW HtPmp | SYSTEM
SoCalREN | Hotel_Motel | DHW HtPmp | 6
SoCalREN | Hotel_Motel | DHW HtPmp | 8
SoCalREN | Hotel_Motel | DHW HtPmp | 9
SoCalREN | Hotel_Motel | DHW HtPmp | 10
SoCalREN | Hotel_Motel | DHW HtPmp | 13
SoCalREN | Hotel_Motel | DHW HtPmp | 14
SoCalREN | Hotel_Motel | DHW HtPmp | 15
SoCalREN | Hotel_Motel | DHW HtPmp | 16
SoCalREN | Hotel_Motel | DHW HtPmp | SYSTEM
SoCalREN | Medical_Clinic | DHW HtPmp | 6
SoCalREN | Medical_Clinic | DHW HtPmp | 8
SoCalREN | Medical_Clinic | DHW HtPmp | 9
SoCalREN | Medical_Clinic | DHW HtPmp | 10
SoCalREN | Medical_Clinic | DHW HtPmp | 13
SoCalREN | Medical_Clinic | DHW HtPmp | 14
SoCalREN | Medical_Clinic | DHW HtPmp | 15
SoCalREN | Medical_Clinic | DHW HtPmp | 16
SoCalREN | Medical_Clinic | DHW HtPmp | SYSTEM
SoCalREN | School | DHW HtPmp | 6
SoCalREN | School | DHW HtPmp | 8
SoCalREN | School | DHW HtPmp | 9
SoCalREN | School | DHW HtPmp | 10
SoCalREN | School | DHW HtPmp | 13
SoCalREN | School | DHW HtPmp | 14
SoCalREN | School | DHW HtPmp | 15
SoCalREN | School | DHW HtPmp | 16
SoCalREN | School | DHW HtPmp | SYSTEM
SoCalREN | K_thru_12_School | DHW HtPmp | 6
SoCalREN | K_thru_12_School | DHW HtPmp | 8
SoCalREN | K_thru_12_School | DHW HtPmp | 9
SoCalREN | K_thru_12_School | DHW HtPmp | 10
SoCalREN | K_thru_12_School | DHW HtPmp | 13
SoCalREN | K_thru_12_School | DHW HtPmp | 14
SoCalREN | K_thru_12_School | DHW HtPmp | 15
SoCalREN | K_thru_12_School | DHW HtPmp | 16
SoCalREN | K_thru_12_School | DHW HtPmp | SYSTEM
SoCalREN | College_University | DHW HtPmp | 6
SoCalREN | College_University | DHW HtPmp | 8
SoCalREN | College_University | DHW HtPmp | 9
SoCalREN | College_University | DHW HtPmp | 10
SoCalREN | College_University | DHW HtPmp | 13
SoCalREN | College_University | DHW HtPmp | 14
SoCalREN | College_University | DHW HtPmp | 15
SoCalREN | College_University | DHW HtPmp | 16
SoCalREN | College_University | DHW HtPmp | SYSTEM
SoCalREN | Assembly | DHW HtPmp | 6
SoCalREN | Assembly | DHW HtPmp | 8
SoCalREN | Assembly | DHW HtPmp | 9
SoCalREN | Assembly | DHW HtPmp | 10
SoCalREN | Assembly | DHW HtPmp | 13
SoCalREN | Assembly | DHW HtPmp | 14
SoCalREN | Assembly | DHW HtPmp | 15
SoCalREN | Assembly | DHW HtPmp | 16
SoCalREN | Assembly | DHW HtPmp | SYSTEM
SoCalREN | Trans_Comm_Util | DHW HtPmp | 6
SoCalREN | Trans_Comm_Util | DHW HtPmp | 8
SoCalREN | Trans_Comm_Util | DHW HtPmp | 9
SoCalREN | Trans_Comm_Util | DHW HtPmp | 10
SoCalREN | Trans_Comm_Util | DHW HtPmp | 13
SoCalREN | Trans_Comm_Util | DHW HtPmp | 14
SoCalREN | Trans_Comm_Util | DHW HtPmp | 15
SoCalREN | Trans_Comm_Util | DHW HtPmp | 16
SoCalREN | Trans_Comm_Util | DHW HtPmp | SYSTEM
SoCalREN | Misc._Commercial | DHW HtPmp | 6
SoCalREN | Misc._Commercial | DHW HtPmp | 8
SoCalREN | Misc._Commercial | DHW HtPmp | 9
SoCalREN | Misc._Commercial | DHW HtPmp | 10
SoCalREN | Misc._Commercial | DHW HtPmp | 13
SoCalREN | Misc._Commercial | DHW HtPmp | 14
SoCalREN | Misc._Commercial | DHW HtPmp | 15
SoCalREN | Misc._Commercial | DHW HtPmp | 16
SoCalREN | Misc._Commercial | DHW HtPmp | SYSTEM
SoCalREN | Industrial | DHW HtPmp | 6
SoCalREN | Industrial | DHW HtPmp | 8
SoCalREN | Industrial | DHW HtPmp | 9
SoCalREN | Industrial | DHW HtPmp | 10
SoCalREN | Industrial | DHW HtPmp | 13
SoCalREN | Industrial | DHW HtPmp | 14
SoCalREN | Industrial | DHW HtPmp | 15
SoCalREN | Industrial | DHW HtPmp | 16
SoCalREN | Industrial | DHW HtPmp | SYSTEM
SoCalREN | Agricultural | DHW HtPmp | 6
SoCalREN | Agricultural | DHW HtPmp | 8
SoCalREN | Agricultural | DHW HtPmp | 9
SoCalREN | Agricultural | DHW HtPmp | 10
SoCalREN | Agricultural | DHW HtPmp | 13
SoCalREN | Agricultural | DHW HtPmp | 14
SoCalREN | Agricultural | DHW HtPmp | 15
SoCalREN | Agricultural | DHW HtPmp | 16
SoCalREN | Agricultural | DHW HtPmp | SYSTEM
SoCalREN | Hospital | DHW HtPmp | 6
SoCalREN | Hospital | DHW HtPmp | 8
SoCalREN | Hospital | DHW HtPmp | 9
SoCalREN | Hospital | DHW HtPmp | 10
SoCalREN | Hospital | DHW HtPmp | 13
SoCalREN | Hospital | DHW HtPmp | 14
SoCalREN | Hospital | DHW HtPmp | 15
SoCalREN | Hospital | DHW HtPmp | 16
SoCalREN | Hospital | DHW HtPmp | SYSTEM
SoCalREN | Residential | AC-NC | 6
SoCalREN | Residential | AC-NC | 8
SoCalREN | Residential | AC-NC | 9
SoCalREN | Residential | AC-NC | 10
SoCalREN | Residential | AC-NC | 13
SoCalREN | Residential | AC-NC | 14
SoCalREN | Residential | AC-NC | 15
SoCalREN | Residential | AC-NC | 16
SoCalREN | Residential | AC-NC | SYSTEM
SoCalREN | Residential | Heat_Pump-NC | 6
SoCalREN | Residential | Heat_Pump-NC | 8
SoCalREN | Residential | Heat_Pump-NC | 9
SoCalREN | Residential | Heat_Pump-NC | 10
SoCalREN | Residential | Heat_Pump-NC | 13
SoCalREN | Residential | Heat_Pump-NC | 14
SoCalREN | Residential | Heat_Pump-NC | 15
SoCalREN | Residential | Heat_Pump-NC | 16
SoCalREN | Residential | Heat_Pump-NC | SYSTEM
SoCalREN | Residential | Refrig-RC | 6
SoCalREN | Residential | Refrig-RC | 8
SoCalREN | Residential | Refrig-RC | 9
SoCalREN | Residential | Refrig-RC | 10
SoCalREN | Residential | Refrig-RC | 13
SoCalREN | Residential | Refrig-RC | 14
SoCalREN | Residential | Refrig-RC | 15
SoCalREN | Residential | Refrig-RC | 16
SoCalREN | Residential | Refrig-RC | SYSTEM
SoCalREN | Residential | AC_Cooling-RC | 6
SoCalREN | Residential | AC_Cooling-RC | 8
SoCalREN | Residential | AC_Cooling-RC | 9
SoCalREN | Residential | AC_Cooling-RC | 10
SoCalREN | Residential | AC_Cooling-RC | 13
SoCalREN | Residential | AC_Cooling-RC | 14
SoCalREN | Residential | AC_Cooling-RC | 15
SoCalREN | Residential | AC_Cooling-RC | 16
SoCalREN | Residential | AC_Cooling-RC | SYSTEM
SoCalREN | Residential | HeatPump_Heating_Only-RC | 6
SoCalREN | Residential | HeatPump_Heating_Only-RC | 8
SoCalREN | Residential | HeatPump_Heating_Only-RC | 9
SoCalREN | Residential | HeatPump_Heating_Only-RC | 10
SoCalREN | Residential | HeatPump_Heating_Only-RC | 13
SoCalREN | Residential | HeatPump_Heating_Only-RC | 14
SoCalREN | Residential | HeatPump_Heating_Only-RC | 15
SoCalREN | Residential | HeatPump_Heating_Only-RC | 16
SoCalREN | Residential | HeatPump_Heating_Only-RC | SYSTEM
SoCalREN | Residential | HeatPump_ThroughWall-RC | 6
SoCalREN | Residential | HeatPump_ThroughWall-RC | 8
SoCalREN | Residential | HeatPump_ThroughWall-RC | 9
SoCalREN | Residential | HeatPump_ThroughWall-RC | 10
SoCalREN | Residential | HeatPump_ThroughWall-RC | 13
SoCalREN | Residential | HeatPump_ThroughWall-RC | 14
SoCalREN | Residential | HeatPump_ThroughWall-RC | 15
SoCalREN | Residential | HeatPump_ThroughWall-RC | 16
SoCalREN | Residential | HeatPump_ThroughWall-RC | SYSTEM
SoCalREN | Residential | HeatPump_WtrHt-RC | 6
SoCalREN | Residential | HeatPump_WtrHt-RC | 8
SoCalREN | Residential | HeatPump_WtrHt-RC | 9
SoCalREN | Residential | HeatPump_WtrHt-RC | 10
SoCalREN | Residential | HeatPump_WtrHt-RC | 13
SoCalREN | Residential | HeatPump_WtrHt-RC | 14
SoCalREN | Residential | HeatPump_WtrHt-RC | 15
SoCalREN | Residential | HeatPump_WtrHt-RC | 16
SoCalREN | Residential | HeatPump_WtrHt-RC | SYSTEM
SoCalREN | Residential | HorizAxisClothesWasher-RC | 6
SoCalREN | Residential | HorizAxisClothesWasher-RC | 8
SoCalREN | Residential | HorizAxisClothesWasher-RC | 9
SoCalREN | Residential | HorizAxisClothesWasher-RC | 10
SoCalREN | Residential | HorizAxisClothesWasher-RC | 13
SoCalREN | Residential | HorizAxisClothesWasher-RC | 14
SoCalREN | Residential | HorizAxisClothesWasher-RC | 15
SoCalREN | Residential | HorizAxisClothesWasher-RC | 16
SoCalREN | Residential | HorizAxisClothesWasher-RC | SYSTEM
SoCalREN | Residential | CFL-RC | 6
SoCalREN | Residential | CFL-RC | 8
SoCalREN | Residential | CFL-RC | 9
SoCalREN | Residential | CFL-RC | 10
SoCalREN | Residential | CFL-RC | 13
SoCalREN | Residential | CFL-RC | 14
SoCalREN | Residential | CFL-RC | 15
SoCalREN | Residential | CFL-RC | 16
SoCalREN | Residential | CFL-RC | SYSTEM
SoCalREN | Residential | Residential Pool Pumps | 6
SoCalREN | Residential | Residential Pool Pumps | 8
SoCalREN | Residential | Residential Pool Pumps | 9
SoCalREN | Residential | Residential Pool Pumps | 10
SoCalREN | Residential | Residential Pool Pumps | 13
SoCalREN | Residential | Residential Pool Pumps | 14
SoCalREN | Residential | Residential Pool Pumps | 15
SoCalREN | Residential | Residential Pool Pumps | 16
SoCalREN | Residential | Residential Pool Pumps | SYSTEM
SoCalREN | Res | DEER:Res_ClothesDishWasher | 6
SoCalREN | Res | DEER:Res_ClothesDishWasher | 8
SoCalREN | Res | DEER:Res_ClothesDishWasher | 9
SoCalREN | Res | DEER:Res_ClothesDishWasher | 10
SoCalREN | Res | DEER:Res_ClothesDishWasher | 13
SoCalREN | Res | DEER:Res_ClothesDishWasher | 14
SoCalREN | Res | DEER:Res_ClothesDishWasher | 15
SoCalREN | Res | DEER:Res_ClothesDishWasher | 16
SoCalREN | Res | DEER:Res_ClothesDishWasher | SYSTEM
SoCalREN | Res | DEER:Res_BldgShell_Ins | 6
SoCalREN | Res | DEER:Res_BldgShell_Ins | 8
SoCalREN | Res | DEER:Res_BldgShell_Ins | 9
SoCalREN | Res | DEER:Res_BldgShell_Ins | 10
SoCalREN | Res | DEER:Res_BldgShell_Ins | 13
SoCalREN | Res | DEER:Res_BldgShell_Ins | 14
SoCalREN | Res | DEER:Res_BldgShell_Ins | 15
SoCalREN | Res | DEER:Res_BldgShell_Ins | 16
SoCalREN | Res | DEER:Res_BldgShell_Ins | SYSTEM
SoCalREN | Large_Retail_Store | Evap_Cooling-Ret | All
SoCalREN | Small_Retail_Store | Evap_Cooling-Ret | All
SoCalREN | College_University | New_HtPmp-Ret | All
SoCalREN | K_thru_12_School | New_HtPmp-Ret | All
SoCalREN | Hospital | New_HtPmp-Ret | All
SoCalREN | Hotel_Motel | New_HtPmp-Ret | All
SoCalREN | College_University | Evap_Cooling-Ret | All
SoCalREN | Trans_Comm_Util | New_HtPmp-Ret | All
SoCalREN | Large_Retail_Store | Replace_Chiller-Ret | All
SoCalREN | Industrial | New_HtPmp-Ret | All
SoCalREN | Small_Retail_Store | Replace_Chiller-Ret | All
SoCalREN | Hospital | Replace_Chiller-Ret | All
SoCalREN | Medical_Clinic | Replace_Chiller-Ret | All
SoCalREN | Hotel_Motel | Replace_Chiller-Ret | All
SoCalREN | Medical_Clinic | New_HtPmp-Ret | All
SoCalREN | Misc._Commercial | New_HtPmp-Ret | All
SoCalREN | Small_Office | Roof_insul-Ret | All
SoCalREN | Trans_Comm_Util | Replace_Chiller-Ret | All
SoCalREN | Agricultural | Replace_Chiller-Ret | All
SoCalREN | Industrial | Replace_Chiller-Ret | All
SoCalREN | Small_Office | New_AC-Ret | All
SoCalREN | Large_Office | New_AC-Ret | All
SoCalREN | Large_Office | Roof_insul-Ret | All
SoCalREN | Large_Retail_Store | Roof_insul-Ret | All
SoCalREN | Restaurant | New_AC-Ret | All
SoCalREN | Refrigerated_Warehouse | New_AC-Ret | All
SoCalREN | Agricultural | New_HtPmp-Ret | All
SoCalREN | Small_Retail_Store | Roof_insul-Ret | All
SoCalREN | Food_Store | New_AC-Ret | All
SoCalREN | Small_Retail_Store | New_AC-Ret | All
SoCalREN | Large_Retail_Store | New_AC-Ret | All
SoCalREN | Non-Refrig._Warehouse | New_AC-Ret | All
SoCalREN | Food_Store | Roof_insul-Ret | All
SoCalREN | K_thru_12_School | Roof_insul-Ret | All
SoCalREN | Hospital | Roof_insul-Ret | All
SoCalREN | College_University | New_AC-Ret | All
SoCalREN | Non-Refrig._Warehouse | Roof_insul-Ret | All
SoCalREN | College_University | Roof_insul-Ret | All
SoCalREN | Trans_Comm_Util | Roof_insul-Ret | All
SoCalREN | Medical_Clinic | Roof_insul-Ret | All
SoCalREN | Hotel_Motel | Roof_insul-Ret | All
SoCalREN | Medical_Clinic | New_AC-Ret | All
SoCalREN | Misc._Commercial | Roof_insul-Ret | All
SoCalREN | Hospital | New_AC-Ret | All
SoCalREN | Small_Office | Economy_cycle-Ret | All
SoCalREN | Trans_Comm_Util | New_AC-Ret | All
SoCalREN | Misc._Commercial | New_AC-Ret | All
SoCalREN | Small_Office | Wall_insul-Ret | All
SoCalREN | Industrial | New_AC-Ret | All
BayREN | COMMERCIAL | 3 = Commercial HVAC | 3B
BayREN | Residential | 42 = Res. Dir. Assist. Weatherization | 5
BayREN | Res_New_Construction | 34 = Res. Insul. Elect. Heat | 4
BayREN | COMMERCIAL | 3 = Commercial HVAC | 4
BayREN | Res | DEER:Indoor_CFL_Ltg | 1
BayREN | Residential | 24 = Res. Refrigeration | 1
BayREN | Res | DEER:Indoor_CFL_Ltg | 2
BayREN | Residential | 42 = Res. Dir. Assist. Weatherization | 11
BayREN | Res_New_Construction | 34 = Res. Insul. Elect. Heat | 5
BayREN | COMMERCIAL | 3 = Commercial HVAC | 5
BayREN | Residential | 24 = Res. Refrigeration | 2
BayREN | Res | DEER:Indoor_CFL_Ltg | 3A
BayREN | COMMERCIAL | 3 = Commercial HVAC | 11
BayREN | Residential | 42 = Res. Dir. Assist. Weatherization | 12
BayREN | Residential | 24 = Res. Refrigeration | 3A
BayREN | Res_New_Construction | 34 = Res. Insul. Elect. Heat | 11
BayREN | COMMERCIAL | 3 = Commercial HVAC | 12
BayREN | Res | DEER:Indoor_CFL_Ltg | 3B
BayREN | Residential | 42 = Res. Dir. Assist. Weatherization | 13
BayREN | Residential | 24 = Res. Refrigeration | 3B
BayREN | COMMERCIAL | 3 = Commercial HVAC | 13
BayREN | Res_New_Construction | 34 = Res. Insul. Elect. Heat | 12
BayREN | Res | DEER:Indoor_CFL_Ltg | 4
BayREN | Residential | 24 = Res. Refrigeration | 4
BayREN | Residential | 42 = Res. Dir. Assist. Weatherization | 16
BayREN | COMMERCIAL | 3 = Commercial HVAC | 16
BayREN | Res | DEER:Indoor_CFL_Ltg | 5
BayREN | Res_New_Construction | 34 = Res. Insul. Elect. Heat | 13
BayREN | Res | DEER:Indoor_CFL_Ltg | 11
BayREN | Residential | 24 = Res. Refrigeration | 5
BayREN | COMMERCIAL | 3 = Commercial HVAC | SYSTEM
BayREN | Residential | 42 = Res. Dir. Assist. Weatherization | SYSTEM
BayREN | Res_New_Construction | 34 = Res. Insul. Elect. Heat | 16
BayREN | Res | DEER:Indoor_CFL_Ltg | 12
BayREN | Residential | 24 = Res. Refrigeration | 11
BayREN | COMMERCIAL | 4 = Commercial Refrigeration | 1
BayREN | Residential | 43 = Res. Dir. Assist. Refrigeration | 1
BayREN | Res | DEER:Indoor_CFL_Ltg | 13
BayREN | Residential | 24 = Res. Refrigeration | 12
BayREN | Res_New_Construction | 34 = Res. Insul. Elect. Heat | SYSTEM
BayREN | COMMERCIAL | 4 = Commercial Refrigeration | 2
BayREN | Res | DEER:Indoor_CFL_Ltg | 16
BayREN | Residential | 43 = Res. Dir. Assist. Refrigeration | 2
BayREN | Residential | 24 = Res. Refrigeration | 13
BayREN | COMMERCIAL | 4 = Commercial Refrigeration | 3A
BayREN | Res | DEER:Indoor_CFL_Ltg | SYSTEM
BayREN | Res_New_Construction | 35 = Res. Ceil. Insul. HP Cooling | 1
BayREN | Residential | 24 = Res. Refrigeration | 16
BayREN | Res | DEER:RefgFrzr_HighEff | 1
BayREN | Residential | 43 = Res. Dir. Assist. Refrigeration | 3A
BayREN | Res_New_Construction | 35 = Res. Ceil. Insul. HP Cooling | 2
BayREN | Res | DEER:RefgFrzr_HighEff | 2
BayREN | COMMERCIAL | 4 = Commercial Refrigeration | 3B
BayREN | Residential | 24 = Res. Refrigeration | SYSTEM
BayREN | Residential | 43 = Res. Dir. Assist. Refrigeration | 3B
BayREN | Res | DEER:RefgFrzr_HighEff | 3A
BayREN | Res_New_Construction | 35 = Res. Ceil. Insul. HP Cooling | 3A
BayREN | Residential | 25 = Res. Lighting | 1
BayREN | Res | DEER:RefgFrzr_HighEff | 3B
BayREN | Residential | 43 = Res. Dir. Assist. Refrigeration | 4
BayREN | COMMERCIAL | 4 = Commercial Refrigeration | 4
BayREN | Res_New_Construction | 35 = Res. Ceil. Insul. HP Cooling | 3B
BayREN | Residential | 25 = Res. Lighting | 2
BayREN | Res | DEER:RefgFrzr_HighEff | 4
BayREN | Residential | 43 = Res. Dir. Assist. Refrigeration | 5
BayREN | COMMERCIAL | 4 = Commercial Refrigeration | 5
BayREN | Res_New_Construction | 35 = Res. Ceil. Insul. HP Cooling | 4
BayREN | Res | DEER:RefgFrzr_HighEff | 5
BayREN | Residential | 25 = Res. Lighting | 3A
BayREN | Residential | 43 = Res. Dir. Assist. Refrigeration | 11
BayREN | Res | DEER:RefgFrzr_HighEff | 11
BayREN | COMMERCIAL | 4 = Commercial Refrigeration | 11
BayREN | Residential | 25 = Res. Lighting | 3B
BayREN | Res_New_Construction | 35 = Res. Ceil. Insul. HP Cooling | 5
BayREN | Residential | 43 = Res. Dir. Assist. Refrigeration | 12
BayREN | Res | DEER:RefgFrzr_HighEff | 12
BayREN | Residential | 25 = Res. Lighting | 4
BayREN | COMMERCIAL | 4 = Commercial Refrigeration | 12
BayREN | Residential | 43 = Res. Dir. Assist. Refrigeration | 13
BayREN | Res | DEER:RefgFrzr_HighEff | 13
BayREN | Residential | 25 = Res. Lighting | 5
BayREN | Res_New_Construction | 35 = Res. Ceil. Insul. HP Cooling | 11
BayREN | COMMERCIAL | 4 = Commercial Refrigeration | 13
BayREN | Res | DEER:RefgFrzr_HighEff | 16
BayREN | Residential | 43 = Res. Dir. Assist. Refrigeration | 16
BayREN | Res_New_Construction | 35 = Res. Ceil. Insul. HP Cooling | 12
BayREN | Res | DEER:RefgFrzr_HighEff | SYSTEM
BayREN | Residential | 43 = Res. Dir. Assist. Refrigeration | SYSTEM
BayREN | Residential | 25 = Res. Lighting | 11
BayREN | Res_New_Construction | 35 = Res. Ceil. Insul. HP Cooling | 13
BayREN | COMMERCIAL | 4 = Commercial Refrigeration | 16
BayREN | Res | DEER:RefgFrzr_Recyc-Conditioned | 1
BayREN | Residential | 44 = Res. Dir. Assist. Lighting | 1
BayREN | Residential | 25 = Res. Lighting | 12
BayREN | Residential | 44 = Res. Dir. Assist. Lighting | 2
BayREN | COMMERCIAL | 4 = Commercial Refrigeration | SYSTEM
BayREN | Res | DEER:RefgFrzr_Recyc-Conditioned | 2
BayREN | Res_New_Construction | 35 = Res. Ceil. Insul. HP Cooling | 16
BayREN | Residential | 25 = Res. Lighting | 13
BayREN | Res | DEER:RefgFrzr_Recyc-Conditioned | 3A
BayREN | COMMERCIAL | 5 = Commercial Food Service | 1
BayREN | Residential | 25 = Res. Lighting | 16
BayREN | Residential | 44 = Res. Dir. Assist. Lighting | 3A
BayREN | Res | DEER:RefgFrzr_Recyc-Conditioned | 3B
BayREN | Res_New_Construction | 35 = Res. Ceil. Insul. HP Cooling | SYSTEM
BayREN | Residential | 25 = Res. Lighting | SYSTEM
BayREN | COMMERCIAL | 5 = Commercial Food Service | 2
BayREN | Residential | 44 = Res. Dir. Assist. Lighting | 3B
BayREN | Res | DEER:RefgFrzr_Recyc-Conditioned | 4
BayREN | Residential | 26 = Res. Central Air Conditioning | 1
BayREN | COMMERCIAL | 5 = Commercial Food Service | 3A
BayREN | Residential | 44 = Res. Dir. Assist. Lighting | 4
BayREN | Res | DEER:RefgFrzr_Recyc-Conditioned | 5
BayREN | Residential | 26 = Res. Central Air Conditioning | 2
BayREN | Res_New_Construction | 36 = Res. Ceil. Insul. HP Heating | 1
BayREN | Residential | 44 = Res. Dir. Assist. Lighting | 5
BayREN | COMMERCIAL | 5 = Commercial Food Service | 3B
BayREN | Residential | 26 = Res. Central Air Conditioning | 3A
BayREN | Res | DEER:RefgFrzr_Recyc-Conditioned | 11
BayREN | Res_New_Construction | 36 = Res. Ceil. Insul. HP Heating | 2
BayREN | Residential | 44 = Res. Dir. Assist. Lighting | 11
BayREN | Res | DEER:RefgFrzr_Recyc-Conditioned | 12
BayREN | Res_New_Construction | 36 = Res. Ceil. Insul. HP Heating | 3A
BayREN | COMMERCIAL | 5 = Commercial Food Service | 4
BayREN | Residential | 26 = Res. Central Air Conditioning | 3B
BayREN | Residential | 44 = Res. Dir. Assist. Lighting | 12
BayREN | Res | DEER:RefgFrzr_Recyc-Conditioned | 13
BayREN | COMMERCIAL | 5 = Commercial Food Service | 5
BayREN | Residential | 44 = Res. Dir. Assist. Lighting | 13
BayREN | Residential | 26 = Res. Central Air Conditioning | 4
BayREN | Res | DEER:RefgFrzr_Recyc-Conditioned | 16
BayREN | Res_New_Construction | 36 = Res. Ceil. Insul. HP Heating | 3B
BayREN | COMMERCIAL | 5 = Commercial Food Service | 11
BayREN | Residential | 26 = Res. Central Air Conditioning | 5
BayREN | COMMERCIAL | 5 = Commercial Food Service | 12
BayREN | Res | DEER:RefgFrzr_Recyc-Conditioned | SYSTEM
BayREN | Res_New_Construction | 36 = Res. Ceil. Insul. HP Heating | 4
BayREN | Residential | 44 = Res. Dir. Assist. Lighting | 16
BayREN | Res | DEER:RefgFrzr_Recyc-UnConditioned | 1
BayREN | Res_New_Construction | 36 = Res. Ceil. Insul. HP Heating | 5
BayREN | Residential | 44 = Res. Dir. Assist. Lighting | SYSTEM
BayREN | COMMERCIAL | 5 = Commercial Food Service | 13
BayREN | Res | DEER:RefgFrzr_Recyc-UnConditioned | 2
BayREN | Residential | 26 = Res. Central Air Conditioning | 11
BayREN | Res_New_Construction | 36 = Res. Ceil. Insul. HP Heating | 11
BayREN | COMMERCIAL | 5 = Commercial Food Service | 16
BayREN | Residential | 45 = Res. Dir. Assist. Evap. Cooler | 1
BayREN | Res | DEER:RefgFrzr_Recyc-UnConditioned | 3A
BayREN | Residential | 26 = Res. Central Air Conditioning | 12
BayREN | Res_New_Construction | 36 = Res. Ceil. Insul. HP Heating | 12
BayREN | Residential | 45 = Res. Dir. Assist. Evap. Cooler | 2
BayREN | Res | DEER:RefgFrzr_Recyc-UnConditioned | 3B
BayREN | Residential | 26 = Res. Central Air Conditioning | 13
BayREN | Res_New_Construction | 36 = Res. Ceil. Insul. HP Heating | 13
BayREN | COMMERCIAL | 5 = Commercial Food Service | SYSTEM
BayREN | Res | DEER:RefgFrzr_Recyc-UnConditioned | 4
BayREN | Residential | 45 = Res. Dir. Assist. Evap. Cooler | 3A
BayREN | Residential | 26 = Res. Central Air Conditioning | 16
BayREN | Res_New_Construction | 36 = Res. Ceil. Insul. HP Heating | 16
BayREN | COMMERCIAL | 6 = Commercial Motors | 1
BayREN | Res | DEER:RefgFrzr_Recyc-UnConditioned | 5
BayREN | Residential | 45 = Res. Dir. Assist. Evap. Cooler | 3B
BayREN | Residential | 26 = Res. Central Air Conditioning | SYSTEM
BayREN | COMMERCIAL | 6 = Commercial Motors | 2
BayREN | Res_New_Construction | 36 = Res. Ceil. Insul. HP Heating | SYSTEM
BayREN | Res | DEER:RefgFrzr_Recyc-UnConditioned | 11
BayREN | Residential | 45 = Res. Dir. Assist. Evap. Cooler | 4
BayREN | Residential | 28 = Res. New Const. Lighting | 1
BayREN | COMMERCIAL | 6 = Commercial Motors | 3A
BayREN | Res | DEER:RefgFrzr_Recyc-UnConditioned | 12
BayREN | Res_New_Construction | 37 = Res. Wall Insul. HP Cooling | 1
BayREN | Residential | 45 = Res. Dir. Assist. Evap. Cooler | 5
BayREN | Residential | 28 = Res. New Const. Lighting | 2
BayREN | COMMERCIAL | 6 = Commercial Motors | 3B
BayREN | Res | DEER:RefgFrzr_Recyc-UnConditioned | 13
BayREN | Residential | 28 = Res. New Const. Lighting | 3A
BayREN | Res_New_Construction | 37 = Res. Wall Insul. HP Cooling | 2
BayREN | COMMERCIAL | 6 = Commercial Motors | 4
BayREN | Residential | 45 = Res. Dir. Assist. Evap. Cooler | 11
BayREN | Res | DEER:RefgFrzr_Recyc-UnConditioned | 16
BayREN | Residential | 28 = Res. New Const. Lighting | 3B
BayREN | Res_New_Construction | 37 = Res. Wall Insul. HP Cooling | 3A
BayREN | Res | DEER:RefgFrzr_Recyc-UnConditioned | SYSTEM
BayREN | COMMERCIAL | 6 = Commercial Motors | 5
BayREN | Residential | 45 = Res. Dir. Assist. Evap. Cooler | 12
BayREN | Residential | 28 = Res. New Const. Lighting | 4
BayREN | COMMERCIAL | 6 = Commercial Motors | 11
BayREN | Res | DEER:HVAC_Eff_AC | 1
BayREN | Res_New_Construction | 37 = Res. Wall Insul. HP Cooling | 3B
BayREN | Residential | 28 = Res. New Const. Lighting | 5
BayREN | Residential | 45 = Res. Dir. Assist. Evap. Cooler | 13
BayREN | COMMERCIAL | 6 = Commercial Motors | 12
BayREN | Res | DEER:HVAC_Eff_AC | 2
BayREN | Residential | 28 = Res. New Const. Lighting | 11
BayREN | Res_New_Construction | 37 = Res. Wall Insul. HP Cooling | 4
BayREN | Res | DEER:HVAC_Eff_AC | 3A
BayREN | COMMERCIAL | 6 = Commercial Motors | 13
BayREN | Residential | 45 = Res. Dir. Assist. Evap. Cooler | 16
BayREN | Residential | 28 = Res. New Const. Lighting | 12
BayREN | Res | DEER:HVAC_Eff_AC | 3B
BayREN | Residential | 28 = Res. New Const. Lighting | 13
BayREN | Residential | 28 = Res. New Const. Lighting | 16
BayREN | Res | DEER:HVAC_Eff_AC | 4
BayREN | Res_New_Construction | 37 = Res. Wall Insul. HP Cooling | 5
BayREN | Residential | 45 = Res. Dir. Assist. Evap. Cooler | SYSTEM
BayREN | Res | DEER:HVAC_Eff_AC | 5
BayREN | COMMERCIAL | 6 = Commercial Motors | 16
BayREN | Residential | 28 = Res. New Const. Lighting | SYSTEM
BayREN | COMMERCIAL | 6 = Commercial Motors | SYSTEM
BayREN | Res | DEER:HVAC_Eff_AC | 11
BayREN | Res_New_Construction | 21 = Res. Wtr. Heating | 1
BayREN | Res_New_Construction | 37 = Res. Wall Insul. HP Cooling | 11
BayREN | Residential | 29 = Res. New Const. Cooling | 1
BayREN | COMMERCIAL | 7 = Commercial Process | 1
BayREN | Res | DEER:HVAC_Eff_AC | 12
BayREN | Res_New_Construction | 21 = Res. Wtr. Heating | 2
BayREN | Residential | 29 = Res. New Const. Cooling | 2
BayREN | Res | DEER:HVAC_Eff_AC | 13
BayREN | COMMERCIAL | 7 = Commercial Process | 2
BayREN | Res_New_Construction | 37 = Res. Wall Insul. HP Cooling | 12
BayREN | Res_New_Construction | 21 = Res. Wtr. Heating | 3A
BayREN | Res | DEER:HVAC_Eff_AC | 16
BayREN | COMMERCIAL | 7 = Commercial Process | 3A
BayREN | Residential | 29 = Res. New Const. Cooling | 3A
BayREN | Res_New_Construction | 21 = Res. Wtr. Heating | 3B
BayREN | Res_New_Construction | 37 = Res. Wall Insul. HP Cooling | 13
BayREN | Res | DEER:HVAC_Eff_AC | SYSTEM
BayREN | COMMERCIAL | 7 = Commercial Process | 3B
BayREN | Residential | 29 = Res. New Const. Cooling | 3B
BayREN | Res | DEER:HVAC_Eff_HP | 1
BayREN | COMMERCIAL | 7 = Commercial Process | 4
BayREN | Res_New_Construction | 21 = Res. Wtr. Heating | 4
BayREN | Res_New_Construction | 37 = Res. Wall Insul. HP Cooling | 16
BayREN | Res | DEER:HVAC_Eff_HP | 2
BayREN | Residential | 29 = Res. New Const. Cooling | 4
BayREN | COMMERCIAL | 7 = Commercial Process | 5
BayREN | Res_New_Construction | 21 = Res. Wtr. Heating | 5
BayREN | Res | DEER:HVAC_Eff_HP | 3A
BayREN | Res_New_Construction | 37 = Res. Wall Insul. HP Cooling | SYSTEM
BayREN | Residential | 29 = Res. New Const. Cooling | 5
BayREN | COMMERCIAL | 7 = Commercial Process | 11
BayREN | Residential | 29 = Res. New Const. Cooling | 11
BayREN | Res_New_Construction | 21 = Res. Wtr. Heating | 11
BayREN | Res | DEER:HVAC_Eff_HP | 3B
BayREN | Res_New_Construction | 38 = Res. Wall Insul. HP Heating | 1
BayREN | COMMERCIAL | 7 = Commercial Process | 12
BayREN | Res | DEER:HVAC_Eff_HP | 4
BayREN | Residential | 29 = Res. New Const. Cooling | 12
BayREN | Res_New_Construction | 21 = Res. Wtr. Heating | 12
BayREN | Res_New_Construction | 38 = Res. Wall Insul. HP Heating | 2
BayREN | Res | DEER:HVAC_Eff_HP | 5
BayREN | COMMERCIAL | 7 = Commercial Process | 13
BayREN | Residential | 29 = Res. New Const. Cooling | 13
BayREN | Res_New_Construction | 21 = Res. Wtr. Heating | 13
BayREN | Res | DEER:HVAC_Eff_HP | 11
BayREN | Res_New_Construction | 38 = Res. Wall Insul. HP Heating | 3A
BayREN | COMMERCIAL | 7 = Commercial Process | 16
BayREN | Res | DEER:HVAC_Eff_HP | 12
BayREN | Residential | 29 = Res. New Const. Cooling | 16
BayREN | Res_New_Construction | 21 = Res. Wtr. Heating | 16
BayREN | Res | DEER:HVAC_Eff_HP | 13
BayREN | COMMERCIAL | 7 = Commercial Process | SYSTEM
BayREN | Residential | 29 = Res. New Const. Cooling | SYSTEM
BayREN | Res_New_Construction | 21 = Res. Wtr. Heating | SYSTEM
BayREN | Res_New_Construction | 38 = Res. Wall Insul. HP Heating | 3B
BayREN | Res | DEER:HVAC_Eff_HP | 16
BayREN | Residential | 31 = Res. Cooking | 1
BayREN | Res_New_Construction | 22 = Res. Ht. Pump Cooling | 1
BayREN | Res_New_Construction | 38 = Res. Wall Insul. HP Heating | 4
BayREN | Res | DEER:HVAC_Eff_HP | SYSTEM
BayREN | Residential | 31 = Res. Cooking | 2
BayREN | INDUSTRIAL | 8 = Industrial Indoor Lighting | 1
BayREN | Res | DEER:HVAC_Duct_Sealing | 1
BayREN | Res_New_Construction | 22 = Res. Ht. Pump Cooling | 2
BayREN | Residential | 31 = Res. Cooking | 3A
BayREN | Res_New_Construction | 38 = Res. Wall Insul. HP Heating | 5
BayREN | Res | DEER:HVAC_Duct_Sealing | 2
BayREN | Residential | 31 = Res. Cooking | 3B
BayREN | Res_New_Construction | 22 = Res. Ht. Pump Cooling | 3A
BayREN | Res_New_Construction | 38 = Res. Wall Insul. HP Heating | 11
BayREN | INDUSTRIAL | 8 = Industrial Indoor Lighting | 2
BayREN | Residential | 31 = Res. Cooking | 4
BayREN | Res | DEER:HVAC_Duct_Sealing | 3A
BayREN | Res_New_Construction | 22 = Res. Ht. Pump Cooling | 3B
BayREN | Residential | 31 = Res. Cooking | 5
BayREN | Res_New_Construction | 38 = Res. Wall Insul. HP Heating | 12
BayREN | Res | DEER:HVAC_Duct_Sealing | 3B
BayREN | Res_New_Construction | 22 = Res. Ht. Pump Cooling | 4
BayREN | INDUSTRIAL | 8 = Industrial Indoor Lighting | 3A
BayREN | Res | DEER:HVAC_Duct_Sealing | 4
BayREN | Residential | 31 = Res. Cooking | 11
BayREN | Res_New_Construction | 38 = Res. Wall Insul. HP Heating | 13
BayREN | Res_New_Construction | 22 = Res. Ht. Pump Cooling | 5
BayREN | Res | DEER:HVAC_Duct_Sealing | 5
BayREN | Residential | 31 = Res. Cooking | 12
BayREN | Res | DEER:HVAC_Duct_Sealing | 11
BayREN | INDUSTRIAL | 8 = Industrial Indoor Lighting | 3B
BayREN | Residential | 31 = Res. Cooking | 13
BayREN | Res_New_Construction | 38 = Res. Wall Insul. HP Heating | 16
BayREN | Res | DEER:HVAC_Duct_Sealing | 12
BayREN | INDUSTRIAL | 8 = Industrial Indoor Lighting | 4
BayREN | Residential | 31 = Res. Cooking | 16
BayREN | Res_New_Construction | 22 = Res. Ht. Pump Cooling | 11
BayREN | Res_New_Construction | 38 = Res. Wall Insul. HP Heating | SYSTEM
BayREN | Residential | 31 = Res. Cooking | SYSTEM
BayREN | Res | DEER:HVAC_Duct_Sealing | 13
BayREN | INDUSTRIAL | 8 = Industrial Indoor Lighting | 5
BayREN | Res_New_Construction | 22 = Res. Ht. Pump Cooling | 12
BayREN | Res | DEER:HVAC_Duct_Sealing | 16
BayREN | Residential | 32 = Res. Clothes Dry | 1
BayREN | Res_New_Construction | 39 = Res. Flr. Insul. HP Cooling | 1
BayREN | Res_New_Construction | 22 = Res. Ht. Pump Cooling | 13
BayREN | Res | DEER:HVAC_Duct_Sealing | SYSTEM
BayREN | INDUSTRIAL | 8 = Industrial Indoor Lighting | 11
BayREN | Res_New_Construction | 39 = Res. Flr. Insul. HP Cooling | 2
BayREN | Res_New_Construction | 22 = Res. Ht. Pump Cooling | 16
BayREN | Residential | 32 = Res. Clothes Dry | 2
BayREN | Res | DEER:HVAC_Refrig_Charge | 1
BayREN | Residential | 32 = Res. Clothes Dry | 3A
BayREN | Res | DEER:HVAC_Refrig_Charge | 2
BayREN | Res_New_Construction | 22 = Res. Ht. Pump Cooling | SYSTEM
BayREN | Res_New_Construction | 39 = Res. Flr. Insul. HP Cooling | 3A
BayREN | Res | DEER:HVAC_Refrig_Charge | 3A
BayREN | Residential | 32 = Res. Clothes Dry | 3B
BayREN | INDUSTRIAL | 8 = Industrial Indoor Lighting | 12
BayREN | Res_New_Construction | 23 = Res. Ele. & Ht. Pump Heating | 1
BayREN | Residential | 32 = Res. Clothes Dry | 4
BayREN | Res | DEER:HVAC_Refrig_Charge | 3B
BayREN | Res_New_Construction | 39 = Res. Flr. Insul. HP Cooling | 3B
BayREN | Res_New_Construction | 23 = Res. Ele. & Ht. Pump Heating | 2
BayREN | INDUSTRIAL | 8 = Industrial Indoor Lighting | 13
BayREN | Res | DEER:HVAC_Refrig_Charge | 4
BayREN | Residential | 32 = Res. Clothes Dry | 5
BayREN | Res_New_Construction | 39 = Res. Flr. Insul. HP Cooling | 4
BayREN | INDUSTRIAL | 8 = Industrial Indoor Lighting | 16
BayREN | Res_New_Construction | 23 = Res. Ele. & Ht. Pump Heating | 3A
BayREN | Res | DEER:HVAC_Refrig_Charge | 5
BayREN | Res_New_Construction | 39 = Res. Flr. Insul. HP Cooling | 5
BayREN | Res_New_Construction | 23 = Res. Ele. & Ht. Pump Heating | 3B
BayREN | Res | DEER:HVAC_Refrig_Charge | 11
BayREN | INDUSTRIAL | 8 = Industrial Indoor Lighting | SYSTEM
BayREN | Res | DEER:HVAC_Refrig_Charge | 12
BayREN | Residential | 32 = Res. Clothes Dry | 11
BayREN | Res_New_Construction | 23 = Res. Ele. & Ht. Pump Heating | 4
BayREN | Res | DEER:HVAC_Refrig_Charge | 13
BayREN | Residential | 32 = Res. Clothes Dry | 12
BayREN | Res_New_Construction | 39 = Res. Flr. Insul. HP Cooling | 11
BayREN | INDUSTRIAL | 9 = Industrial Outdoor Lighting | 1
BayREN | Residential | 32 = Res. Clothes Dry | 13
BayREN | Res_New_Construction | 23 = Res. Ele. & Ht. Pump Heating | 5
BayREN | INDUSTRIAL | 9 = Industrial Outdoor Lighting | 2
BayREN | Residential | 32 = Res. Clothes Dry | 16
BayREN | Res_New_Construction | 23 = Res. Ele. & Ht. Pump Heating | 11
BayREN | INDUSTRIAL | 9 = Industrial Outdoor Lighting | 3A
BayREN | Residential | 32 = Res. Clothes Dry | SYSTEM
BayREN | Res_New_Construction | 39 = Res. Flr. Insul. HP Cooling | 12
BayREN | Res_New_Construction | 23 = Res. Ele. & Ht. Pump Heating | 12
BayREN | Res | DEER:HVAC_Refrig_Charge | 16
BayREN | Residential | 33 = Res. Insul. Cen. A/C | 1
BayREN | INDUSTRIAL | 9 = Industrial Outdoor Lighting | 3B
BayREN | Res | DEER:HVAC_Refrig_Charge | SYSTEM
BayREN | INDUSTRIAL | 9 = Industrial Outdoor Lighting | 4
BayREN | Residential | 33 = Res. Insul. Cen. A/C | 2
BayREN | Res_New_Construction | 23 = Res. Ele. & Ht. Pump Heating | 13
BayREN | Res_New_Construction | 39 = Res. Flr. Insul. HP Cooling | 13
BayREN | Res | DEER:Refg_Chrg_Duct_Seal | 1
BayREN | Residential | 33 = Res. Insul. Cen. A/C | 3A
BayREN | INDUSTRIAL | 9 = Industrial Outdoor Lighting | 5
BayREN | Res_New_Construction | 39 = Res. Flr. Insul. HP Cooling | 16
BayREN | Res | DEER:Refg_Chrg_Duct_Seal | 2
BayREN | Residential | 33 = Res. Insul. Cen. A/C | 3B
BayREN | Res_New_Construction | 23 = Res. Ele. & Ht. Pump Heating | 16
BayREN | Res | DEER:Refg_Chrg_Duct_Seal | 3A
BayREN | INDUSTRIAL | 9 = Industrial Outdoor Lighting | 11
BayREN | Res_New_Construction | 39 = Res. Flr. Insul. HP Cooling | SYSTEM
BayREN | Res | DEER:Refg_Chrg_Duct_Seal | 3B
BayREN | Residential | 33 = Res. Insul. Cen. A/C | 4
BayREN | INDUSTRIAL | 9 = Industrial Outdoor Lighting | 12
BayREN | Res_New_Construction | 23 = Res. Ele. & Ht. Pump Heating | SYSTEM
BayREN | Res_New_Construction | 40 = Res. Flr. Insul. HP Heating | 1
BayREN | Residential | 33 = Res. Insul. Cen. A/C | 5
BayREN | Res | DEER:Refg_Chrg_Duct_Seal | 4
BayREN | INDUSTRIAL | 9 = Industrial Outdoor Lighting | 13
BayREN | Res_New_Construction | 24 = Res. Refrigeration | 1
BayREN | Residential | 33 = Res. Insul. Cen. A/C | 11
BayREN | Res_New_Construction | 40 = Res. Flr. Insul. HP Heating | 2
BayREN | Res | DEER:Refg_Chrg_Duct_Seal | 5
BayREN | INDUSTRIAL | 9 = Industrial Outdoor Lighting | 16
BayREN | Res_New_Construction | 24 = Res. Refrigeration | 2
BayREN | Residential | 33 = Res. Insul. Cen. A/C | 12
BayREN | Res_New_Construction | 40 = Res. Flr. Insul. HP Heating | 3A
BayREN | INDUSTRIAL | 9 = Industrial Outdoor Lighting | SYSTEM
BayREN | Res | DEER:Refg_Chrg_Duct_Seal | 11
BayREN | Res_New_Construction | 24 = Res. Refrigeration | 3A
BayREN | Residential | 33 = Res. Insul. Cen. A/C | 13
BayREN | INDUSTRIAL | 10 = Industrial HVAC | 1
BayREN | Res_New_Construction | 40 = Res. Flr. Insul. HP Heating | 3B
BayREN | Res | DEER:Refg_Chrg_Duct_Seal | 12
BayREN | Residential | 33 = Res. Insul. Cen. A/C | 16
BayREN | Res_New_Construction | 24 = Res. Refrigeration | 3B
BayREN | INDUSTRIAL | 10 = Industrial HVAC | 2
BayREN | Res_New_Construction | 40 = Res. Flr. Insul. HP Heating | 4
BayREN | Res | DEER:Refg_Chrg_Duct_Seal | 13
BayREN | Residential | 33 = Res. Insul. Cen. A/C | SYSTEM
BayREN | INDUSTRIAL | 10 = Industrial HVAC | 3A
BayREN | Res_New_Construction | 24 = Res. Refrigeration | 4
BayREN | Res | DEER:Refg_Chrg_Duct_Seal | 16
BayREN | Residential | 34 = Res. Insul. Elect. Heat | 1
BayREN | Res_New_Construction | 40 = Res. Flr. Insul. HP Heating | 5
BayREN | Res_New_Construction | 24 = Res. Refrigeration | 5
BayREN | INDUSTRIAL | 10 = Industrial HVAC | 3B
BayREN | Res | DEER:Refg_Chrg_Duct_Seal | SYSTEM
BayREN | Residential | 34 = Res. Insul. Elect. Heat | 2
BayREN | Res_New_Construction | 24 = Res. Refrigeration | 11
BayREN | Res_New_Construction | 40 = Res. Flr. Insul. HP Heating | 11
BayREN | INDUSTRIAL | 10 = Industrial HVAC | 4
BayREN | Res | DEER:RefgFrzr_Recycling | 1
BayREN | Res_New_Construction | 24 = Res. Refrigeration | 12
BayREN | Residential | 34 = Res. Insul. Elect. Heat | 3A
BayREN | INDUSTRIAL | 10 = Industrial HVAC | 5
BayREN | Res_New_Construction | 40 = Res. Flr. Insul. HP Heating | 12
BayREN | Res | DEER:RefgFrzr_Recycling | 2
BayREN | Res_New_Construction | 24 = Res. Refrigeration | 13
BayREN | Residential | 34 = Res. Insul. Elect. Heat | 3B
BayREN | Res | DEER:RefgFrzr_Recycling | 3A
BayREN | Residential | 34 = Res. Insul. Elect. Heat | 4
BayREN | Res_New_Construction | 40 = Res. Flr. Insul. HP Heating | 13
BayREN | Res_New_Construction | 24 = Res. Refrigeration | 16
BayREN | Res | DEER:RefgFrzr_Recycling | 3B
BayREN | Res_New_Construction | 24 = Res. Refrigeration | SYSTEM
BayREN | Res_New_Construction | 40 = Res. Flr. Insul. HP Heating | 16
BayREN | Residential | 34 = Res. Insul. Elect. Heat | 5
BayREN | Res | DEER:RefgFrzr_Recycling | 4
BayREN | Res_New_Construction | 25 = Res. Lighting | 1
BayREN | INDUSTRIAL | 10 = Industrial HVAC | 11
BayREN | Res | DEER:RefgFrzr_Recycling | 5
BayREN | Residential | 34 = Res. Insul. Elect. Heat | 11
BayREN | Res_New_Construction | 40 = Res. Flr. Insul. HP Heating | SYSTEM
BayREN | Res_New_Construction | 25 = Res. Lighting | 2
BayREN | Res | DEER:RefgFrzr_Recycling | 11
BayREN | Residential | 34 = Res. Insul. Elect. Heat | 12
BayREN | INDUSTRIAL | 10 = Industrial HVAC | 12
BayREN | Res | DEER:RefgFrzr_Recycling | 12
BayREN | Res_New_Construction | 41 = Res. EMS | 1
BayREN | Res_New_Construction | 25 = Res. Lighting | 3A
BayREN | Residential | 34 = Res. Insul. Elect. Heat | 13
BayREN | INDUSTRIAL | 10 = Industrial HVAC | 13
BayREN | Res_New_Construction | 41 = Res. EMS | 2
BayREN | Res | DEER:RefgFrzr_Recycling | 13
BayREN | Residential | 34 = Res. Insul. Elect. Heat | 16
BayREN | INDUSTRIAL | 10 = Industrial HVAC | 16
BayREN | Res_New_Construction | 41 = Res. EMS | 3A
BayREN | Res_New_Construction | 25 = Res. Lighting | 3B
BayREN | Res | DEER:RefgFrzr_Recycling | 16
BayREN | Residential | 34 = Res. Insul. Elect. Heat | SYSTEM
BayREN | INDUSTRIAL | 10 = Industrial HVAC | SYSTEM
BayREN | Res_New_Construction | 41 = Res. EMS | 3B
BayREN | Res | DEER:RefgFrzr_Recycling | SYSTEM
BayREN | Res_New_Construction | 25 = Res. Lighting | 4
BayREN | INDUSTRIAL | 11 = Industrial Process | 1
BayREN | Residential | 35 = Res. Ceil. Insul. HP Cooling | 1
BayREN | Res_New_Construction | 41 = Res. EMS | 4
BayREN | Non_Res | DEER:Indoor_CFL_Ltg | 1
BayREN | INDUSTRIAL | 11 = Industrial Process | 2
BayREN | Residential | 35 = Res. Ceil. Insul. HP Cooling | 2
BayREN | Res_New_Construction | 25 = Res. Lighting | 5
BayREN | Res_New_Construction | 41 = Res. EMS | 5
BayREN | Non_Res | DEER:Indoor_CFL_Ltg | 2
BayREN | INDUSTRIAL | 11 = Industrial Process | 3A
BayREN | Residential | 35 = Res. Ceil. Insul. HP Cooling | 3A
BayREN | Res_New_Construction | 25 = Res. Lighting | 11
BayREN | Res_New_Construction | 41 = Res. EMS | 11
BayREN | INDUSTRIAL | 11 = Industrial Process | 3B
BayREN | Non_Res | DEER:Indoor_CFL_Ltg | 3A
BayREN | INDUSTRIAL | 11 = Industrial Process | 4
BayREN | Res_New_Construction | 25 = Res. Lighting | 12
BayREN | Res_New_Construction | 41 = Res. EMS | 12
BayREN | Res_New_Construction | 25 = Res. Lighting | 13
BayREN | INDUSTRIAL | 11 = Industrial Process | 5
BayREN | Non_Res | DEER:Indoor_CFL_Ltg | 3B
BayREN | Residential | 35 = Res. Ceil. Insul. HP Cooling | 3B
BayREN | INDUSTRIAL | 11 = Industrial Process | 11
BayREN | Res_New_Construction | 25 = Res. Lighting | 16
BayREN | INDUSTRIAL | 11 = Industrial Process | 12
BayREN | Non_Res | DEER:Indoor_CFL_Ltg | 4
BayREN | Residential | 35 = Res. Ceil. Insul. HP Cooling | 4
BayREN | Res_New_Construction | 25 = Res. Lighting | SYSTEM
BayREN | Non_Res | DEER:Indoor_CFL_Ltg | 5
BayREN | INDUSTRIAL | 11 = Industrial Process | 13
BayREN | Res_New_Construction | 41 = Res. EMS | 13
BayREN | Non_Res | DEER:Indoor_CFL_Ltg | 11
BayREN | INDUSTRIAL | 11 = Industrial Process | 16
BayREN | Residential | 35 = Res. Ceil. Insul. HP Cooling | 5
BayREN | Res_New_Construction | 26 = Res. Central Air Conditioning | 1
BayREN | Res_New_Construction | 41 = Res. EMS | 16
BayREN | Non_Res | DEER:Indoor_CFL_Ltg | 12
BayREN | INDUSTRIAL | 11 = Industrial Process | SYSTEM
BayREN | Residential | 35 = Res. Ceil. Insul. HP Cooling | 11
BayREN | Res_New_Construction | 41 = Res. EMS | SYSTEM
BayREN | Non_Res | DEER:Indoor_CFL_Ltg | 13
BayREN | INDUSTRIAL | 12 = Industrial Motors | 1
BayREN | Res_New_Construction | 26 = Res. Central Air Conditioning | 2
BayREN | Residential | 35 = Res. Ceil. Insul. HP Cooling | 12
BayREN | Res_New_Construction | 42 = Res. Dir. Assist. Weatherization | 1
BayREN | Non_Res | DEER:Indoor_CFL_Ltg | 16
BayREN | INDUSTRIAL | 12 = Industrial Motors | 2
BayREN | Res_New_Construction | 26 = Res. Central Air Conditioning | 3A
BayREN | Residential | 35 = Res. Ceil. Insul. HP Cooling | 13
BayREN | Non_Res | DEER:Indoor_CFL_Ltg | SYSTEM
BayREN | Res_New_Construction | 42 = Res. Dir. Assist. Weatherization | 2
BayREN | INDUSTRIAL | 12 = Industrial Motors | 3A
BayREN | Res_New_Construction | 26 = Res. Central Air Conditioning | 3B
BayREN | Residential | 35 = Res. Ceil. Insul. HP Cooling | 16
BayREN | Non_Res | DEER:Indoor_Non-CFL_Ltg | 1
BayREN | Res_New_Construction | 42 = Res. Dir. Assist. Weatherization | 3A
BayREN | INDUSTRIAL | 12 = Industrial Motors | 3B
BayREN | Residential | 35 = Res. Ceil. Insul. HP Cooling | SYSTEM
BayREN | Non_Res | DEER:Indoor_Non-CFL_Ltg | 2
BayREN | Residential | 36 = Res. Ceil. Insul. HP Heating | 1
BayREN | Res_New_Construction | 26 = Res. Central Air Conditioning | 4
BayREN | Res_New_Construction | 42 = Res. Dir. Assist. Weatherization | 3B
BayREN | Residential | 36 = Res. Ceil. Insul. HP Heating | 2
BayREN | INDUSTRIAL | 12 = Industrial Motors | 4
BayREN | Non_Res | DEER:Indoor_Non-CFL_Ltg | 3A
BayREN | Res_New_Construction | 42 = Res. Dir. Assist. Weatherization | 4
BayREN | INDUSTRIAL | 12 = Industrial Motors | 5
BayREN | Residential | 36 = Res. Ceil. Insul. HP Heating | 3A
BayREN | Non_Res | DEER:Indoor_Non-CFL_Ltg | 3B
BayREN | Non_Res | DEER:Indoor_Non-CFL_Ltg | 4
BayREN | Res_New_Construction | 42 = Res. Dir. Assist. Weatherization | 5
BayREN | INDUSTRIAL | 12 = Industrial Motors | 11
BayREN | Residential | 36 = Res. Ceil. Insul. HP Heating | 3B
BayREN | Res_New_Construction | 26 = Res. Central Air Conditioning | 5
BayREN | Non_Res | DEER:Indoor_Non-CFL_Ltg | 5
BayREN | INDUSTRIAL | 12 = Industrial Motors | 12
BayREN | Res_New_Construction | 42 = Res. Dir. Assist. Weatherization | 11
BayREN | Residential | 36 = Res. Ceil. Insul. HP Heating | 4
BayREN | Res_New_Construction | 26 = Res. Central Air Conditioning | 11
BayREN | Residential | 36 = Res. Ceil. Insul. HP Heating | 5
BayREN | INDUSTRIAL | 12 = Industrial Motors | 13
BayREN | Non_Res | DEER:Indoor_Non-CFL_Ltg | 11
BayREN | Res_New_Construction | 42 = Res. Dir. Assist. Weatherization | 12
BayREN | Non_Res | DEER:Indoor_Non-CFL_Ltg | 12
BayREN | Res_New_Construction | 26 = Res. Central Air Conditioning | 12
BayREN | INDUSTRIAL | 12 = Industrial Motors | 16
BayREN | Residential | 36 = Res. Ceil. Insul. HP Heating | 11
BayREN | Non_Res | DEER:Indoor_Non-CFL_Ltg | 13
BayREN | Residential | 36 = Res. Ceil. Insul. HP Heating | 12
BayREN | INDUSTRIAL | 12 = Industrial Motors | SYSTEM
BayREN | Res_New_Construction | 26 = Res. Central Air Conditioning | 13
BayREN | Non_Res | DEER:Indoor_Non-CFL_Ltg | 16
BayREN | Res_New_Construction | 42 = Res. Dir. Assist. Weatherization | 13
BayREN | INDUSTRIAL | 13 = Industrial Refrigeration | 1
BayREN | Residential | 36 = Res. Ceil. Insul. HP Heating | 13
BayREN | Non_Res | DEER:Indoor_Non-CFL_Ltg | SYSTEM
BayREN | Res_New_Construction | 26 = Res. Central Air Conditioning | 16
BayREN | Res_New_Construction | 42 = Res. Dir. Assist. Weatherization | 16
BayREN | INDUSTRIAL | 13 = Industrial Refrigeration | 2
BayREN | Residential | 36 = Res. Ceil. Insul. HP Heating | 16
BayREN | Non_Res | DEER:HVAC_Chillers | 1
BayREN | Non_Res | DEER:HVAC_Chillers | 2
BayREN | INDUSTRIAL | 13 = Industrial Refrigeration | 3A
BayREN | Residential | 36 = Res. Ceil. Insul. HP Heating | SYSTEM
BayREN | Res_New_Construction | 42 = Res. Dir. Assist. Weatherization | SYSTEM
BayREN | Res_New_Construction | 26 = Res. Central Air Conditioning | SYSTEM
BayREN | Non_Res | DEER:HVAC_Chillers | 3A
BayREN | INDUSTRIAL | 13 = Industrial Refrigeration | 3B
BayREN | Residential | 37 = Res. Wall Insul. HP Cooling | 1
BayREN | Res_New_Construction | 43 = Res. Dir. Assist. Refrigeration | 1
BayREN | Non_Res | DEER:HVAC_Chillers | 3B
BayREN | INDUSTRIAL | 13 = Industrial Refrigeration | 4
BayREN | Residential | 37 = Res. Wall Insul. HP Cooling | 2
BayREN | Res_New_Construction | 28 = Res. New Const. Lighting | 1
BayREN | Non_Res | DEER:HVAC_Chillers | 4
BayREN | Res_New_Construction | 43 = Res. Dir. Assist. Refrigeration | 2
BayREN | INDUSTRIAL | 13 = Industrial Refrigeration | 5
BayREN | Residential | 37 = Res. Wall Insul. HP Cooling | 3A
BayREN | Non_Res | DEER:HVAC_Chillers | 5
BayREN | Res_New_Construction | 28 = Res. New Const. Lighting | 2
BayREN | Residential | 37 = Res. Wall Insul. HP Cooling | 3B
BayREN | Non_Res | DEER:HVAC_Chillers | 11
BayREN | Res_New_Construction | 43 = Res. Dir. Assist. Refrigeration | 3A
BayREN | INDUSTRIAL | 13 = Industrial Refrigeration | 11
BayREN | Non_Res | DEER:HVAC_Chillers | 12
BayREN | Residential | 37 = Res. Wall Insul. HP Cooling | 4
BayREN | INDUSTRIAL | 13 = Industrial Refrigeration | 12
BayREN | Res_New_Construction | 43 = Res. Dir. Assist. Refrigeration | 3B
BayREN | Res_New_Construction | 28 = Res. New Const. Lighting | 3A
BayREN | Non_Res | DEER:HVAC_Chillers | 13
BayREN | Residential | 37 = Res. Wall Insul. HP Cooling | 5
BayREN | INDUSTRIAL | 13 = Industrial Refrigeration | 13
BayREN | Res_New_Construction | 43 = Res. Dir. Assist. Refrigeration | 4
BayREN | Non_Res | DEER:HVAC_Chillers | 16
BayREN | Residential | 37 = Res. Wall Insul. HP Cooling | 11
BayREN | INDUSTRIAL | 13 = Industrial Refrigeration | 16
BayREN | Non_Res | DEER:HVAC_Chillers | SYSTEM
BayREN | Res_New_Construction | 43 = Res. Dir. Assist. Refrigeration | 5
BayREN | Res_New_Construction | 28 = Res. New Const. Lighting | 3B
BayREN | Residential | 37 = Res. Wall Insul. HP Cooling | 12
BayREN | Non_Res | DEER:HVAC_Refrig_Charge | 1
BayREN | INDUSTRIAL | 13 = Industrial Refrigeration | SYSTEM
BayREN | Residential | 37 = Res. Wall Insul. HP Cooling | 13
BayREN | Res_New_Construction | 43 = Res. Dir. Assist. Refrigeration | 11
BayREN | Non_Res | DEER:HVAC_Refrig_Charge | 2
BayREN | Res_New_Construction | 28 = Res. New Const. Lighting | 4
BayREN | AGRICULTURAL | 14 = Agricultural | 1
BayREN | Residential | 37 = Res. Wall Insul. HP Cooling | 16
BayREN | Res_New_Construction | 43 = Res. Dir. Assist. Refrigeration | 12
BayREN | Non_Res | DEER:HVAC_Refrig_Charge | 3A
BayREN | AGRICULTURAL | 14 = Agricultural | 2
BayREN | Res_New_Construction | 28 = Res. New Const. Lighting | 5
BayREN | Residential | 37 = Res. Wall Insul. HP Cooling | SYSTEM
BayREN | Non_Res | DEER:HVAC_Refrig_Charge | 3B
BayREN | AGRICULTURAL | 14 = Agricultural | 3A
BayREN | Non_Res | DEER:HVAC_Refrig_Charge | 4
BayREN | Residential | 38 = Res. Wall Insul. HP Heating | 1
BayREN | AGRICULTURAL | 14 = Agricultural | 3B
BayREN | Res_New_Construction | 28 = Res. New Const. Lighting | 11
BayREN | Res_New_Construction | 43 = Res. Dir. Assist. Refrigeration | 13
BayREN | Non_Res | DEER:HVAC_Refrig_Charge | 5
BayREN | AGRICULTURAL | 14 = Agricultural | 4
BayREN | Residential | 38 = Res. Wall Insul. HP Heating | 2
BayREN | Res_New_Construction | 28 = Res. New Const. Lighting | 12
BayREN | Res_New_Construction | 43 = Res. Dir. Assist. Refrigeration | 16
BayREN | AGRICULTURAL | 14 = Agricultural | 5
BayREN | Non_Res | DEER:HVAC_Refrig_Charge | 11
BayREN | Residential | 38 = Res. Wall Insul. HP Heating | 3A
BayREN | Res_New_Construction | 28 = Res. New Const. Lighting | 13
BayREN | AGRICULTURAL | 14 = Agricultural | 11
BayREN | Res_New_Construction | 43 = Res. Dir. Assist. Refrigeration | SYSTEM
BayREN | Non_Res | DEER:HVAC_Refrig_Charge | 12
BayREN | Residential | 38 = Res. Wall Insul. HP Heating | 3B
BayREN | AGRICULTURAL | 14 = Agricultural | 12
BayREN | Res_New_Construction | 28 = Res. New Const. Lighting | 16
BayREN | Non_Res | DEER:HVAC_Refrig_Charge | 13
BayREN | Residential | 38 = Res. Wall Insul. HP Heating | 4
BayREN | Res_New_Construction | 44 = Res. Dir. Assist. Lighting | 1
BayREN | Res_New_Construction | 28 = Res. New Const. Lighting | SYSTEM
BayREN | Non_Res | DEER:HVAC_Refrig_Charge | 16
BayREN | AGRICULTURAL | 14 = Agricultural | 13
BayREN | Res_New_Construction | 44 = Res. Dir. Assist. Lighting | 2
BayREN | Residential | 38 = Res. Wall Insul. HP Heating | 5
BayREN | Non_Res | DEER:HVAC_Refrig_Charge | SYSTEM
BayREN | Res_New_Construction | 29 = Res. New Const. Cooling | 1
BayREN | AGRICULTURAL | 14 = Agricultural | 16
BayREN | Res_New_Construction | 44 = Res. Dir. Assist. Lighting | 3A
BayREN | Non_Res | DEER:HVAC_Split-Package_AC | 1
BayREN | AGRICULTURAL | 14 = Agricultural | SYSTEM
BayREN | Res_New_Construction | 29 = Res. New Const. Cooling | 2
BayREN | Non_Res | DEER:HVAC_Split-Package_AC | 2
BayREN | Residential | 38 = Res. Wall Insul. HP Heating | 11
BayREN | Res_New_Construction | 44 = Res. Dir. Assist. Lighting | 3B
BayREN | COMMERCIAL | 17 = Commercial EMS | 1
BayREN | Res_New_Construction | 29 = Res. New Const. Cooling | 3A
BayREN | Non_Res | DEER:HVAC_Split-Package_AC | 3A
BayREN | Res_New_Construction | 44 = Res. Dir. Assist. Lighting | 4
BayREN | COMMERCIAL | 17 = Commercial EMS | 2
BayREN | Res_New_Construction | 29 = Res. New Const. Cooling | 3B
BayREN | Non_Res | DEER:HVAC_Split-Package_AC | 3B
BayREN | COMMERCIAL | 17 = Commercial EMS | 3A
BayREN | Residential | 38 = Res. Wall Insul. HP Heating | 12
BayREN | Non_Res | DEER:HVAC_Split-Package_AC | 4
BayREN | Res_New_Construction | 29 = Res. New Const. Cooling | 4
BayREN | Res_New_Construction | 44 = Res. Dir. Assist. Lighting | 5
BayREN | COMMERCIAL | 17 = Commercial EMS | 3B
BayREN | Residential | 38 = Res. Wall Insul. HP Heating | 13
BayREN | Non_Res | DEER:HVAC_Split-Package_AC | 5
BayREN | Res_New_Construction | 29 = Res. New Const. Cooling | 5
BayREN | COMMERCIAL | 17 = Commercial EMS | 4
BayREN | Residential | 38 = Res. Wall Insul. HP Heating | 16
BayREN | Res_New_Construction | 44 = Res. Dir. Assist. Lighting | 11
BayREN | Non_Res | DEER:HVAC_Split-Package_AC | 11
BayREN | COMMERCIAL | 17 = Commercial EMS | 5
BayREN | Res_New_Construction | 29 = Res. New Const. Cooling | 11
BayREN | Res_New_Construction | 44 = Res. Dir. Assist. Lighting | 12
BayREN | COMMERCIAL | 17 = Commercial EMS | 11
BayREN | Residential | 38 = Res. Wall Insul. HP Heating | SYSTEM
BayREN | Non_Res | DEER:HVAC_Split-Package_AC | 12
BayREN | COMMERCIAL | 17 = Commercial EMS | 12
BayREN | Res_New_Construction | 29 = Res. New Const. Cooling | 12
BayREN | Non_Res | DEER:HVAC_Split-Package_AC | 13
BayREN | Res_New_Construction | 44 = Res. Dir. Assist. Lighting | 13
BayREN | COMMERCIAL | 17 = Commercial EMS | 13
BayREN | Res_New_Construction | 29 = Res. New Const. Cooling | 13
BayREN | Non_Res | DEER:HVAC_Split-Package_AC | 16
BayREN | Res_New_Construction | 44 = Res. Dir. Assist. Lighting | 16
BayREN | COMMERCIAL | 17 = Commercial EMS | 16
BayREN | Residential | 39 = Res. Flr. Insul. HP Cooling | 1
BayREN | Res_New_Construction | 29 = Res. New Const. Cooling | 16
BayREN | Non_Res | DEER:HVAC_Split-Package_AC | SYSTEM
BayREN | COMMERCIAL | 17 = Commercial EMS | SYSTEM
BayREN | Res_New_Construction | 44 = Res. Dir. Assist. Lighting | SYSTEM
BayREN | Non_Res | DEER:HVAC_Duct_Sealing | 1
BayREN | INDUSTRIAL | 18 = Industrial EMS | 1
BayREN | Res_New_Construction | 45 = Res. Dir. Assist. Evap. Cooler | 1
BayREN | INDUSTRIAL | 18 = Industrial EMS | 2
BayREN | Residential | 39 = Res. Flr. Insul. HP Cooling | 2
BayREN | Res_New_Construction | 29 = Res. New Const. Cooling | SYSTEM
BayREN | Non_Res | DEER:HVAC_Duct_Sealing | 2
BayREN | Res_New_Construction | 45 = Res. Dir. Assist. Evap. Cooler | 2
BayREN | INDUSTRIAL | 18 = Industrial EMS | 3A
BayREN | Non_Res | DEER:HVAC_Duct_Sealing | 3A
BayREN | Residential | 39 = Res. Flr. Insul. HP Cooling | 3A
BayREN | Res_New_Construction | 31 = Res. Cooking | 1
BayREN | INDUSTRIAL | 18 = Industrial EMS | 3B
BayREN | Res_New_Construction | 45 = Res. Dir. Assist. Evap. Cooler | 3A
BayREN | Res_New_Construction | 31 = Res. Cooking | 2
BayREN | Non_Res | DEER:HVAC_Duct_Sealing | 3B
BayREN | INDUSTRIAL | 18 = Industrial EMS | 4
BayREN | Non_Res | DEER:HVAC_Duct_Sealing | 4
BayREN | Res_New_Construction | 31 = Res. Cooking | 3A
BayREN | Res_New_Construction | 45 = Res. Dir. Assist. Evap. Cooler | 3B
BayREN | INDUSTRIAL | 18 = Industrial EMS | 5
BayREN | Residential | 39 = Res. Flr. Insul. HP Cooling | 3B
BayREN | Res_New_Construction | 31 = Res. Cooking | 3B
BayREN | Non_Res | DEER:HVAC_Duct_Sealing | 5
BayREN | INDUSTRIAL | 18 = Industrial EMS | 11
BayREN | Res_New_Construction | 45 = Res. Dir. Assist. Evap. Cooler | 4
BayREN | Non_Res | DEER:HVAC_Duct_Sealing | 11
BayREN | Res_New_Construction | 31 = Res. Cooking | 4
BayREN | INDUSTRIAL | 18 = Industrial EMS | 12
BayREN | Residential | 39 = Res. Flr. Insul. HP Cooling | 4
BayREN | Res_New_Construction | 31 = Res. Cooking | 5
BayREN | INDUSTRIAL | 18 = Industrial EMS | 13
BayREN | Res_New_Construction | 45 = Res. Dir. Assist. Evap. Cooler | 5
BayREN | Non_Res | DEER:HVAC_Duct_Sealing | 12
BayREN | Residential | 39 = Res. Flr. Insul. HP Cooling | 5
BayREN | INDUSTRIAL | 18 = Industrial EMS | 16
BayREN | Res_New_Construction | 31 = Res. Cooking | 11
BayREN | Non_Res | DEER:HVAC_Duct_Sealing | 13
BayREN | Res_New_Construction | 45 = Res. Dir. Assist. Evap. Cooler | 11
BayREN | INDUSTRIAL | 18 = Industrial EMS | SYSTEM
BayREN | Non_Res | DEER:HVAC_Duct_Sealing | 16
BayREN | Res_New_Construction | 31 = Res. Cooking | 12
BayREN | Residential | 39 = Res. Flr. Insul. HP Cooling | 11
BayREN | AGRICULTURAL | 19= Agricultural EMS | 1
BayREN | Res_New_Construction | 45 = Res. Dir. Assist. Evap. Cooler | 12
BayREN | Res_New_Construction | 31 = Res. Cooking | 13
BayREN | Non_Res | DEER:HVAC_Duct_Sealing | SYSTEM
BayREN | Residential | 39 = Res. Flr. Insul. HP Cooling | 12
BayREN | AGRICULTURAL | 19= Agricultural EMS | 2
BayREN | Res_New_Construction | 45 = Res. Dir. Assist. Evap. Cooler | 13
BayREN | Res_New_Construction | 31 = Res. Cooking | 16
BayREN | Residential | 39 = Res. Flr. Insul. HP Cooling | 13
BayREN | Non_Res | DEER:HVAC_Split-Package_HP | 1
BayREN | AGRICULTURAL | 19= Agricultural EMS | 3A
BayREN | Res_New_Construction | 31 = Res. Cooking | SYSTEM
BayREN | Res_New_Construction | 45 = Res. Dir. Assist. Evap. Cooler | 16
BayREN | Non_Res | DEER:HVAC_Split-Package_HP | 2
BayREN | Residential | 39 = Res. Flr. Insul. HP Cooling | 16
BayREN | AGRICULTURAL | 19= Agricultural EMS | 3B
BayREN | Res_New_Construction | 32 = Res. Clothes Dry | 1
BayREN | AGRICULTURAL | 19= Agricultural EMS | 4
BayREN | Res_New_Construction | 45 = Res. Dir. Assist. Evap. Cooler | SYSTEM
BayREN | Residential | 39 = Res. Flr. Insul. HP Cooling | SYSTEM
BayREN | Non_Res | DEER:HVAC_Split-Package_HP | 3A
BayREN | Res_New_Construction | 32 = Res. Clothes Dry | 2
BayREN | AGRICULTURAL | 19= Agricultural EMS | 5
BayREN | Residential | 40 = Res. Flr. Insul. HP Heating | 1
BayREN | Non_Res | DEER:HVAC_Split-Package_HP | 3B
BayREN | Res | DEER:Res_ClothesDishWasher | 1
BayREN | Res_New_Construction | 32 = Res. Clothes Dry | 3A
BayREN | Residential | 40 = Res. Flr. Insul. HP Heating | 2
BayREN | AGRICULTURAL | 19= Agricultural EMS | 11
BayREN | Non_Res | DEER:HVAC_Split-Package_HP | 4
BayREN | Res | DEER:Res_ClothesDishWasher | 2
BayREN | Res_New_Construction | 32 = Res. Clothes Dry | 3B
BayREN | Residential | 40 = Res. Flr. Insul. HP Heating | 3A
BayREN | Res | DEER:Res_ClothesDishWasher | 3A
BayREN | Non_Res | DEER:HVAC_Split-Package_HP | 5
BayREN | Res_New_Construction | 32 = Res. Clothes Dry | 4
BayREN | AGRICULTURAL | 19= Agricultural EMS | 12
BayREN | Residential | 40 = Res. Flr. Insul. HP Heating | 3B
BayREN | Res | DEER:Res_ClothesDishWasher | 3B
BayREN | Non_Res | DEER:HVAC_Split-Package_HP | 11
BayREN | Res_New_Construction | 32 = Res. Clothes Dry | 5
BayREN | Non_Res | DEER:HVAC_Split-Package_HP | 12
BayREN | Residential | 40 = Res. Flr. Insul. HP Heating | 4
BayREN | Res_New_Construction | 32 = Res. Clothes Dry | 11
BayREN | AGRICULTURAL | 19= Agricultural EMS | 13
BayREN | Res_New_Construction | 32 = Res. Clothes Dry | 12
BayREN | Residential | 40 = Res. Flr. Insul. HP Heating | 5
BayREN | Res | DEER:Res_ClothesDishWasher | 4
BayREN | Non_Res | DEER:HVAC_Split-Package_HP | 13
BayREN | AGRICULTURAL | 19= Agricultural EMS | 16
BayREN | Res_New_Construction | 32 = Res. Clothes Dry | 13
BayREN | Residential | 40 = Res. Flr. Insul. HP Heating | 11
BayREN | AGRICULTURAL | 19= Agricultural EMS | SYSTEM
BayREN | Res | DEER:Res_ClothesDishWasher | 5
BayREN | Non_Res | DEER:HVAC_Split-Package_HP | 16
BayREN | Residential | 40 = Res. Flr. Insul. HP Heating | 12
BayREN | Residential | 21 = Res. Wtr. Heating | 1
BayREN | Res_New_Construction | 32 = Res. Clothes Dry | 16
BayREN | Residential | 40 = Res. Flr. Insul. HP Heating | 13
BayREN | Res_New_Construction | 32 = Res. Clothes Dry | SYSTEM
BayREN | Res | DEER:Res_ClothesDishWasher | 11
BayREN | Residential | 21 = Res. Wtr. Heating | 2
BayREN | Res | DEER:Res_ClothesDishWasher | 12
BayREN | Residential | 40 = Res. Flr. Insul. HP Heating | 16
BayREN | Res_New_Construction | 33 = Res. Insul. Cen. A/C | 1
BayREN | Residential | 40 = Res. Flr. Insul. HP Heating | SYSTEM
BayREN | Res_New_Construction | 33 = Res. Insul. Cen. A/C | 2
BayREN | Residential | 41 = Res. EMS | 1
BayREN | Res | DEER:Res_ClothesDishWasher | 13
BayREN | Non_Res | DEER:HVAC_Split-Package_HP | SYSTEM
BayREN | Residential | 21 = Res. Wtr. Heating | 3A
BayREN | Res_New_Construction | 33 = Res. Insul. Cen. A/C | 3A
BayREN | Residential | 41 = Res. EMS | 2
BayREN | COMMERCIAL | 1 = Commercial Indoor Lighting | 1
BayREN | Res_New_Construction | 33 = Res. Insul. Cen. A/C | 3B
BayREN | Res | DEER:Res_ClothesDishWasher | 16
BayREN | Residential | 41 = Res. EMS | 3A
BayREN | Res_New_Construction | 33 = Res. Insul. Cen. A/C | 4
BayREN | COMMERCIAL | 1 = Commercial Indoor Lighting | 2
BayREN | Res | DEER:Res_ClothesDishWasher | SYSTEM
BayREN | Residential | 21 = Res. Wtr. Heating | 3B
BayREN | COMMERCIAL | 1 = Commercial Indoor Lighting | 3A
BayREN | Res_New_Construction | 33 = Res. Insul. Cen. A/C | 5
BayREN | Residential | 21 = Res. Wtr. Heating | 4
BayREN | Residential | 41 = Res. EMS | 3B
BayREN | Res | DEER:Res_BldgShell_Ins | 1
BayREN | Res | DEER:Res_BldgShell_Ins | 2
BayREN | Residential | 41 = Res. EMS | 4
BayREN | Residential | 21 = Res. Wtr. Heating | 5
BayREN | COMMERCIAL | 1 = Commercial Indoor Lighting | 3B
BayREN | Residential | 41 = Res. EMS | 5
BayREN | Residential | 21 = Res. Wtr. Heating | 11
BayREN | COMMERCIAL | 1 = Commercial Indoor Lighting | 4
BayREN | Res_New_Construction | 33 = Res. Insul. Cen. A/C | 11
BayREN | Residential | 41 = Res. EMS | 11
BayREN | Res_New_Construction | 33 = Res. Insul. Cen. A/C | 12
BayREN | Residential | 21 = Res. Wtr. Heating | 12
BayREN | Residential | 21 = Res. Wtr. Heating | 13
BayREN | Residential | 41 = Res. EMS | 12
BayREN | Res_New_Construction | 33 = Res. Insul. Cen. A/C | 13
BayREN | Res | DEER:Res_BldgShell_Ins | 3A
BayREN | COMMERCIAL | 1 = Commercial Indoor Lighting | 5
BayREN | Res | DEER:Res_BldgShell_Ins | 3B
BayREN | Residential | 41 = Res. EMS | 13
BayREN | Res_New_Construction | 33 = Res. Insul. Cen. A/C | 16
BayREN | Residential | 21 = Res. Wtr. Heating | 16
BayREN | Res | DEER:Res_BldgShell_Ins | 4
BayREN | Residential | 41 = Res. EMS | 16
BayREN | COMMERCIAL | 1 = Commercial Indoor Lighting | 11
BayREN | Residential | 21 = Res. Wtr. Heating | SYSTEM
BayREN | COMMERCIAL | 1 = Commercial Indoor Lighting | 12
BayREN | Res | DEER:Res_BldgShell_Ins | 5
BayREN | Residential | 41 = Res. EMS | SYSTEM
BayREN | Residential | 22 = Res. Ht. Pump Cooling | 1
BayREN | Residential | 42 = Res. Dir. Assist. Weatherization | 1
BayREN | Res_New_Construction | 33 = Res. Insul. Cen. A/C | SYSTEM
BayREN | Res | DEER:Res_BldgShell_Ins | 11
BayREN | Residential | 22 = Res. Ht. Pump Cooling | 2
BayREN | Residential | 42 = Res. Dir. Assist. Weatherization | 2
BayREN | Res | DEER:Res_BldgShell_Ins | 12
BayREN | Res_New_Construction | 34 = Res. Insul. Elect. Heat | 1
BayREN | COMMERCIAL | 1 = Commercial Indoor Lighting | 13
BayREN | Residential | 22 = Res. Ht. Pump Cooling | 3A
BayREN | Res | DEER:Res_BldgShell_Ins | 13
BayREN | Res_New_Construction | 34 = Res. Insul. Elect. Heat | 2
BayREN | Residential | 42 = Res. Dir. Assist. Weatherization | 3A
BayREN | COMMERCIAL | 1 = Commercial Indoor Lighting | 16
BayREN | Residential | 22 = Res. Ht. Pump Cooling | 3B
BayREN | Res | DEER:Res_BldgShell_Ins | 16
BayREN | Res_New_Construction | 34 = Res. Insul. Elect. Heat | 3A
BayREN | Residential | 42 = Res. Dir. Assist. Weatherization | 3B
BayREN | Res | DEER:Res_BldgShell_Ins | SYSTEM
BayREN | COMMERCIAL | 1 = Commercial Indoor Lighting | SYSTEM
BayREN | Residential | 22 = Res. Ht. Pump Cooling | 4
BayREN | Res_New_Construction | 34 = Res. Insul. Elect. Heat | 3B
BayREN | Residential | 42 = Res. Dir. Assist. Weatherization | 4
BayREN | COMMERCIAL | 2 = Commercial Outdoor Lighting | 1
BayREN | COMMERCIAL | 1 = Commercial Indoor Lighting | All
BayREN | COMMERCIAL | 2 = Commercial Outdoor Lighting | 2
BayREN | Residential | 22 = Res. Ht. Pump Cooling | 5
BayREN | COMMERCIAL | 2 = Commercial Outdoor Lighting | 3A
BayREN | COMMERCIAL | 2 = Commercial Outdoor Lighting | 3B
BayREN | COMMERCIAL | 2 = Commercial Outdoor Lighting | 4
BayREN | INDUSTRIAL | 9 = Industrial Outdoor Lighting | All
BayREN | COMMERCIAL | 2 = Commercial Outdoor Lighting | 5
BayREN | Residential | 21 = Res. Wtr. Heating | All
BayREN | COMMERCIAL | 2 = Commercial Outdoor Lighting | 11
BayREN | COMMERCIAL | 2 = Commercial Outdoor Lighting | 12
BayREN | Residential | 22 = Res. Ht. Pump Cooling | 11
BayREN | Residential | 22 = Res. Ht. Pump Cooling | 12
BayREN | COMMERCIAL | 2 = Commercial Outdoor Lighting | 13
BayREN | COMMERCIAL | 5 = Commercial Food Service | All
BayREN | Residential | 22 = Res. Ht. Pump Cooling | 13
BayREN | COMMERCIAL | 2 = Commercial Outdoor Lighting | 16
BayREN | Residential | 22 = Res. Ht. Pump Cooling | 16
BayREN | COMMERCIAL | 2 = Commercial Outdoor Lighting | SYSTEM
BayREN | Residential | 22 = Res. Ht. Pump Cooling | SYSTEM
BayREN | Residential | 23 = Res. Ele. & Ht. Pump Heating | 1
BayREN | COMMERCIAL | 3 = Commercial HVAC | 1
BayREN | Residential | 23 = Res. Ele. & Ht. Pump Heating | 2
BayREN | COMMERCIAL | 3 = Commercial HVAC | 2
BayREN | Residential | 23 = Res. Ele. & Ht. Pump Heating | 3A
BayREN | COMMERCIAL | 3 = Commercial HVAC | 3A
BayREN | Residential | 23 = Res. Ele. & Ht. Pump Heating | 3B
BayREN | Residential | 23 = Res. Ele. & Ht. Pump Heating | 4
BayREN | Residential | 23 = Res. Ele. & Ht. Pump Heating | 5
BayREN | Residential | 23 = Res. Ele. & Ht. Pump Heating | 11
BayREN | Residential | 23 = Res. Ele. & Ht. Pump Heating | 12
BayREN | Residential | 23 = Res. Ele. & Ht. Pump Heating | 13
BayREN | Residential | 23 = Res. Ele. & Ht. Pump Heating | 16
BayREN | Residential | 23 = Res. Ele. & Ht. Pump Heating | SYSTEM
BayREN | COMMERCIAL | 2 = Commercial Outdoor Lighting | All
BayREN | INDUSTRIAL | 10 = Industrial HVAC | All
BayREN | COMMERCIAL | 3 = Commercial HVAC | All
BayREN | AGRICULTURAL | 19= Agricultural EMS | All
BayREN | INDUSTRIAL | 11 = Industrial Process | All
BayREN | COMMERCIAL | 4 = Commercial Refrigeration | All
BayREN | INDUSTRIAL | 8 = Industrial Indoor Lighting | All
BayREN | COMMERCIAL | 17 = Commercial EMS | All
BayREN | INDUSTRIAL | 12 = Industrial Motors | All
BayREN | Residential | 28 = Res. New Const. Lighting | All
BayREN | Residential | 25 = Res. Lighting | All
BayREN | Residential | 35 = Res. Ceil. Insul. HP Cooling | All
BayREN | COMMERCIAL | 7 = Commercial Process | All
BayREN | Residential | 24 = Res. Refrigeration | All
BayREN | Residential | 40 = Res. Flr. Insul. HP Heating | All
BayREN | INDUSTRIAL | 18 = Industrial EMS | All
BayREN | Residential | 23 = Res. Ele. & Ht. Pump Heating | All
BayREN | Residential | 31 = Res. Cooking | All
BayREN | Residential | 33 = Res. Insul. Cen. A/C | All
BayREN | Residential | 32 = Res. Clothes Dry | All
BayREN | INDUSTRIAL | 13 = Industrial Refrigeration | All
BayREN | AGRICULTURAL | 14 = Agricultural | All
BayREN | Residential | 26 = Res. Central Air Conditioning | All
BayREN | COMMERCIAL | 6 = Commercial Motors | All
BayREN | Residential | 43 = Res. Dir. Assist. Refrigeration | All
BayREN | Residential | 22 = Res. Ht. Pump Cooling | All
BayREN | Residential | 29 = Res. New Const. Cooling | All
BayREN | Residential | 38 = Res. Wall Insul. HP Heating | All
BayREN | Residential | 39 = Res. Flr. Insul. HP Cooling | All
BayREN | Residential | 42 = Res. Dir. Assist. Weatherization | All
BayREN | Residential | 45 = Res. Dir. Assist. Evap. Cooler | All
BayREN | Res_New_Construction | 28 = Res. New Const. Lighting | All
BayREN | Residential | 34 = Res. Insul. Elect. Heat | All
BayREN | Residential | 36 = Res. Ceil. Insul. HP Heating | All
BayREN | Residential | 41 = Res. EMS | All
BayREN | Residential | 37 = Res. Wall Insul. HP Cooling | All
BayREN | Res_New_Construction | 23 = Res. Ele. & Ht. Pump Heating | All
BayREN | Res_New_Construction | 40 = Res. Flr. Insul. HP Heating | All
BayREN | Residential | 44 = Res. Dir. Assist. Lighting | All
BayREN | Res_New_Construction | 43 = Res. Dir. Assist. Refrigeration | All
BayREN | Res_New_Construction | 21 = Res. Wtr. Heating | All
BayREN | Res_New_Construction | 31 = Res. Cooking | All
BayREN | Res_New_Construction | 25 = Res. Lighting | All
BayREN | Res_New_Construction | 26 = Res. Central Air Conditioning | All
BayREN | Res_New_Construction | 24 = Res. Refrigeration | All
BayREN | Res_New_Construction | 34 = Res. Insul. Elect. Heat | All
BayREN | Res_New_Construction | 44 = Res. Dir. Assist. Lighting | All
BayREN | Res_New_Construction | 38 = Res. Wall Insul. HP Heating | All
BayREN | Res_New_Construction | 29 = Res. New Const. Cooling | All
BayREN | Res_New_Construction | 39 = Res. Flr. Insul. HP Cooling | All
BayREN | Res_New_Construction | 33 = Res. Insul. Cen. A/C | All
BayREN | Res_New_Construction | 41 = Res. EMS | All
BayREN | Res_New_Construction | 36 = Res. Ceil. Insul. HP Heating | All
BayREN | Res_New_Construction | 22 = Res. Ht. Pump Cooling | All
BayREN | Res_New_Construction | 37 = Res. Wall Insul. HP Cooling | All
BayREN | Res_New_Construction | 35 = Res. Ceil. Insul. HP Cooling | All
BayREN | Res_New_Construction | 42 = Res. Dir. Assist. Weatherization | All
BayREN | Res_New_Construction | 45 = Res. Dir. Assist. Evap. Cooler | All
BayREN | Res_New_Construction | 32 = Res. Clothes Dry | All

## Version
CET Desktop Version | CET Core Database Version
17.3.0 | 17.3.0