## RFR_1_
AHRI Certified Ref # | Model Status | Trade/Brand Name | Manufacturer | Model Number | Manufactured Housing | Fuel Type | Configuration | Furnace Type | Input Rating(MBTUH) | Output Heating Capacity(MBTUH) | AFUE (%) | Ef (MMBTU/yr) | Eae (kWh/yr) | PE (Watts) | Basic Model | Electrically Commutated Motor | Eligible for Federal Tax Credit
2000001 | Active | ADAMS, DORNBACK, SPARTAN | ADAMS MANUFACTURING COMPANY | A(L,C,S)HEO-50-5 |  | Oil | Upflow,Downflow,Horizontal | Non-Weatherized | 58 | 55 | 92.6 | 106 | 922 | 208 | Yes | Yes | AFUE
2000002 | Active | ADAMS, DORNBACK, SPARTAN | ADAMS MANUFACTURING COMPANY | A(L,C,S)HEO-75-2.5 |  | Oil | Upflow,Downflow,Horizontal | Non-Weatherized | 75 | 71 | 92.6 | 64 | 355 | 127 | Yes | Yes | AFUE
2000003 | Active | ADAMS, DORNBACK, SPARTAN | ADAMS MANUFACTURING COMPANY | A(L,C,S)HEO-50-2.5 |  | Oil | Upflow,Downflow,Horizontal | Non-Weatherized | 58 | 55 | 95 | 64 | 355 | 127 | Yes | Yes | AFUE
2000004 | Active | ADAMS, DORNBACK, SPARTAN | ADAMS MANUFACTURING COMPANY | A(L,C,S)HEO-75-5 |  | Oil | Upflow,Downflow,Horizontal | Non-Weatherized | 75 | 73 | 95 | 106 | 922 | 208 | Yes | Yes | AFUE
2000005 | Active | ADAMS, DORNBACK, SPARTAN | ADAMS MANUFACTURING COMPANY | A(L,C,S)HEO-100-5 |  | Oil | Upflow,Downflow,Horizontal | Non-Weatherized | 100 | 94 | 92.5 | 106 | 922 | 208 | Yes | Yes | AFUE
2000007 | Active | ADAMS, DORNBACK, SPARTAN | ADAMS MANUFACTURING COMPANY | A(L,C,S)HEO-125-5 |  | Oil | Upflow,Downflow,Horizontal | Non-Weatherized | 115 | 105 | 92 | 106 | 922 | 208 | Yes | Yes | AFUE
2000008 | Active | ADAMS, DORNBACK, SPARTAN | ADAMS MANUFACTURING COMPANY | A(UFO,ACO,OCF,SO)-105-3 |  | Oil | Upflow,Downflow,Horizontal | Non-Weatherized | 105 | 84 | 83 | 60 | 547 | 165 | Yes | No
2000009 | Active | ADAMS, DORNBACK, SPARTAN | ADAMS MANUFACTURING COMPANY | A(UFO,ACO,OCF,SO)-120-3.5 |  | Oil | Upflow,Downflow,Horizontal | Non-Weatherized | 120 | 96 | 83 | 60 | 547 | 165 | Yes | No
2000012 | Active | ADAMS, DORNBACK, SPARTAN | ADAMS MANUFACTURING COMPANY | A(UFO,ACO,OCF,SO)-90-3 |  | Oil | Upflow,Downflow,Horizontal | Non-Weatherized | 90 | 72 | 83 | 60 | 547 | 165 | Yes | No
2000013 | Active | ADAMS, DORNBACK, SPARTAN | ADAMS MANUFACTURING COMPANY | A(UFO,ACO,OCF,SO)-140-4 |  | Oil | Upflow,Downflow,Horizontal | Non-Weatherized | 140 | 112 | 83 | 60 | 547 | 165 | Yes | No
2000208 | Active | AIREASE,ARMSTRONG AIR,CONCORD,DUCANE,ADVANCE COMFORT SYSTEM,GREAT LAKES,ALLIED | ALLIED AIR ENTERPRISES, LLC | FPBB050A3* |  | Natural Gas,Propane Gas | Horizontal | Non-Weatherized | 50 | 40 | 80 | 38.7 | 350 | 87 | Yes | No
2000213 | Active | AIREASE,ARMSTRONG AIR,CONCORD,DUCANE,ADVANCE COMFORT SYSTEM,GREAT LAKES,ALLIED | ALLIED AIR ENTERPRISES, LLC | FPBB125A5* |  | Natural Gas,Propane Gas | Horizontal | Non-Weatherized | 125 | 101 | 80 | 115.5 | 1129 | 87 | Yes | No
2000218 | Active | AIREASE,ARMSTRONG AIR,CONCORD,DUCANE,ADVANCE COMFORT SYSTEM,GREAT LAKES,ALLIED | ALLIED AIR ENTERPRISES, LLC | FPBB100A4* |  | Natural Gas,Propane Gas | Horizontal | Non-Weatherized | 100 | 81 | 80 | 96.9 | 806 | 87 | Yes | No
2000219 | Active | AIREASE,ARMSTRONG AIR,CONCORD,DUCANE,ADVANCE COMFORT SYSTEM,GREAT LAKES,ALLIED | ALLIED AIR ENTERPRISES, LLC | FPBB100A5* |  | Natural Gas,Propane Gas | Horizontal | Non-Weatherized | 100 | 81 | 80 | 95.2 | 1189 | 87 | Yes | No
2000226 | Active | AIREASE,ARMSTRONG AIR,CONCORD,DUCANE,ADVANCE COMFORT SYSTEM,GREAT LAKES,ALLIED | ALLIED AIR ENTERPRISES, LLC | FPBB075A3* |  | Natural Gas,Propane Gas | Horizontal | Non-Weatherized | 75 | 61 | 80 | 77.4 | 681 | 87 | Yes | No
2000227 | Active | AIREASE,ARMSTRONG AIR,CONCORD,DUCANE,ADVANCE COMFORT SYSTEM,GREAT LAKES,ALLIED | ALLIED AIR ENTERPRISES, LLC | FPBB075A4* |  | Natural Gas,Propane Gas | Horizontal | Non-Weatherized | 75 | 61 | 80 | 76.1 | 986 | 87 | Yes | No
2000231 | Discontinued | ADVANCE COMFORT SYSTEM, AIREASE, ALLIED, ARMSTRONG AIR, GREAT LAKES | ALLIED AIR ENTERPRISES, LLC | (2,4)PGE13E30068**-** |  | Natural Gas,Propane Gas | Downflow,Horizontal | Weatherized | 68 | 54 | 80 | 57.3 | 596 | 80 |  | No
2009261 | Discontinued | ELITE | LENNOX INDUSTRIES, INC. | 13GCS(X)A-30-068(X)-230-* |  | Natural Gas,Propane Gas | Downflow,Horizontal | Weatherized | 68 | 54 | 80 | 57.3 | 596 | 80 |  | No
2009434 | Discontinued | WHIRLPOOL | WHIRLPOOL HOME COOLING AND HEATING | W2PG330A068*-** |  | Natural Gas,Propane Gas | Downflow,Horizontal | Weatherized | 68 | 54 | 80 | 57.3 | 596 | 80 |  | No
2000232 | Discontinued | AIREASE,ARMSTRONG AIR,ADVANCE COMFORT SYSTEM,GREAT LAKES,ALLIED | ALLIED AIR ENTERPRISES, LLC | (2,4)PGE13E36090**-** |  | Natural Gas, Propane Gas | Downflow, Horizontal | Weatherized | 90 | 72 | 80 | 76.7 | 673 | 116 | Yes | No
2009263 | Discontinued | ELITE | LENNOX INDUSTRIES, INC. | 13GCS(X)A-36-090(X)-230-* |  | Natural Gas, Propane Gas | Downflow, Horizontal | Weatherized | 90 | 72 | 80 | 76.7 | 673 | 116 |  | No
2009435 | Discontinued | WHIRLPOOL | WHIRLPOOL HOME COOLING AND HEATING | W2PG336A090*-** |  | Natural Gas, Propane Gas | Downflow, Horizontal | Weatherized | 90 | 72 | 80 | 76.7 | 673 | 116 |  | No
2000233 | Discontinued | ADVANCE COMFORT SYSTEM, AIREASE, ALLIED, ARMSTRONG AIR, GREAT LAKES | ALLIED AIR ENTERPRISES, LLC | (2,4)PGE13E60138**-** |  | Natural Gas,Propane Gas | Downflow,Horizontal | Weatherized | 138 | 110 | 80 | 115.8 | 839 | 126 |  | No
2009255 | Discontinued | ELITE | LENNOX INDUSTRIES, INC. | 13GCS(X)A-60-138(X)-230-* |  | Natural Gas,Propane Gas | Downflow,Horizontal | Weatherized | 138 | 110 | 80 | 115.8 | 839 | 126 |  | No
2009442 | Discontinued | WHIRLPOOL | WHIRLPOOL HOME COOLING AND HEATING | W2PG360A138*-** |  | Natural Gas,Propane Gas | Downflow,Horizontal | Weatherized | 138 | 110 | 80 | 115.8 | 839 | 126 |  | No
2000234 | Discontinued | AIREASE,ARMSTRONG AIR,ADVANCE COMFORT SYSTEM,GREAT LAKES,ALLIED | ALLIED AIR ENTERPRISES, LLC | (2,4)PGE13E42110**-** |  | Natural Gas, Propane Gas | Downflow, Horizontal | Weatherized | 110 | 88 | 80 | 97.1 | 802 | 120 | Yes | No
2009266 | Discontinued | ELITE | LENNOX INDUSTRIES, INC. | 13GCS(X)A-42-110(X)-230-* |  | Natural Gas, Propane Gas | Downflow, Horizontal | Weatherized | 110 | 88 | 80 | 97.1 | 802 | 120 |  | No
2009443 | Discontinued | WHIRLPOOL | WHIRLPOOL HOME COOLING AND HEATING | W2PG342A110*-** |  | Natural Gas, Propane Gas | Downflow, Horizontal | Weatherized | 110 | 88 | 80 | 97.1 | 802 | 120 |  | No
2000235 | Discontinued | ADVANCE COMFORT SYSTEM, AIREASE, ALLIED, ARMSTRONG AIR, GREAT LAKES | ALLIED AIR ENTERPRISES, LLC | (2,4)PGE13E36068**-** |  | Natural Gas,Propane Gas | Downflow,Horizontal | Weatherized | 68 | 54 | 80 | 57.3 | 596 | 80 |  | No
2009256 | Discontinued | ELITE | LENNOX INDUSTRIES, INC. | 13GCS(X)A-36-068(X)-230-* |  | Natural Gas,Propane Gas | Downflow,Horizontal | Weatherized | 68 | 54 | 80 | 57.3 | 596 | 80 |  | No
2009437 | Discontinued | WHIRLPOOL | WHIRLPOOL HOME COOLING AND HEATING | W2PG336A068*-** |  | Natural Gas,Propane Gas | Downflow,Horizontal | Weatherized | 68 | 54 | 80 | 57.3 | 596 | 80 |  | No
2000236 | Discontinued | ADVANCE COMFORT SYSTEM, AIREASE, ALLIED, ARMSTRONG AIR, GREAT LAKES | ALLIED AIR ENTERPRISES, LLC | (2,4)PGE13E60083**-** |  | Natural Gas,Propane Gas | Downflow,Horizontal | Weatherized | 83 | 66 | 80 | 76.2 | 816 | 107 |  | No
2009258 | Discontinued | ELITE | LENNOX INDUSTRIES, INC. | 13GCS(X)A-60-083(X)-230-* |  | Natural Gas,Propane Gas | Downflow,Horizontal | Weatherized | 83 | 66 | 80 | 76.2 | 816 | 107 |  | No
2009440 | Discontinued | WHIRLPOOL | WHIRLPOOL HOME COOLING AND HEATING | W2PG360A083*-** |  | Natural Gas,Propane Gas | Downflow,Horizontal | Weatherized | 83 | 66 | 80 | 76.2 | 816 | 107 |  | No
2000237 | Discontinued | AIREASE,ARMSTRONG AIR,ADVANCE COMFORT SYSTEM,GREAT LAKES,ALLIED | ALLIED AIR ENTERPRISES, LLC | (2,4)PGE13E48110**-** |  | Natural Gas, Propane Gas | Downflow, Horizontal | Weatherized | 110 | 88 | 80 | 97.1 | 802 | 120 |  | No
2009265 | Discontinued | ELITE | LENNOX INDUSTRIES, INC. | 13GCS(X)A-48-110(X)-230-* |  | Natural Gas, Propane Gas | Downflow, Horizontal | Weatherized | 110 | 88 | 80 | 97.1 | 802 | 120 |  | No
2009438 | Discontinued | WHIRLPOOL | WHIRLPOOL HOME COOLING AND HEATING | W2PG348A110*-** |  | Natural Gas, Propane Gas | Downflow, Horizontal | Weatherized | 110 | 88 | 80 | 97.1 | 802 | 120 |  | No
2000238 | Discontinued | ADVANCE COMFORT SYSTEM, AIREASE, ALLIED, ARMSTRONG AIR, GREAT LAKES | ALLIED AIR ENTERPRISES, LLC | (2,4)PGE13E48138**-** |  | Natural Gas,Propane Gas | Downflow,Horizontal | Weatherized | 138 | 110 | 80 | 115.8 | 839 | 126 | Yes | No
2009259 | Discontinued | ELITE | LENNOX INDUSTRIES, INC. | 13GCS(X)A-48-138(X)-230-* |  | Natural Gas,Propane Gas | Downflow,Horizontal | Weatherized | 138 | 110 | 80 | 115.8 | 839 | 126 |  | No
2009439 | Discontinued | WHIRLPOOL | WHIRLPOOL HOME COOLING AND HEATING | W2PG348A138*-** |  | Natural Gas,Propane Gas | Downflow,Horizontal | Weatherized | 138 | 110 | 80 | 115.8 | 839 | 126 |  | No
2000239 | Discontinued | ADVANCE COMFORT SYSTEM, AIREASE, ALLIED, ARMSTRONG AIR, GREAT LAKES | ALLIED AIR ENTERPRISES, LLC | (2,4)PGE13E42083**-** |  | Natural Gas,Propane Gas | Downflow,Horizontal | Weatherized | 83 | 66 | 80 | 76.2 | 816 | 107 | Yes | No
2009257 | Discontinued | ELITE | LENNOX INDUSTRIES, INC. | 13GCS(X)A-42-083(X)-230-* |  | Natural Gas,Propane Gas | Downflow,Horizontal | Weatherized | 83 | 66 | 80 | 76.2 | 816 | 107 |  | No
2009445 | Discontinued | WHIRLPOOL | WHIRLPOOL HOME COOLING AND HEATING | W2PG342A083*-** |  | Natural Gas,Propane Gas | Downflow,Horizontal | Weatherized | 83 | 66 | 80 | 76.2 | 816 | 107 |  | No
2000240 | Discontinued | ADVANCE COMFORT SYSTEM, AIRE COMMAND, AIREASE, ALLIED, ARMSTRONG, GREAT LAKES, KERR SMART ENERGY | ALLIED AIR ENTERPRISES, LLC | (2,4)PGE13E24068**-** |  | Natural Gas,Propane Gas | Downflow,Horizontal | Weatherized | 68 | 54 | 80 | 57.3 | 596 | 80 | Yes | No
2009262 | Discontinued | ELITE | LENNOX INDUSTRIES, INC. | 13GCS(X)A-24-068(X)-230-* |  | Natural Gas,Propane Gas | Downflow,Horizontal | Weatherized | 68 | 54 | 80 | 57.3 | 596 | 80 |  | No
2009436 | Discontinued | WHIRLPOOL | WHIRLPOOL HOME COOLING AND HEATING | W2PG324A068*-** |  | Natural Gas,Propane Gas | Downflow,Horizontal | Weatherized | 68 | 54 | 80 | 57.3 | 596 | 80 |  | No
2000241 | Discontinued | ADVANCE COMFORT SYSTEM, AIREASE, ALLIED, ARMSTRONG AIR, GREAT LAKES | ALLIED AIR ENTERPRISES, LLC | (2,4)PGE13E48083**-** |  | Natural Gas,Propane Gas | Downflow,Horizontal | Weatherized | 83 | 66 | 80 | 76.2 | 816 | 107 |  | No
2009264 | Discontinued | ELITE | LENNOX INDUSTRIES, INC. | 13GCS(X)A-48-083(X)-230-* |  | Natural Gas,Propane Gas | Downflow,Horizontal | Weatherized | 83 | 66 | 80 | 76.2 | 816 | 107 |  | No
2009441 | Discontinued | WHIRLPOOL | WHIRLPOOL HOME COOLING AND HEATING | W2PG348A083*-** |  | Natural Gas,Propane Gas | Downflow,Horizontal | Weatherized | 83 | 66 | 80 | 76.2 | 816 | 107 |  | No
2000242 | Discontinued | AIREASE,ARMSTRONG AIR,ADVANCE COMFORT SYSTEM,GREAT LAKES,ALLIED | ALLIED AIR ENTERPRISES, LLC | (2,4)PGE13E60110**-** |  | Natural Gas, Propane Gas | Downflow, Horizontal | Weatherized | 110 | 88 | 80 | 97.1 | 802 | 120 |  | No
2009260 | Discontinued | ELITE | LENNOX INDUSTRIES, INC. | 13GCS(X)A-60-110(X)-230-* |  | Natural Gas, Propane Gas | Downflow, Horizontal | Weatherized | 110 | 88 | 80 | 97.1 | 802 | 120 |  | No
2009444 | Discontinued | WHIRLPOOL | WHIRLPOOL HOME COOLING AND HEATING | W2PG360A110*-** |  | Natural Gas, Propane Gas | Downflow, Horizontal | Weatherized | 110 | 88 | 80 | 97.1 | 802 | 120 |  | No
2000243 | Discontinued | ADVANCE COMFORT SYSTEM, AIREASE, ALLIED, ARMSTRONG AIR, GREAT LAKES | ALLIED AIR ENTERPRISES, LLC | 4PGE15E36068**-** |  | Natural Gas,Propane Gas | Downflow,Horizontal | Weatherized | 68 | 54 | 80 | 58.5 | 308 | 80 |  | No
2000244 | Discontinued | ADVANCE COMFORT SYSTEM, AIREASE, ALLIED, ARMSTRONG AIR, GREAT LAKES | ALLIED AIR ENTERPRISES, LLC | 4PGE15E42083**-** |  | Natural Gas,Propane Gas | Downflow,Horizontal | Weatherized | 83 | 66 | 80 | 77.8 | 446 | 107 | Yes | No
2000245 | Discontinued | ADVANCE COMFORT SYSTEM, AIREASE, ALLIED, ARMSTRONG AIR, GREAT LAKES | ALLIED AIR ENTERPRISES, LLC | 4PGE15E60083**-** |  | Natural Gas,Propane Gas | Downflow,Horizontal | Weatherized | 83 | 66 | 80 | 77.8 | 446 | 107 |  | No
2000246 | Discontinued | ADVANCE COMFORT SYSTEM, AIREASE, ALLIED, ARMSTRONG AIR, GREAT LAKES | ALLIED AIR ENTERPRISES, LLC | 4PGE15E48138**-** |  | Natural Gas,Propane Gas | Downflow,Horizontal | Weatherized | 138 | 110 | 80 | 116.6 | 641 | 126 | Yes | No
2000247 | Discontinued | ADVANCE COMFORT SYSTEM, AIREASE, ALLIED, ARMSTRONG AIR, GREAT LAKES | ALLIED AIR ENTERPRISES, LLC | 4PGE15E24068**-** |  | Natural Gas,Propane Gas | Downflow,Horizontal | Weatherized | 68 | 54 | 80 | 58.5 | 308 | 80 | Yes | No
2000248 | Discontinued | ADVANCE COMFORT SYSTEM, AIREASE, ALLIED, ARMSTRONG AIR, GREAT LAKES | ALLIED AIR ENTERPRISES, LLC | 4PGE15E60138**-** |  | Natural Gas,Propane Gas | Downflow,Horizontal | Weatherized | 138 | 110 | 80 | 116.6 | 641 | 126 |  | No
2000249 | Discontinued | ADVANCE COMFORT SYSTEM, AIREASE, ALLIED, ARMSTRONG AIR, GREAT LAKES | ALLIED AIR ENTERPRISES, LLC | 4PGE15E30068**-** |  | Natural Gas,Propane Gas | Downflow,Horizontal | Weatherized | 68 | 54 | 80 | 58.5 | 308 | 80 |  | No
2000250 | Discontinued | ADVANCE COMFORT SYSTEM, AIREASE, ALLIED, ARMSTRONG AIR, GREAT LAKES | ALLIED AIR ENTERPRISES, LLC | 4PGE15E48083**-** |  | Natural Gas,Propane Gas | Downflow,Horizontal | Weatherized | 83 | 66 | 80 | 77.8 | 446 | 107 |  | No
2000251 | Discontinued | AIREASE,ARMSTRONG AIR,ADVANCE COMFORT SYSTEM,GREAT LAKES,ALLIED | ALLIED AIR ENTERPRISES, LLC | 4PGE15E60110**-** |  | Natural Gas, Propane Gas | Downflow, Horizontal | Weatherized | 110 | 88 | 80 | 98.5 | 471 | 120 |  | No
2000252 | Discontinued | AIREASE,ARMSTRONG AIR,ADVANCE COMFORT SYSTEM,GREAT LAKES,ALLIED | ALLIED AIR ENTERPRISES, LLC | 4PGE15E48110**-** |  | Natural Gas, Propane Gas | Downflow, Horizontal | Weatherized | 110 | 88 | 80 | 98.5 | 471 | 120 |  | No
2000253 | Discontinued | ADVANCE COMFORT SYSTEM, AIREASE, ALLIED, ARMSTRONG AIR, GREAT LAKES | ALLIED AIR ENTERPRISES, LLC | 4PGE15E36090**-** |  | Natural Gas,Propane Gas | Downflow,Horizontal | Weatherized | 90 | 72 | 80 | 77.2 | 567 | 116 | Yes | No
2000254 | Discontinued | AIREASE,ARMSTRONG AIR,ADVANCE COMFORT SYSTEM,GREAT LAKES,ALLIED | ALLIED AIR ENTERPRISES, LLC | 4PGE15E42110**-** |  | Natural Gas, Propane Gas | Downflow, Horizontal | Weatherized | 110 | 88 | 80 | 98.5 | 471 | 120 | Yes | No
2000694 | Active | REGAL | BOYERTOWN FURNACE CO. | REL 1000 ECM |  | Oil |  | Non-Weatherized | 140 | 118 | 85 | 129.7 | 586 | 140 | Yes | Yes
2018275 | Active | EFM | EFM | LB 1000 ECM |  | Oil |  | Non-Weatherized | 140 | 118 | 85 | 129.7 | 586 | 140 |  | Yes
3841661 | Active | RHEEM,RUUD | RHEEM MANUFACTURING COMPANY | ROLA-115E05* |  | Oil |  | Non-Weatherized | 140 | 118 | 85 | 129.7 | 586 | 140 |  | Yes
2000695 | Active | REGAL | BOYERTOWN FURNACE CO. | REL 750 |  | Oil |  | Non-Weatherized | 105 | 88 | 85.4 | 90.2 | 940 | 140 | Yes | No
2018258 | Active | EFM | EFM | LB 750 |  | Oil |  | Non-Weatherized | 105 | 88 | 85.4 | 90.2 | 940 | 140 |  | No
3841666 | Active | RHEEM,RUUD | RHEEM MANUFACTURING COMPANY | ROLA-088P04* |  | Oil |  | Non-Weatherized | 105 | 88 | 85.4 | 90.2 | 940 | 140 |  | No
2000696 | Active | REGAL | BOYERTOWN FURNACE CO. | REH 1000 ECM |  | Oil | Upflow | Non-Weatherized | 140 | 116 | 85 | 129.5 | 648 | 140 | Yes | Yes
2018267 | Active | EFM | EFM | HB 1000 ECM |  | Oil | Upflow | Non-Weatherized | 140 | 116 | 85 | 129.5 | 648 | 140 |  | Yes
3834030 | Active | RHEEM,RUUD | RHEEM MANUFACTURING COMPANY | ROCA-115E05* |  | Oil | Upflow | Non-Weatherized | 140 | 116 | 85 | 129.5 | 648 | 140 |  | Yes
2000697 | Active | REGAL | BOYERTOWN FURNACE CO. | REH 850 |  | Oil | Upflow | Non-Weatherized | 119 | 99 | 85 | 109.5 | 915 | 140 |  | No
2018263 | Active | EFM | EFM | HB 850 |  | Oil | Upflow | Non-Weatherized | 119 | 99 | 85 | 109.5 | 915 | 140 |  | No
2000698 | Active | REGAL | BOYERTOWN FURNACE CO. | REL 600 ECM |  | Oil |  | Non-Weatherized | 84 | 71 | 85.9 | 73.4 | 343 | 140 |  | Yes
2018273 | Active | EFM | EFM | LB 600 ECM |  | Oil |  | Non-Weatherized | 84 | 71 | 85.9 | 73.4 | 343 | 140 |  | Yes
3841665 | Active | RHEEM,RUUD | RHEEM MANUFACTURING COMPANY | ROLA-070E04* |  | Oil |  | Non-Weatherized | 84 | 71 | 85.9 | 73.4 | 343 | 140 |  | Yes
3897401 | Active | RHEEM,RUUD | RHEEM MANUFACTURING COMPANY | ROLA-070E03* |  | Oil |  | Non-Weatherized | 84 | 71 | 85.9 | 73.4 | 343 | 140 |  | Yes
2000699 | Active | REGAL | BOYERTOWN FURNACE CO. | REH 750 |  | Oil | Upflow | Non-Weatherized | 105 | 88 | 85.4 | 90.5 | 859 | 140 | Yes | No
2018266 | Active | EFM | EFM | HB 750 |  | Oil | Upflow | Non-Weatherized | 105 | 88 | 85.4 | 90.5 | 859 | 140 |  | No
3841656 | Active | RHEEM,RUUD | RHEEM MANUFACTURING COMPANY | ROCA-088P04* |  | Oil | Upflow | Non-Weatherized | 105 | 88 | 85.4 | 90.5 | 859 | 140 |  | No
2000700 | Active | REGAL | BOYERTOWN FURNACE CO. | REH 1250 ECM |  | Oil | Upflow | Non-Weatherized | 175 | 143 | 83.2 | 150.1 | 991 | 140 |  | Yes
2018261 | Active | EFM | EFM | HB 1250 ECM |  | Oil | Upflow | Non-Weatherized | 175 | 143 | 83.2 | 150.1 | 991 | 140 |  | Yes
3841653 | Active | RHEEM,RUUD | RHEEM MANUFACTURING COMPANY | ROCA-143E05* |  | Oil | Upflow | Non-Weatherized | 175 | 143 | 83.2 | 150.1 | 991 | 140 |  | Yes
2000701 | Active | REGAL | BOYERTOWN FURNACE CO. | REL 850 |  | Oil |  | Non-Weatherized | 119 | 99 | 85 | 109.2 | 1002 | 140 |  | No
2018269 | Active | EFM | EFM | LB 850 |  | Oil |  | Non-Weatherized | 119 | 99 | 85 | 109.2 | 1002 | 140 |  | No
3841668 | Active | RHEEM,RUUD | RHEEM MANUFACTURING COMPANY | ROLA-099P04* |  | Oil |  | Non-Weatherized | 119 | 99 | 85 | 109.2 | 1002 | 140 |  | No
2000702 | Active | REGAL | BOYERTOWN FURNACE CO. | REH 1000 |  | Oil | Upflow | Non-Weatherized | 140 | 116 | 85 | 127.3 | 1181 | 140 | Yes | No
2018272 | Active | EFM | EFM | HB 1000 |  | Oil | Upflow | Non-Weatherized | 140 | 116 | 85 | 127.3 | 1181 | 140 |  | No
3834029 | Active | RHEEM,RUUD | RHEEM MANUFACTURING COMPANY | ROCA-115P05* |  | Oil | Upflow | Non-Weatherized | 140 | 116 | 85 | 127.3 | 1181 | 140 |  | No
2000703 | Active | REGAL | BOYERTOWN FURNACE CO. | REH 600 ECM |  | Oil | Upflow | Non-Weatherized | 84 | 71 | 85.9 | 73.3 | 365 | 140 |  | Yes
2018265 | Active | EFM | EFM | HB 600 ECM |  | Oil | Upflow | Non-Weatherized | 84 | 71 | 85.9 | 73.3 | 365 | 140 |  | Yes
3897389 | Active | RHEEM,RUUD | RHEEM MANUFACTURING COMPANY | ROCA-070E04* |  | Oil | Upflow | Non-Weatherized | 84 | 71 | 85.9 | 73.3 | 365 | 140 |  | Yes
2000704 | Active | REGAL | BOYERTOWN FURNACE CO. | REL 1250 ECM |  | Oil |  | Non-Weatherized | 175 | 143 | 83.2 | 150.6 | 858 | 140 |  | Yes
2018257 | Active | EFM | EFM | LB 1250 ECM |  | Oil |  | Non-Weatherized | 175 | 143 | 83.2 | 150.6 | 858 | 140 |  | Yes
3841663 | Active | RHEEM,RUUD | RHEEM MANUFACTURING COMPANY | ROLA-143E05* |  | Oil |  | Non-Weatherized | 175 | 143 | 83.2 | 150.6 | 858 | 140 |  | Yes
2000705 | Active | REGAL | BOYERTOWN FURNACE CO. | REL 850 ECM |  | Oil |  | Non-Weatherized | 119 | 99 | 85 | 111.1 | 513 | 140 |  | Yes
2018264 | Active | EFM | EFM | LB 850 ECM |  | Oil |  | Non-Weatherized | 119 | 99 | 85 | 111.1 | 513 | 140 |  | Yes
3841669 | Active | RHEEM,RUUD | RHEEM MANUFACTURING COMPANY | ROLA-099E04* |  | Oil |  | Non-Weatherized | 119 | 99 | 85 | 111.1 | 513 | 140 |  | Yes
3897403 | Active | RHEEM,RUUD | RHEEM MANUFACTURING COMPANY | ROLA-099E03* |  | Oil |  | Non-Weatherized | 119 | 99 | 85 | 111.1 | 513 | 140 |  | Yes
2000706 | Active | REGAL | BOYERTOWN FURNACE CO. | REH 600 |  | Oil | Upflow | Non-Weatherized | 84 | 71 | 85.9 | 71.4 | 848 | 140 |  | No
2018262 | Active | EFM | EFM | HB 600 |  | Oil | Upflow | Non-Weatherized | 84 | 71 | 85.9 | 71.4 | 848 | 140 |  | No
3841654 | Active | RHEEM,RUUD | RHEEM MANUFACTURING COMPANY | ROCA-070P04* |  | Oil | Upflow | Non-Weatherized | 84 | 71 | 85.9 | 71.4 | 848 | 140 |  | No
2000707 | Active | REGAL | BOYERTOWN FURNACE CO. | REH 850 ECM |  | Oil | Upflow | Non-Weatherized | 119 | 99 | 85 | 111 | 556 | 140 |  | No
2018268 | Active | EFM | EFM | HB 850 ECM |  | Oil | Upflow | Non-Weatherized | 119 | 99 | 85 | 111 | 556 | 140 |  | No
3841659 | Active | EFM | EFM | ROCA-099E04* |  | Oil | Upflow | Non-Weatherized | 119 | 99 | 85 | 111 | 556 | 140 |  | No
3897391 | Active | RHEEM,RUUD | RHEEM MANUFACTURING COMPANY | ROCA-099E03* |  | Oil | Upflow | Non-Weatherized | 119 | 99 | 85 | 111 | 556 | 140 |  | No
2000708 | Active | REGAL | BOYERTOWN FURNACE CO. | REH 750 ECM |  | Oil | Upflow | Non-Weatherized | 105 | 88 | 85.4 | 92.3 | 416 | 140 | Yes | Yes
2018256 | Active | EFM | EFM | HB 750 ECM |  | Oil | Upflow | Non-Weatherized | 105 | 88 | 85.4 | 92.3 | 416 | 140 |  | Yes
3841657 | Active | RHEEM,RUUD | RHEEM MANUFACTURING COMPANY | ROCA-088E04* |  | Oil | Upflow | Non-Weatherized | 105 | 88 | 85.4 | 92.3 | 416 | 140 |  | Yes
3897390 | Active | RHEEM,RUUD | RHEEM MANUFACTURING COMPANY | ROCA-088E03* |  | Oil | Upflow | Non-Weatherized | 105 | 88 | 85.4 | 92.3 | 416 | 140 |  | Yes
2000709 | Active | REGAL | BOYERTOWN FURNACE CO. | REH 1250 |  | Oil | Upflow | Non-Weatherized | 175 | 143 | 83.2 | 149.6 | 1112 | 140 |  | No
2018259 | Active | EFM | EFM | HB 1250 |  | Oil | Upflow | Non-Weatherized | 175 | 143 | 83.2 | 149.6 | 1112 | 140 |  | No
3841652 | Active | RHEEM,RUUD | RHEEM MANUFACTURING COMPANY | ROCA-143P05* |  | Oil | Upflow | Non-Weatherized | 175 | 143 | 83.2 | 149.6 | 1112 | 140 |  | No
2000710 | Active | REGAL | BOYERTOWN FURNACE CO. | REL 600 |  | Oil |  | Non-Weatherized | 84 | 71 | 85.9 | 71.1 | 927 | 140 |  | No
2018271 | Active | EFM | EFM | LB 600 |  | Oil |  | Non-Weatherized | 84 | 71 | 85.9 | 71.1 | 927 | 140 |  | No
3841664 | Active | RHEEM,RUUD | RHEEM MANUFACTURING COMPANY | ROLA-070P04* |  | Oil |  | Non-Weatherized | 84 | 71 | 85.9 | 71.1 | 927 | 140 |  | No
2000711 | Active | REGAL | BOYERTOWN FURNACE CO. | REL 1000 |  | Oil |  | Non-Weatherized | 140 | 116 | 85 | 127 | 1253 | 140 | Yes | No
2018270 | Active | EFM | EFM | LB 1000 |  | Oil |  | Non-Weatherized | 140 | 116 | 85 | 127 | 1253 | 140 |  | No
3841660 | Active | RHEEM,RUUD | RHEEM MANUFACTURING COMPANY | ROLA-115P05* |  | Oil |  | Non-Weatherized | 140 | 116 | 85 | 127 | 1253 | 140 |  | No
2000712 | Active | REGAL | BOYERTOWN FURNACE CO. | REL 1250 |  | Oil |  | Non-Weatherized | 175 | 143 | 83.2 | 149.3 | 1181 | 140 |  | No
2018274 | Active | EFM | EFM | LB 1250 |  | Oil |  | Non-Weatherized | 175 | 143 | 83.2 | 149.3 | 1181 | 140 |  | No
3841662 | Active | RHEEM,RUUD | RHEEM MANUFACTURING COMPANY | ROLA-143P05* |  | Oil |  | Non-Weatherized | 175 | 143 | 83.2 | 149.3 | 1181 | 140 |  | No
2000713 | Active | REGAL | BOYERTOWN FURNACE CO. | REL 750 ECM |  | Oil |  | Non-Weatherized | 105 | 88 | 85.4 | 92.4 | 388 | 140 | Yes | Yes
2018260 | Active | EFM | EFM | LB 750 ECM |  | Oil |  | Non-Weatherized | 105 | 88 | 85.4 | 92.4 | 388 | 140 |  | Yes
3841667 | Active | RHEEM,RUUD | RHEEM MANUFACTURING COMPANY | ROLA-088E04* |  | Oil |  | Non-Weatherized | 105 | 88 | 85.4 | 92.4 | 388 | 140 |  | Yes
3897402 | Active | RHEEM,RUUD | RHEEM MANUFACTURING COMPANY | ROLA-088E03* |  | Oil |  | Non-Weatherized | 105 | 88 | 85.4 | 92.4 | 388 | 140 |  | Yes
2000804 | Active | CARRIER | CARRIER CORPORATION | 58STA045-12 |  | Natural Gas, Propane Gas | Upflow, Downflow, Horizontal | Non-Weatherized | 44 | 36 | 80 | 37.7 | 600 | 57 | Yes | No
2009594 | Active | BRYANT | BRYANT HEATING & COOLING SYSTEMS | 310AAV024045 |  | Natural Gas, Propane Gas | Upflow, Downflow, Horizontal | Non-Weatherized | 44 | 35 | 80 | 38.5 | 410 | 57 |  | No
2010911 | Active | PAYNE | PAYNE HEATING & COOLING | PG8MAA036045 |  | Natural Gas, Propane Gas | Upflow, Downflow, Horizontal | Non-Weatherized | 44 | 36 | 80 | 37.7 | 600 | 57 |  | No
3901457 | Active | AIRQUEST, ARCOAIRE, COMFORTMAKER, DAY & NIGHT, HEIL, ICP COMMERCIAL, KEEPRITE, KENMORE, MARATHERM, MSH LEGACY, TEMPSTAR | INTERNATIONAL COMFORT PRODUCTS | N8MSN0451412 |  | Natural Gas, Propane Gas | Upflow, Downflow, Horizontal | Non-Weatherized | 44 | 36 | 80 | 37.7 | 600 | 57 |  | No
3920560 | Active | GRANDAIRE,V-AIRE,ECOTEMP | INTERNATIONAL COMFORT PRODUCTS | WFMR045A036 |  | Natural Gas, Propane Gas | Upflow, Downflow, Horizontal | Non-Weatherized | 44 | 36 | 80 | 37.7 | 600 | 57 |  | No
6571574 | Active | MARATHERM | INTERNATIONAL COMFORT PRODUCTS | R8MSN0451412 |  | Natural Gas, Propane Gas | Upflow, Downflow, Horizontal | Non-Weatherized | 44 | 36 | 80 | 37.7 | 600 | 57 |  | No
2000805 | Active | CARRIER | CARRIER CORPORATION | 58STA045-08 |  | Natural Gas, Propane Gas | Upflow, Downflow, Horizontal | Non-Weatherized | 44 | 35 | 80 | 38.5 | 410 | 57 | Yes | No
2009583 | Active | BRYANT | BRYANT HEATING & COOLING SYSTEMS | 310AAV024070 |  | Natural Gas, Propane Gas | Upflow, Downflow, Horizontal | Non-Weatherized | 66 | 53 | 80 | 58.2 | 487 | 57 |  | No
2010913 | Active | PAYNE | PAYNE HEATING & COOLING | PG8MAA024045 |  | Natural Gas, Propane Gas | Upflow, Downflow, Horizontal | Non-Weatherized | 44 | 35 | 80 | 38.5 | 410 | 57 |  | No
3901458 | Active | AIRQUEST, ARCOAIRE, COMFORTMAKER, DAY & NIGHT, HEIL, ICP COMMERCIAL, KEEPRITE, KENMORE, MARATHERM, MSH LEGACY, TEMPSTAR | INTERNATIONAL COMFORT PRODUCTS | N8MSN0451408 |  | Natural Gas, Propane Gas | Upflow, Downflow, Horizontal | Non-Weatherized | 44 | 35 | 80 | 38.5 | 410 | 57 |  | No
3920561 | Active | GRANDAIRE,V-AIRE,ECOTEMP | INTERNATIONAL COMFORT PRODUCTS | WFMR045A024 |  | Natural Gas, Propane Gas | Upflow, Downflow, Horizontal | Non-Weatherized | 44 | 35 | 80 | 38.5 | 410 | 57 |  | No
2000806 | Active | CARRIER | CARRIER CORPORATION | 58STA090-20 |  | Natural Gas, Propane Gas | Upflow, Downflow, Horizontal | Non-Weatherized | 88 | 71 | 80 | 75.2 | 1204 | 74 | Yes | No
2009582 | Active | BRYANT | BRYANT HEATING & COOLING SYSTEMS | 310AAV036045 |  | Natural Gas, Propane Gas | Upflow, Downflow, Horizontal | Non-Weatherized | 44 | 36 | 80 | 37.7 | 600 | 57 |  | No
2010914 | Active | PAYNE | PAYNE HEATING & COOLING | PG8MAA060090 |  | Natural Gas, Propane Gas | Upflow, Downflow, Horizontal | Non-Weatherized | 88 | 71 | 80 | 75.2 | 1204 | 74 |  | No
3901444 | Active | AIRQUEST, ARCOAIRE, COMFORTMAKER, DAY & NIGHT, HEIL, ICP COMMERCIAL, KEEPRITE, KENMORE, MARATHERM, MSH LEGACY, TEMPSTAR | INTERNATIONAL COMFORT PRODUCTS | N8MSN0902120 |  | Natural Gas, Propane Gas | Upflow, Downflow, Horizontal | Non-Weatherized | 88 | 71 | 80 | 75.2 | 1204 | 74 |  | No
6571575 | Active | MARATHERM | INTERNATIONAL COMFORT PRODUCTS | R8MSN0902120 |  | Natural Gas, Propane Gas | Upflow, Downflow, Horizontal | Non-Weatherized | 88 | 71 | 80 | 75.2 | 1204 | 74 |  | No
2000807 | Active | CARRIER | CARRIER CORPORATION | 58STA090-16 |  | Natural Gas, Propane Gas | Upflow, Downflow, Horizontal | Non-Weatherized | 88 | 71 | 80 | 76.4 | 940 | 77 | Yes | No
2009595 | Active | BRYANT | BRYANT HEATING & COOLING SYSTEMS | 310AAV036070 |  | Natural Gas, Propane Gas | Upflow, Downflow, Horizontal | Non-Weatherized | 66 | 54 | 80 | 57.2 | 728 | 59 |  | No
2010917 | Active | PAYNE | PAYNE HEATING & COOLING | PG8MAA048090 |  | Natural Gas, Propane Gas | Upflow, Downflow, Horizontal | Non-Weatherized | 88 | 71 | 80 | 76.4 | 940 | 77 |  | No
3920562 | Active | GRANDAIRE,V-AIRE,ECOTEMP | INTERNATIONAL COMFORT PRODUCTS | WFMR090C048 |  | Natural Gas, Propane Gas | Upflow, Downflow, Horizontal | Non-Weatherized | 88 | 71 | 80 | 76.4 | 940 | 77 |  | No
4397439 | Active | AIRQUEST, ARCOAIRE, COMFORTMAKER, DAY & NIGHT, HEIL, ICP COMMERCIAL, KEEPRITE, KENMORE, MARATHERM, MSH LEGACY, TEMPSTAR | INTERNATIONAL COMFORT PRODUCTS | N8MSN0902116 |  | Natural Gas, Propane Gas | Upflow, Downflow, Horizontal | Non-Weatherized | 88 | 71 | 80 | 76.4 | 940 | 77 |  | No
2000808 | Active | CARRIER | CARRIER CORPORATION | 58STA090-14 |  | Natural Gas, Propane Gas | Upflow, Downflow, Horizontal | Non-Weatherized | 88 | 71 | 80 | 77.1 | 769 | 79 | Yes | No
2009593 | Active | BRYANT | BRYANT HEATING & COOLING SYSTEMS | 310AAV036110 |  | Natural Gas, Propane Gas | Upflow, Downflow, Horizontal | Non-Weatherized | 110 | 89 | 80 | 96.9 | 839 | 91 |  | No
2010922 | Active | PAYNE | PAYNE HEATING & COOLING | PG8MAA042090 |  | Natural Gas, Propane Gas | Upflow, Downflow, Horizontal | Non-Weatherized | 88 | 71 | 80 | 77.1 | 769 | 79 |  | No
3901445 | Active | AIRQUEST, ARCOAIRE, COMFORTMAKER, DAY & NIGHT, HEIL, ICP COMMERCIAL, KEEPRITE, KENMORE, MARATHERM, MSH LEGACY, TEMPSTAR | INTERNATIONAL COMFORT PRODUCTS | N8MSN0901714 |  | Natural Gas, Propane Gas | Upflow, Downflow, Horizontal | Non-Weatherized | 88 | 71 | 80 | 77.1 | 769 | 79 |  | No
3920563 | Active | GRANDAIRE,V-AIRE,ECOTEMP | INTERNATIONAL COMFORT PRODUCTS | WFMR090B042 |  | Natural Gas, Propane Gas | Upflow, Downflow, Horizontal | Non-Weatherized | 88 | 71 | 80 | 77.1 | 769 | 79 |  | No
2000809 | Active | CARRIER | CARRIER CORPORATION | 58STA070-12 |  | Natural Gas, Propane Gas | Upflow, Downflow, Horizontal | Non-Weatherized | 66 | 54 | 80 | 57.2 | 728 | 59 | Yes | No
2009591 | Active | BRYANT | BRYANT HEATING & COOLING SYSTEMS | 310AAV042090 |  | Natural Gas, Propane Gas | Upflow, Downflow, Horizontal | Non-Weatherized | 88 | 71 | 80 | 77.1 | 769 | 79 |  | No
2010918 | Active | PAYNE | PAYNE HEATING & COOLING | PG8MAA036070 |  | Natural Gas, Propane Gas | Upflow, Downflow, Horizontal | Non-Weatherized | 66 | 54 | 80 | 57.2 | 728 | 59 |  | No
3901446 | Active | AIRQUEST, ARCOAIRE, COMFORTMAKER, DAY & NIGHT, HEIL, ICP COMMERCIAL, KEEPRITE, KENMORE, MARATHERM, MSH LEGACY, TEMPSTAR | INTERNATIONAL COMFORT PRODUCTS | N8MSN0701412 |  | Natural Gas, Propane Gas | Upflow, Downflow, Horizontal | Non-Weatherized | 66 | 54 | 80 | 57.2 | 728 | 59 |  | No
3920564 | Active | GRANDAIRE,V-AIRE,ECOTEMP | INTERNATIONAL COMFORT PRODUCTS | WFMR070A036 |  | Natural Gas, Propane Gas | Upflow, Downflow, Horizontal | Non-Weatherized | 66 | 54 | 80 | 57.2 | 728 | 59 |  | No
6571576 | Active | MARATHERM | INTERNATIONAL COMFORT PRODUCTS | R8MSN0701412 |  | Natural Gas, Propane Gas | Upflow, Downflow, Horizontal | Non-Weatherized | 66 | 54 | 80 | 57.2 | 728 | 59 |  | No
2000810 | Active | CARRIER | CARRIER CORPORATION | 58STA155-20 |  | Natural Gas, Propane Gas | Upflow, Downflow, Horizontal | Non-Weatherized | 154 | 125 | 80 | 134.2 | 1467 | 96 | Yes | No
2009592 | Active | BRYANT | BRYANT HEATING & COOLING SYSTEMS | 310AAV048070 |  | Natural Gas, Propane Gas | Upflow, Downflow, Horizontal | Non-Weatherized | 66 | 53 | 80 | 56.5 | 883 | 60 |  | No
2010923 | Active | PAYNE | PAYNE HEATING & COOLING | PG8MAA060155 |  | Natural Gas, Propane Gas | Upflow, Downflow, Horizontal | Non-Weatherized | 154 | 125 | 80 | 134.2 | 1467 | 96 |  | No
4397442 | Active | AIRQUEST, ARCOAIRE, COMFORTMAKER, DAY & NIGHT, HEIL, ICP COMMERCIAL, KEEPRITE, KENMORE, MARATHERM, MSH LEGACY, TEMPSTAR | INTERNATIONAL COMFORT PRODUCTS | N8MSN1552420 |  | Natural Gas, Propane Gas | Upflow, Downflow, Horizontal | Non-Weatherized | 154 | 125 | 80 | 134.2 | 1467 | 96 |  | No
2000811 | Active | CARRIER | CARRIER CORPORATION | 58STA135-22 |  | Natural Gas, Propane Gas | Upflow, Downflow, Horizontal | Non-Weatherized | 132 | 107 | 80 | 114.6 | 1378 | 89 | Yes | No
2009590 | Active | BRYANT | BRYANT HEATING & COOLING SYSTEMS | 310AAV048090 |  | Natural Gas, Propane Gas | Upflow, Downflow, Horizontal | Non-Weatherized | 88 | 71 | 80 | 76.4 | 940 | 77 |  | No
2010912 | Active | PAYNE | PAYNE HEATING & COOLING | PG8MAA066135 |  | Natural Gas, Propane Gas | Upflow, Downflow, Horizontal | Non-Weatherized | 132 | 107 | 80 | 114.6 | 1378 | 89 |  | No
3901448 | Active | AIRQUEST, ARCOAIRE, COMFORTMAKER, DAY & NIGHT, HEIL, ICP COMMERCIAL, KEEPRITE, KENMORE, MARATHERM, MSH LEGACY, TEMPSTAR | INTERNATIONAL COMFORT PRODUCTS | N8MSN1352422 |  | Natural Gas, Propane Gas | Upflow, Downflow, Horizontal | Non-Weatherized | 132 | 107 | 80 | 114.6 | 1378 | 89 |  | No
3920566 | Active | GRANDAIRE,V-AIRE,ECOTEMP | INTERNATIONAL COMFORT PRODUCTS | WFMR135D066 |  | Natural Gas, Propane Gas | Upflow, Downflow, Horizontal | Non-Weatherized | 132 | 107 | 80 | 114.6 | 1378 | 89 |  | No
2000812 | Active | CARRIER | CARRIER CORPORATION | 58STA135-16 |  | Natural Gas, Propane Gas | Upflow, Downflow, Horizontal | Non-Weatherized | 132 | 107 | 80 | 116.3 | 984 | 95 | Yes | No
2009588 | Active | BRYANT | BRYANT HEATING & COOLING SYSTEMS | 310AAV048110 |  | Natural Gas, Propane Gas | Upflow, Downflow, Horizontal | Non-Weatherized | 110 | 89 | 80 | 97.2 | 768 | 93 |  | No
2010919 | Active | PAYNE | PAYNE HEATING & COOLING | PG8MAA048135 |  | Natural Gas, Propane Gas | Upflow, Downflow, Horizontal | Non-Weatherized | 132 | 107 | 80 | 116.3 | 984 | 95 |  | No
3901449 | Active | AIRQUEST, ARCOAIRE, COMFORTMAKER, DAY & NIGHT, HEIL, ICP COMMERCIAL, KEEPRITE, KENMORE, MARATHERM, MSH LEGACY, TEMPSTAR | INTERNATIONAL COMFORT PRODUCTS | N8MSN1352116 |  | Natural Gas, Propane Gas | Upflow, Downflow, Horizontal | Non-Weatherized | 132 | 107 | 80 | 116.3 | 984 | 95 |  | No
2000813 | Active | CARRIER | CARRIER CORPORATION | 58STA070-16 |  | Natural Gas, Propane Gas | Upflow, Downflow, Horizontal | Non-Weatherized | 66 | 53 | 80 | 56.5 | 883 | 60 | Yes | No
2009589 | Active | BRYANT | BRYANT HEATING & COOLING SYSTEMS | 310AAV048135 |  | Natural Gas, Propane Gas | Upflow, Downflow, Horizontal | Non-Weatherized | 132 | 107 | 80 | 116.3 | 984 | 95 |  | No
2010915 | Active | PAYNE | PAYNE HEATING & COOLING | PG8MAA048070 |  | Natural Gas, Propane Gas | Upflow, Downflow, Horizontal | Non-Weatherized | 66 | 53 | 80 | 56.5 | 883 | 60 |  | No
3901450 | Active | AIRQUEST, ARCOAIRE, COMFORTMAKER, DAY & NIGHT, HEIL, ICP COMMERCIAL, KEEPRITE, KENMORE, MARATHERM, MSH LEGACY, TEMPSTAR | INTERNATIONAL COMFORT PRODUCTS | N8MSN0701716 |  | Natural Gas, Propane Gas | Upflow, Downflow, Horizontal | Non-Weatherized | 66 | 53 | 80 | 56.5 | 883 | 60 |  | No
2000814 | Active | CARRIER | CARRIER CORPORATION | 58STA070-08 |  | Natural Gas, Propane Gas | Upflow, Downflow, Horizontal | Non-Weatherized | 66 | 53 | 80 | 58.2 | 487 | 57 | Yes | No
2009585 | Active | BRYANT | BRYANT HEATING & COOLING SYSTEMS | 310AAV060090 |  | Natural Gas, Propane Gas | Upflow, Downflow, Horizontal | Non-Weatherized | 88 | 71 | 80 | 75.2 | 1204 | 74 |  | No
2010910 | Active | PAYNE | PAYNE HEATING & COOLING | PG8MAA024070 |  | Natural Gas, Propane Gas | Upflow, Downflow, Horizontal | Non-Weatherized | 66 | 53 | 80 | 58.2 | 487 | 57 |  | No
3901451 | Active | AIRQUEST, ARCOAIRE, COMFORTMAKER, DAY & NIGHT, HEIL, ICP COMMERCIAL, KEEPRITE, KENMORE, MARATHERM, MSH LEGACY, TEMPSTAR | INTERNATIONAL COMFORT PRODUCTS | N8MSN0701408 |  | Natural Gas, Propane Gas | Upflow, Downflow, Horizontal | Non-Weatherized | 66 | 53 | 80 | 58.2 | 487 | 57 |  | No
3920567 | Active | GRANDAIRE,V-AIRE,ECOTEMP | INTERNATIONAL COMFORT PRODUCTS | WFMR070A024 |  | Natural Gas, Propane Gas | Upflow, Downflow, Horizontal | Non-Weatherized | 66 | 53 | 80 | 58.2 | 487 | 57 |  | No
2000815 | Active | CARRIER | CARRIER CORPORATION | 58STA110-22 |  | Natural Gas, Propane Gas | Upflow, Downflow, Horizontal | Non-Weatherized | 110 | 89 | 80 | 94.2 | 1450 | 89 | Yes | No
2009587 | Active | BRYANT | BRYANT HEATING & COOLING SYSTEMS | 310AAV060155 |  | Natural Gas, Propane Gas | Upflow, Downflow, Horizontal | Non-Weatherized | 154 | 125 | 80 | 134.2 | 1467 | 96 |  | No
2010921 | Active | PAYNE | PAYNE HEATING & COOLING | PG8MAA066110 |  | Natural Gas, Propane Gas | Upflow, Downflow, Horizontal | Non-Weatherized | 110 | 89 | 80 | 94.2 | 1450 | 89 |  | No
3901452 | Active | AIRQUEST, ARCOAIRE, COMFORTMAKER, DAY & NIGHT, HEIL, ICP COMMERCIAL, KEEPRITE, KENMORE, MARATHERM, MSH LEGACY, TEMPSTAR | INTERNATIONAL COMFORT PRODUCTS | N8MSN1102122 |  | Natural Gas, Propane Gas | Upflow, Downflow, Horizontal | Non-Weatherized | 110 | 89 | 80 | 94.2 | 1450 | 89 |  | No
3920568 | Active | GRANDAIRE,V-AIRE,ECOTEMP | INTERNATIONAL COMFORT PRODUCTS | WFMR110C066 |  | Natural Gas, Propane Gas | Upflow, Downflow, Horizontal | Non-Weatherized | 110 | 89 | 80 | 94.2 | 1450 | 89 |  | No
6571577 | Active | MARATHERM | INTERNATIONAL COMFORT PRODUCTS | R8MSN1102122 |  | Natural Gas, Propane Gas | Upflow, Downflow, Horizontal | Non-Weatherized | 110 | 89 | 80 | 94.2 | 1450 | 89 |  | No
2000816 | Active | CARRIER | CARRIER CORPORATION | 58STA110-16 |  | Natural Gas, Propane Gas | Upflow, Downflow, Horizontal | Non-Weatherized | 110 | 89 | 80 | 97.2 | 768 | 93 | Yes | No
2009586 | Active | BRYANT | BRYANT HEATING & COOLING SYSTEMS | 310AAV066110 |  | Natural Gas, Propane Gas | Upflow, Downflow, Horizontal | Non-Weatherized | 110 | 89 | 80 | 94.2 | 1450 | 89 |  | No
2010916 | Active | PAYNE | PAYNE HEATING & COOLING | PG8MAA048110 |  | Natural Gas, Propane Gas | Upflow, Downflow, Horizontal | Non-Weatherized | 110 | 89 | 80 | 97.2 | 768 | 93 |  | No
3920565 | Active | GRANDAIRE,V-AIRE,ECOTEMP | INTERNATIONAL COMFORT PRODUCTS | WFMR110C048 |  | Natural Gas, Propane Gas | Upflow, Downflow, Horizontal | Non-Weatherized | 110 | 89 | 80 | 97.2 | 768 | 93 |  | No
4397441 | Active | AIRQUEST, ARCOAIRE, COMFORTMAKER, DAY & NIGHT, HEIL, ICP COMMERCIAL, KEEPRITE, KENMORE, MARATHERM, MSH LEGACY, TEMPSTAR | INTERNATIONAL COMFORT PRODUCTS | N8MSN1102116 |  | Natural Gas, Propane Gas | Upflow, Downflow, Horizontal | Non-Weatherized | 110 | 89 | 80 | 97.2 | 768 | 93 |  | No
2000817 | Active | CARRIER | CARRIER CORPORATION | 58STA110-12 |  | Natural Gas, Propane Gas | Upflow, Downflow, Horizontal | Non-Weatherized | 110 | 89 | 80 | 96.9 | 839 | 91 | Yes | No
2009584 | Active | BRYANT | BRYANT HEATING & COOLING SYSTEMS | 310AAV066135 |  | Natural Gas, Propane Gas | Upflow, Downflow, Horizontal | Non-Weatherized | 132 | 107 | 80 | 114.6 | 1378 | 89 |  | No
2010920 | Active | PAYNE | PAYNE HEATING & COOLING | PG8MAA036110 |  | Natural Gas, Propane Gas | Upflow, Downflow, Horizontal | Non-Weatherized | 110 | 89 | 80 | 96.9 | 839 | 91 |  | No
4397440 | Active | AIRQUEST, ARCOAIRE, COMFORTMAKER, DAY & NIGHT, HEIL, ICP COMMERCIAL, KEEPRITE, KENMORE, MARATHERM, MSH LEGACY, TEMPSTAR | INTERNATIONAL COMFORT PRODUCTS | N8MSN1101712 |  | Natural Gas, Propane Gas | Upflow, Downflow, Horizontal | Non-Weatherized | 110 | 89 | 80 | 96.9 | 839 | 91 |  | No
2000818 | Active | CARRIER | CARRIER CORPORATION | 58STX045-12 |  | Natural Gas, Propane Gas | Upflow | Non-Weatherized | 44 | 36 | 80 | 37.7 | 600 | 57 | Yes | No
2009698 | Active | BRYANT | BRYANT HEATING & COOLING SYSTEMS | 310JAV024045 |  | Natural Gas, Propane Gas | Upflow | Non-Weatherized | 44 | 35 | 80 | 38.5 | 410 | 57 |  | No
2010951 | Active | PAYNE | PAYNE HEATING & COOLING | PG8JAA036045 |  | Natural Gas, Propane Gas | Upflow | Non-Weatherized | 44 | 36 | 80 | 37.7 | 600 | 57 |  | No
3919591 | Active | AIRQUEST, ARCOAIRE, COMFORTMAKER, DAY & NIGHT, HEIL, ICP COMMERCIAL, KEEPRITE, KENMORE, MARATHERM, MSH LEGACY, TEMPSTAR | INTERNATIONAL COMFORT PRODUCTS | N8MSL0451412 |  | Natural Gas, Propane Gas | Upflow | Non-Weatherized | 44 | 36 | 80 | 37.7 | 600 | 57 |  | No
3920571 | Active | GRANDAIRE,V-AIRE,ECOTEMP | INTERNATIONAL COMFORT PRODUCTS | WFML045A036 |  | Natural Gas, Propane Gas | Upflow | Non-Weatherized | 44 | 36 | 80 | 37.7 | 600 | 57 |  | No
6571618 | Active | MARATHERM | INTERNATIONAL COMFORT PRODUCTS | R8MSL0451412 |  | Natural Gas, Propane Gas | Upflow | Non-Weatherized | 44 | 36 | 80 | 37.7 | 600 | 57 |  | No
2000819 | Active | CARRIER | CARRIER CORPORATION | 58STX045-08 |  | Natural Gas, Propane Gas | Upflow | Non-Weatherized | 44 | 35 | 80 | 38.5 | 410 | 57 | Yes | No
2009694 | Active | BRYANT | BRYANT HEATING & COOLING SYSTEMS | 310JAV024045* |  | Natural Gas, Propane Gas | Downflow, Horizontal | Non-Weatherized | 42 | 34 | 80 | 38.4 | 428 | 57 |  | No
2010927 | Active | PAYNE | PAYNE HEATING & COOLING | PG8JAA024045 |  | Natural Gas, Propane Gas | Upflow | Non-Weatherized | 44 | 35 | 80 | 38.5 | 410 | 57 |  | No
3919592 | Active | AIRQUEST, ARCOAIRE, COMFORTMAKER, DAY & NIGHT, HEIL, ICP COMMERCIAL, KEEPRITE, KENMORE, MARATHERM, MSH LEGACY, TEMPSTAR | INTERNATIONAL COMFORT PRODUCTS | N8MSL0451408 |  | Natural Gas, Propane Gas | Upflow | Non-Weatherized | 44 | 35 | 80 | 38.5 | 410 | 57 |  | No
3920572 | Active | GRANDAIRE,V-AIRE,ECOTEMP | INTERNATIONAL COMFORT PRODUCTS | WFML045A024 |  | Natural Gas, Propane Gas | Upflow | Non-Weatherized | 44 | 35 | 80 | 38.5 | 410 | 57 |  | No
2000820 | Active | CARRIER | CARRIER CORPORATION | 58STX045-12* |  | Natural Gas, Propane Gas | Downflow, Horizontal | Non-Weatherized | 42 | 34 | 80 | 37.6 | 626 | 57 | Yes | No
2009680 | Active | BRYANT | BRYANT HEATING & COOLING SYSTEMS | 310JAV024070 |  | Natural Gas, Propane Gas | Upflow | Non-Weatherized | 66 | 53 | 80 | 58.2 | 487 | 57 |  | No
2010930 | Active | PAYNE | PAYNE HEATING & COOLING | PG8JAA036045* |  | Natural Gas, Propane Gas | Downflow, Horizontal | Non-Weatherized | 42 | 34 | 80 | 37.6 | 626 | 57 |  | No
3919593 | Active | AIRQUEST, ARCOAIRE, COMFORTMAKER, DAY & NIGHT, HEIL, ICP COMMERCIAL, KEEPRITE, KENMORE, MARATHERM, MSH LEGACY, TEMPSTAR | INTERNATIONAL COMFORT PRODUCTS | N8MSL0451412* |  | Natural Gas, Propane Gas | Downflow, Horizontal | Non-Weatherized | 42 | 34 | 80 | 37.6 | 626 | 57 |  | No
3920573 | Active | GRANDAIRE,V-AIRE,ECOTEMP | INTERNATIONAL COMFORT PRODUCTS | WFML045A036* |  | Natural Gas, Propane Gas | Downflow, Horizontal | Non-Weatherized | 42 | 34 | 80 | 37.6 | 626 | 57 |  | No
6571619 | Active | MARATHERM | INTERNATIONAL COMFORT PRODUCTS | R8MSL0451412* |  | Natural Gas, Propane Gas | Downflow, Horizontal | Non-Weatherized | 42 | 34 | 80 | 37.6 | 626 | 57 |  | No
2000821 | Active | CARRIER | CARRIER CORPORATION | 58STX045-08* |  | Natural Gas, Propane Gas | Downflow, Horizontal | Non-Weatherized | 42 | 34 | 80 | 38.4 | 428 | 57 | Yes | No
2009681 | Active | BRYANT | BRYANT HEATING & COOLING SYSTEMS | 310JAV024070* |  | Natural Gas, Propane Gas | Downflow, Horizontal | Non-Weatherized | 63 | 51 | 80 | 58.1 | 510 | 57 |  | No
2010941 | Active | PAYNE | PAYNE HEATING & COOLING | PG8JAA024045* |  | Natural Gas, Propane Gas | Downflow, Horizontal | Non-Weatherized | 42 | 34 | 80 | 38.4 | 428 | 57 |  | No
3919594 | Active | AIRQUEST, ARCOAIRE, COMFORTMAKER, DAY & NIGHT, HEIL, ICP COMMERCIAL, KEEPRITE, KENMORE, MARATHERM, MSH LEGACY, TEMPSTAR | INTERNATIONAL COMFORT PRODUCTS | N8MSL0451408* |  | Natural Gas, Propane Gas | Downflow, Horizontal | Non-Weatherized | 42 | 34 | 80 | 38.4 | 428 | 57 |  | No
2000822 | Active | CARRIER | CARRIER CORPORATION | 58STX110-22* |  | Natural Gas, Propane Gas | Downflow, Horizontal | Non-Weatherized | 105 | 85 | 80 | 94 | 1515 | 89 | Yes | No
2009683 | Active | BRYANT | BRYANT HEATING & COOLING SYSTEMS | 310JAV036045 |  | Natural Gas, Propane Gas | Upflow | Non-Weatherized | 44 | 36 | 80 | 37.7 | 600 | 57 |  | No
2010938 | Active | PAYNE | PAYNE HEATING & COOLING | PG8JAA066110* |  | Natural Gas, Propane Gas | Downflow, Horizontal | Non-Weatherized | 105 | 85 | 80 | 94 | 1515 | 89 |  | No
3919595 | Active | AIRQUEST, ARCOAIRE, COMFORTMAKER, DAY & NIGHT, HEIL, ICP COMMERCIAL, KEEPRITE, KENMORE, MARATHERM, MSH LEGACY, TEMPSTAR | INTERNATIONAL COMFORT PRODUCTS | N8MSL1102122* |  | Natural Gas, Propane Gas | Downflow, Horizontal | Non-Weatherized | 105 | 85 | 80 | 94 | 1515 | 89 |  | No
6571620 | Active | MARATHERM | INTERNATIONAL COMFORT PRODUCTS | R8MSL1102122* |  | Natural Gas, Propane Gas | Downflow, Horizontal | Non-Weatherized | 105 | 85 | 80 | 94 | 1515 | 89 |  | No
2000823 | Active | CARRIER | CARRIER CORPORATION | 58STX110-16* |  | Natural Gas, Propane Gas | Downflow, Horizontal | Non-Weatherized | 105 | 85 | 80 | 97 | 803 | 93 | Yes | No
2009707 | Active | BRYANT | BRYANT HEATING & COOLING SYSTEMS | 310JAV036045* |  | Natural Gas, Propane Gas | Downflow, Horizontal | Non-Weatherized | 42 | 34 | 80 | 37.6 | 626 | 57 |  | No
2010944 | Active | PAYNE | PAYNE HEATING & COOLING | PG8JAA048110* |  | Natural Gas, Propane Gas | Downflow, Horizontal | Non-Weatherized | 105 | 85 | 80 | 97 | 803 | 93 |  | No
4397448 | Active | AIRQUEST, ARCOAIRE, COMFORTMAKER, DAY & NIGHT, HEIL, ICP COMMERCIAL, KEEPRITE, KENMORE, MARATHERM, MSH LEGACY, TEMPSTAR | INTERNATIONAL COMFORT PRODUCTS | N8MSL1102116* |  | Natural Gas, Propane Gas | Downflow, Horizontal | Non-Weatherized | 105 | 85 | 80 | 97 | 803 | 93 |  | No
2000824 | Active | CARRIER | CARRIER CORPORATION | 58STX110-12* |  | Natural Gas, Propane Gas | Downflow, Horizontal | Non-Weatherized | 105 | 85 | 80 | 96.7 | 878 | 91 | Yes | No
2009703 | Active | BRYANT | BRYANT HEATING & COOLING SYSTEMS | 310JAV036070 |  | Natural Gas, Propane Gas | Upflow | Non-Weatherized | 66 | 54 | 80 | 57.2 | 728 | 59 |  | No
2010926 | Active | PAYNE | PAYNE HEATING & COOLING | PG8JAA036110* |  | Natural Gas, Propane Gas | Downflow, Horizontal | Non-Weatherized | 105 | 85 | 80 | 96.7 | 878 | 91 |  | No
4397446 | Active | AIRQUEST, ARCOAIRE, COMFORTMAKER, DAY & NIGHT, HEIL, ICP COMMERCIAL, KEEPRITE, KENMORE, MARATHERM, MSH LEGACY, TEMPSTAR | INTERNATIONAL COMFORT PRODUCTS | N8MSL1101712* |  | Natural Gas, Propane Gas | Downflow, Horizontal | Non-Weatherized | 105 | 85 | 80 | 96.7 | 878 | 91 |  | No
2000825 | Active | CARRIER | CARRIER CORPORATION | 58STX090-20 |  | Natural Gas, Propane Gas | Upflow | Non-Weatherized | 88 | 71 | 80 | 75.2 | 1204 | 74 | Yes | No
2009684 | Active | BRYANT | BRYANT HEATING & COOLING SYSTEMS | 310JAV036070* |  | Natural Gas, Propane Gas | Downflow, Horizontal | Non-Weatherized | 63 | 51 | 80 | 57 | 761 | 59 |  | No
2010945 | Active | PAYNE | PAYNE HEATING & COOLING | PG8JAA060090 |  | Natural Gas, Propane Gas | Upflow | Non-Weatherized | 88 | 71 | 80 | 75.2 | 1204 | 74 |  | No
3919607 | Active | AIRQUEST, ARCOAIRE, COMFORTMAKER, DAY & NIGHT, HEIL, ICP COMMERCIAL, KEEPRITE, KENMORE, MARATHERM, MSH LEGACY, TEMPSTAR | INTERNATIONAL COMFORT PRODUCTS | N8MSL0902120 |  | Natural Gas, Propane Gas | Upflow | Non-Weatherized | 88 | 71 | 80 | 75.2 | 1204 | 74 |  | No
6571621 | Active | MARATHERM | INTERNATIONAL COMFORT PRODUCTS | R8MSL0902120 |  | Natural Gas, Propane Gas | Upflow | Non-Weatherized | 88 | 71 | 80 | 75.2 | 1204 | 74 |  | No
2000826 | Active | CARRIER | CARRIER CORPORATION | 58STX090-16 |  | Natural Gas, Propane Gas | Upflow | Non-Weatherized | 88 | 71 | 80 | 76.4 | 940 | 77 | Yes | No
2009702 | Active | BRYANT | BRYANT HEATING & COOLING SYSTEMS | 310JAV036110 |  | Natural Gas, Propane Gas | Upflow | Non-Weatherized | 110 | 89 | 80 | 96.9 | 839 | 91 |  | No
2010934 | Active | PAYNE | PAYNE HEATING & COOLING | PG8JAA048090 |  | Natural Gas, Propane Gas | Upflow | Non-Weatherized | 88 | 71 | 80 | 76.4 | 940 | 77 |  | No
3920579 | Active | GRANDAIRE,V-AIRE,ECOTEMP | INTERNATIONAL COMFORT PRODUCTS | WFML090C048 |  | Natural Gas, Propane Gas | Upflow | Non-Weatherized | 88 | 71 | 80 | 76.4 | 940 | 77 |  | No
4397443 | Active | AIRQUEST, ARCOAIRE, COMFORTMAKER, DAY & NIGHT, HEIL, ICP COMMERCIAL, KEEPRITE, KENMORE, MARATHERM, MSH LEGACY, TEMPSTAR | INTERNATIONAL COMFORT PRODUCTS | N8MSL0902116 |  | Natural Gas, Propane Gas | Upflow | Non-Weatherized | 88 | 71 | 80 | 76.4 | 940 | 77 |  | No
2000827 | Active | CARRIER | CARRIER CORPORATION | 58STX090-14 |  | Natural Gas, Propane Gas | Upflow | Non-Weatherized | 88 | 71 | 80 | 77.1 | 769 | 79 | Yes | No
2009706 | Active | BRYANT | BRYANT HEATING & COOLING SYSTEMS | 310JAV036110* |  | Natural Gas, Propane Gas | Downflow, Horizontal | Non-Weatherized | 105 | 85 | 80 | 96.7 | 878 | 91 |  | No
2010937 | Active | PAYNE | PAYNE HEATING & COOLING | PG8JAA042090 |  | Natural Gas, Propane Gas | Upflow | Non-Weatherized | 88 | 71 | 80 | 77.1 | 769 | 79 |  | No
3919608 | Active | AIRQUEST, ARCOAIRE, COMFORTMAKER, DAY & NIGHT, HEIL, ICP COMMERCIAL, KEEPRITE, KENMORE, MARATHERM, MSH LEGACY, TEMPSTAR | INTERNATIONAL COMFORT PRODUCTS | N8MSL0901714 |  | Natural Gas, Propane Gas | Upflow | Non-Weatherized | 88 | 71 | 80 | 77.1 | 769 | 79 |  | No
3920580 | Active | GRANDAIRE,V-AIRE,ECOTEMP | INTERNATIONAL COMFORT PRODUCTS | WFML090B042 |  | Natural Gas, Propane Gas | Upflow | Non-Weatherized | 88 | 71 | 80 | 77.1 | 769 | 79 |  | No
2000828 | Active | CARRIER | CARRIER CORPORATION | 58STX090-20* |  | Natural Gas, Propane Gas | Downflow, Horizontal | Non-Weatherized | 84 | 68 | 80 | 75 | 1258 | 74 | Yes | No
2009700 | Active | BRYANT | BRYANT HEATING & COOLING SYSTEMS | 310JAV042090 |  | Natural Gas, Propane Gas | Upflow | Non-Weatherized | 88 | 71 | 80 | 77.1 | 769 | 79 |  | No
2010950 | Active | PAYNE | PAYNE HEATING & COOLING | PG8JAA060090* |  | Natural Gas, Propane Gas | Downflow, Horizontal | Non-Weatherized | 84 | 68 | 80 | 75 | 1258 | 74 |  | No
3919609 | Active | AIRQUEST, ARCOAIRE, COMFORTMAKER, DAY & NIGHT, HEIL, ICP COMMERCIAL, KEEPRITE, KENMORE, MARATHERM, MSH LEGACY, TEMPSTAR | INTERNATIONAL COMFORT PRODUCTS | N8MSL0902120* |  | Natural Gas, Propane Gas | Downflow, Horizontal | Non-Weatherized | 84 | 68 | 80 | 75 | 1258 | 74 |  | No
6571622 | Active | MARATHERM | INTERNATIONAL COMFORT PRODUCTS | R8MSL0902120* |  | Natural Gas, Propane Gas | Downflow, Horizontal | Non-Weatherized | 84 | 68 | 80 | 75 | 1258 | 74 |  | No
2000829 | Active | CARRIER | CARRIER CORPORATION | 58STX090-16* |  | Natural Gas, Propane Gas | Downflow, Horizontal | Non-Weatherized | 84 | 68 | 80 | 76.2 | 983 | 77 | Yes | No
2009699 | Active | BRYANT | BRYANT HEATING & COOLING SYSTEMS | 310JAV042090* |  | Natural Gas, Propane Gas | Downflow, Horizontal | Non-Weatherized | 84 | 68 | 80 | 77 | 805 | 79 |  | No
2010942 | Active | PAYNE | PAYNE HEATING & COOLING | PG8JAA048090* |  | Natural Gas, Propane Gas | Downflow, Horizontal | Non-Weatherized | 84 | 68 | 80 | 76.2 | 983 | 77 |  | No
4397444 | Active | AIRQUEST, ARCOAIRE, COMFORTMAKER, DAY & NIGHT, HEIL, ICP COMMERCIAL, KEEPRITE, KENMORE, MARATHERM, MSH LEGACY, TEMPSTAR | INTERNATIONAL COMFORT PRODUCTS | N8MSL0902116* |  | Natural Gas, Propane Gas | Downflow, Horizontal | Non-Weatherized | 84 | 68 | 80 | 76.2 | 983 | 77 |  | No
2000830 | Active | CARRIER | CARRIER CORPORATION | 58STX090-14* |  | Natural Gas, Propane Gas | Downflow, Horizontal | Non-Weatherized | 84 | 68 | 80 | 77 | 805 | 79 | Yes | No
2009690 | Active | BRYANT | BRYANT HEATING & COOLING SYSTEMS | 310JAV048070 |  | Natural Gas, Propane Gas | Upflow | Non-Weatherized | 66 | 53 | 80 | 56.5 | 883 | 60 |  | No
2010948 | Active | PAYNE | PAYNE HEATING & COOLING | PG8JAA042090* |  | Natural Gas, Propane Gas | Downflow, Horizontal | Non-Weatherized | 84 | 68 | 80 | 77 | 805 | 79 |  | No
3919603 | Active | AIRQUEST, ARCOAIRE, COMFORTMAKER, DAY & NIGHT, HEIL, ICP COMMERCIAL, KEEPRITE, KENMORE, MARATHERM, MSH LEGACY, TEMPSTAR | INTERNATIONAL COMFORT PRODUCTS | N8MSL0901714* |  | Natural Gas, Propane Gas | Downflow, Horizontal | Non-Weatherized | 84 | 68 | 80 | 77 | 805 | 79 |  | No
2000831 | Active | CARRIER | CARRIER CORPORATION | 58STX070-12 |  | Natural Gas, Propane Gas | Upflow | Non-Weatherized | 66 | 54 | 80 | 57.2 | 728 | 59 | Yes | No
2009704 | Active | BRYANT | BRYANT HEATING & COOLING SYSTEMS | 310JAV048070* |  | Natural Gas, Propane Gas | Downflow, Horizontal | Non-Weatherized | 63 | 51 | 80 | 56.4 | 922 | 60 |  | No
2010932 | Active | PAYNE | PAYNE HEATING & COOLING | PG8JAA036070 |  | Natural Gas, Propane Gas | Upflow | Non-Weatherized | 66 | 54 | 80 | 57.2 | 728 | 59 |  | No
3919604 | Active | AIRQUEST, ARCOAIRE, COMFORTMAKER, DAY & NIGHT, HEIL, ICP COMMERCIAL, KEEPRITE, KENMORE, MARATHERM, MSH LEGACY, TEMPSTAR | INTERNATIONAL COMFORT PRODUCTS | N8MSL0701412 |  | Natural Gas, Propane Gas | Upflow | Non-Weatherized | 66 | 54 | 80 | 57.2 | 728 | 59 |  | No
3920577 | Active | GRANDAIRE,V-AIRE,ECOTEMP | INTERNATIONAL COMFORT PRODUCTS | WFML070A036 |  | Natural Gas, Propane Gas | Upflow | Non-Weatherized | 66 | 54 | 80 | 57.2 | 728 | 59 |  | No
6571623 | Active | MARATHERM | INTERNATIONAL COMFORT PRODUCTS | R8MSL0701412 |  | Natural Gas, Propane Gas | Upflow | Non-Weatherized | 66 | 54 | 80 | 57.2 | 728 | 59 |  | No
2000832 | Active | CARRIER | CARRIER CORPORATION | 58STX155-20 |  | Natural Gas, Propane Gas | Upflow | Non-Weatherized | 154 | 125 | 80 | 134.2 | 1467 | 96 | Yes | No
2009693 | Active | BRYANT | BRYANT HEATING & COOLING SYSTEMS | 310JAV048090 |  | Natural Gas, Propane Gas | Upflow | Non-Weatherized | 88 | 71 | 80 | 76.4 | 940 | 77 |  | No
2010929 | Active | PAYNE | PAYNE HEATING & COOLING | PG8JAA060155 |  | Natural Gas, Propane Gas | Upflow | Non-Weatherized | 154 | 125 | 80 | 134.2 | 1467 | 96 |  | No
4397449 | Active | AIRQUEST, ARCOAIRE, COMFORTMAKER, DAY & NIGHT, HEIL, ICP COMMERCIAL, KEEPRITE, KENMORE, MARATHERM, MSH LEGACY, TEMPSTAR | INTERNATIONAL COMFORT PRODUCTS | N8MSL1552420 |  | Natural Gas, Propane Gas | Upflow | Non-Weatherized | 154 | 125 | 80 | 134.2 | 1467 | 96 |  | No
2000833 | Active | CARRIER | CARRIER CORPORATION | 58STX155-20* |  | Natural Gas, Propane Gas | Downflow, Horizontal | Non-Weatherized | 147 | 119 | 80 | 134 | 1534 | 96 | Yes | No
2009692 | Active | BRYANT | BRYANT HEATING & COOLING SYSTEMS | 310JAV048090* |  | Natural Gas, Propane Gas | Downflow, Horizontal | Non-Weatherized | 84 | 68 | 80 | 76.2 | 983 | 77 |  | No
2010933 | Active | PAYNE | PAYNE HEATING & COOLING | PG8JAA060155* |  | Natural Gas, Propane Gas | Downflow, Horizontal | Non-Weatherized | 147 | 119 | 80 | 134 | 1534 | 96 |  | No
4397450 | Active | AIRQUEST, ARCOAIRE, COMFORTMAKER, DAY & NIGHT, HEIL, ICP COMMERCIAL, KEEPRITE, KENMORE, MARATHERM, MSH LEGACY, TEMPSTAR | INTERNATIONAL COMFORT PRODUCTS | N8MSL1552420* |  | Natural Gas, Propane Gas | Downflow, Horizontal | Non-Weatherized | 147 | 119 | 80 | 134 | 1534 | 96 |  | No
2000834 | Active | CARRIER | CARRIER CORPORATION | 58STX135-22 |  | Natural Gas, Propane Gas | Upflow | Non-Weatherized | 132 | 107 | 80 | 114.6 | 1378 | 89 | Yes | No
2009705 | Active | BRYANT | BRYANT HEATING & COOLING SYSTEMS | 310JAV048110 |  | Natural Gas, Propane Gas | Upflow | Non-Weatherized | 110 | 89 | 80 | 97.2 | 768 | 93 |  | No
2010939 | Active | PAYNE | PAYNE HEATING & COOLING | PG8JAA066135 |  | Natural Gas, Propane Gas | Upflow | Non-Weatherized | 132 | 107 | 80 | 114.6 | 1378 | 89 |  | No
3919605 | Active | AIRQUEST, ARCOAIRE, COMFORTMAKER, DAY & NIGHT, HEIL, ICP COMMERCIAL, KEEPRITE, KENMORE, MARATHERM, MSH LEGACY, TEMPSTAR | INTERNATIONAL COMFORT PRODUCTS | N8MSL1352422 |  | Natural Gas, Propane Gas | Upflow | Non-Weatherized | 132 | 107 | 80 | 114.6 | 1378 | 89 |  | No
3920578 | Active | GRANDAIRE,V-AIRE,ECOTEMP | INTERNATIONAL COMFORT PRODUCTS | WFML135D066 |  | Natural Gas, Propane Gas | Upflow | Non-Weatherized | 132 | 107 | 80 | 114.6 | 1378 | 89 |  | No
2000835 | Active | CARRIER | CARRIER CORPORATION | 58STX135-16 |  | Natural Gas, Propane Gas | Upflow | Non-Weatherized | 132 | 107 | 80 | 116.3 | 984 | 95 | Yes | No
2009687 | Active | BRYANT | BRYANT HEATING & COOLING SYSTEMS | 310JAV048110* |  | Natural Gas, Propane Gas | Downflow, Horizontal | Non-Weatherized | 105 | 85 | 80 | 97 | 803 | 93 |  | No
2010947 | Active | PAYNE | PAYNE HEATING & COOLING | PG8JAA048135 |  | Natural Gas, Propane Gas | Upflow | Non-Weatherized | 132 | 107 | 80 | 116.3 | 984 | 95 |  | No
3919606 | Active | AIRQUEST, ARCOAIRE, COMFORTMAKER, DAY & NIGHT, HEIL, ICP COMMERCIAL, KEEPRITE, KENMORE, MARATHERM, MSH LEGACY, TEMPSTAR | INTERNATIONAL COMFORT PRODUCTS | N8MSL1352116 |  | Natural Gas, Propane Gas | Upflow | Non-Weatherized | 132 | 107 | 80 | 116.3 | 984 | 95 |  | No
2000836 | Active | CARRIER | CARRIER CORPORATION | 58STX135-22* |  | Natural Gas, Propane Gas | Downflow, Horizontal | Non-Weatherized | 126 | 102 | 80 | 114.3 | 1441 | 89 | Yes | No
2009688 | Active | BRYANT | BRYANT HEATING & COOLING SYSTEMS | 310JAV048135 |  | Natural Gas, Propane Gas | Upflow | Non-Weatherized | 132 | 107 | 80 | 116.3 | 984 | 95 |  | No
2010940 | Active | PAYNE | PAYNE HEATING & COOLING | PG8JAA066135* |  | Natural Gas, Propane Gas | Downflow, Horizontal | Non-Weatherized | 126 | 102 | 80 | 114.3 | 1441 | 89 |  | No
3919598 | Active | AIRQUEST, ARCOAIRE, COMFORTMAKER, DAY & NIGHT, HEIL, ICP COMMERCIAL, KEEPRITE, KENMORE, MARATHERM, MSH LEGACY, TEMPSTAR | INTERNATIONAL COMFORT PRODUCTS | N8MSL1352422* |  | Natural Gas, Propane Gas | Downflow, Horizontal | Non-Weatherized | 126 | 102 | 80 | 114.3 | 1441 | 89 |  | No
2000837 | Active | CARRIER | CARRIER CORPORATION | 58STX135-16* |  | Natural Gas, Propane Gas | Downflow, Horizontal | Non-Weatherized | 126 | 102 | 80 | 116.1 | 1030 | 95 | Yes | No
2009686 | Active | BRYANT | BRYANT HEATING & COOLING SYSTEMS | 310JAV048135* |  | Natural Gas, Propane Gas | Downflow, Horizontal | Non-Weatherized | 126 | 102 | 80 | 116.1 | 1030 | 95 |  | No
2010949 | Active | PAYNE | PAYNE HEATING & COOLING | PG8JAA048135* |  | Natural Gas, Propane Gas | Downflow, Horizontal | Non-Weatherized | 126 | 102 | 80 | 116.1 | 1030 | 95 |  | No
3919599 | Active | AIRQUEST, ARCOAIRE, COMFORTMAKER, DAY & NIGHT, HEIL, ICP COMMERCIAL, KEEPRITE, KENMORE, MARATHERM, MSH LEGACY, TEMPSTAR | INTERNATIONAL COMFORT PRODUCTS | N8MSL1352116* |  | Natural Gas, Propane Gas | Downflow, Horizontal | Non-Weatherized | 126 | 102 | 80 | 116.1 | 1030 | 95 |  | No
2000838 | Active | CARRIER | CARRIER CORPORATION | 58STX070-16 |  | Natural Gas, Propane Gas | Upflow | Non-Weatherized | 66 | 53 | 80 | 56.5 | 883 | 60 | Yes | No
2009685 | Active | BRYANT | BRYANT HEATING & COOLING SYSTEMS | 310JAV060090 |  | Natural Gas, Propane Gas | Upflow | Non-Weatherized | 88 | 71 | 80 | 75.2 | 1204 | 74 |  | No
2010928 | Active | PAYNE | PAYNE HEATING & COOLING | PG8JAA048070 |  | Natural Gas, Propane Gas | Upflow | Non-Weatherized | 66 | 53 | 80 | 56.5 | 883 | 60 |  | No
3919600 | Active | AIRQUEST, ARCOAIRE, COMFORTMAKER, DAY & NIGHT, HEIL, ICP COMMERCIAL, KEEPRITE, KENMORE, MARATHERM, MSH LEGACY, TEMPSTAR | INTERNATIONAL COMFORT PRODUCTS | N8MSL0701716 |  | Natural Gas, Propane Gas | Upflow | Non-Weatherized | 66 | 53 | 80 | 56.5 | 883 | 60 |  | No
2000839 | Active | CARRIER | CARRIER CORPORATION | 58STX070-08 |  | Natural Gas, Propane Gas | Upflow | Non-Weatherized | 66 | 53 | 80 | 58.2 | 487 | 57 | Yes | No
2009691 | Active | BRYANT | BRYANT HEATING & COOLING SYSTEMS | 310JAV060090* |  | Natural Gas, Propane Gas | Downflow, Horizontal | Non-Weatherized | 84 | 68 | 80 | 75 | 1258 | 74 |  | No
2010924 | Active | PAYNE | PAYNE HEATING & COOLING | PG8JAA024070 |  | Natural Gas, Propane Gas | Upflow | Non-Weatherized | 66 | 53 | 80 | 58.2 | 487 | 57 |  | No
3920576 | Active | GRANDAIRE,V-AIRE,ECOTEMP | INTERNATIONAL COMFORT PRODUCTS | WFML070A024 |  | Natural Gas, Propane Gas | Upflow | Non-Weatherized | 66 | 53 | 80 | 58.2 | 487 | 57 |  | No
5668264 | Active | AIRQUEST, ARCOAIRE, COMFORTMAKER, DAY & NIGHT, HEIL, ICP COMMERCIAL, KEEPRITE, KENMORE, MARATHERM, MSH LEGACY, TEMPSTAR | INTERNATIONAL COMFORT PRODUCTS | N8MSL0701408 |  | Natural Gas, Propane Gas | Upflow | Non-Weatherized | 66 | 53 | 80 | 58.2 | 487 | 57 |  | No
2000840 | Active | CARRIER | CARRIER CORPORATION | 58STX070-16* |  | Natural Gas, Propane Gas | Downflow, Horizontal | Non-Weatherized | 63 | 51 | 80 | 56.4 | 922 | 60 | Yes | No
2009689 | Active | BRYANT | BRYANT HEATING & COOLING SYSTEMS | 310JAV060155 |  | Natural Gas, Propane Gas | Upflow | Non-Weatherized | 154 | 125 | 80 | 134.2 | 1467 | 96 |  | No
2010935 | Active | PAYNE | PAYNE HEATING & COOLING | PG8JAA048070* |  | Natural Gas, Propane Gas | Downflow, Horizontal | Non-Weatherized | 63 | 51 | 80 | 56.4 | 922 | 60 |  | No
3919601 | Active | AIRQUEST, ARCOAIRE, COMFORTMAKER, DAY & NIGHT, HEIL, ICP COMMERCIAL, KEEPRITE, KENMORE, MARATHERM, MSH LEGACY, TEMPSTAR | INTERNATIONAL COMFORT PRODUCTS | N8MSL0701716* |  | Natural Gas, Propane Gas | Downflow, Horizontal | Non-Weatherized | 63 | 51 | 80 | 56.4 | 922 | 60 |  | No
2000841 | Active | CARRIER | CARRIER CORPORATION | 58STX070-12* |  | Natural Gas, Propane Gas | Downflow, Horizontal | Non-Weatherized | 63 | 51 | 80 | 57 | 761 | 59 | Yes | No
2009697 | Active | BRYANT | BRYANT HEATING & COOLING SYSTEMS | 310JAV060155* |  | Natural Gas, Propane Gas | Downflow, Horizontal | Non-Weatherized | 147 | 119 | 80 | 134 | 1534 | 96 |  | No
2010943 | Active | PAYNE | PAYNE HEATING & COOLING | PG8JAA036070* |  | Natural Gas, Propane Gas | Downflow, Horizontal | Non-Weatherized | 63 | 51 | 80 | 57 | 761 | 59 |  | No
3919602 | Active | AIRQUEST, ARCOAIRE, COMFORTMAKER, DAY & NIGHT, HEIL, ICP COMMERCIAL, KEEPRITE, KENMORE, MARATHERM, MSH LEGACY, TEMPSTAR | INTERNATIONAL COMFORT PRODUCTS | N8MSL0701412* |  | Natural Gas, Propane Gas | Downflow, Horizontal | Non-Weatherized | 63 | 51 | 80 | 57 | 761 | 59 |  | No
6571624 | Active | MARATHERM | INTERNATIONAL COMFORT PRODUCTS | R8MSL0701412* |  | Natural Gas, Propane Gas | Downflow, Horizontal | Non-Weatherized | 63 | 51 | 80 | 57 | 761 | 59 |  | No
2000842 | Active | CARRIER | CARRIER CORPORATION | 58STX070-08* |  | Natural Gas, Propane Gas | Downflow, Horizontal | Non-Weatherized | 63 | 51 | 80 | 58.1 | 510 | 57 | Yes | No
2009682 | Active | BRYANT | BRYANT HEATING & COOLING SYSTEMS | 310JAV066110 |  | Natural Gas, Propane Gas | Upflow | Non-Weatherized | 110 | 89 | 80 | 94.2 | 1450 | 89 |  | No
2010946 | Active | PAYNE | PAYNE HEATING & COOLING | PG8JAA024070* |  | Natural Gas, Propane Gas | Downflow, Horizontal | Non-Weatherized | 63 | 51 | 80 | 58.1 | 510 | 57 |  | No
3919596 | Active | AIRQUEST, ARCOAIRE, COMFORTMAKER, DAY & NIGHT, HEIL, ICP COMMERCIAL, KEEPRITE, KENMORE, MARATHERM, MSH LEGACY, TEMPSTAR | INTERNATIONAL COMFORT PRODUCTS | N8MSL0701408* |  | Natural Gas, Propane Gas | Downflow, Horizontal | Non-Weatherized | 63 | 51 | 80 | 58.1 | 510 | 57 |  | No
2000843 | Active | CARRIER | CARRIER CORPORATION | 58STX110-22 |  | Natural Gas, Propane Gas | Upflow | Non-Weatherized | 110 | 89 | 80 | 94.2 | 1450 | 89 | Yes | No
2009695 | Active | BRYANT | BRYANT HEATING & COOLING SYSTEMS | 310JAV066110* |  | Natural Gas, Propane Gas | Downflow, Horizontal | Non-Weatherized | 105 | 85 | 80 | 94 | 1515 | 89 |  | No
2010936 | Active | PAYNE | PAYNE HEATING & COOLING | PG8JAA066110 |  | Natural Gas, Propane Gas | Upflow | Non-Weatherized | 110 | 89 | 80 | 94.2 | 1450 | 89 |  | No
3919597 | Active | AIRQUEST, ARCOAIRE, COMFORTMAKER, DAY & NIGHT, HEIL, ICP COMMERCIAL, KEEPRITE, KENMORE, MARATHERM, MSH LEGACY, TEMPSTAR | INTERNATIONAL COMFORT PRODUCTS | N8MSL1102122 |  | Natural Gas, Propane Gas | Upflow | Non-Weatherized | 110 | 89 | 80 | 94.2 | 1450 | 89 |  | No
3920574 | Active | GRANDAIRE,V-AIRE,ECOTEMP | INTERNATIONAL COMFORT PRODUCTS | WFML110C066 |  | Natural Gas, Propane Gas | Upflow | Non-Weatherized | 110 | 89 | 80 | 94.2 | 1450 | 89 |  | No
6571625 | Active | MARATHERM | INTERNATIONAL COMFORT PRODUCTS | R8MSL1102122 |  | Natural Gas, Propane Gas | Upflow | Non-Weatherized | 110 | 89 | 80 | 94.2 | 1450 | 89 |  | No
2000844 | Active | CARRIER | CARRIER CORPORATION | 58STX110-16 |  | Natural Gas, Propane Gas | Upflow | Non-Weatherized | 110 | 89 | 80 | 97.2 | 768 | 93 | Yes | No
2009701 | Active | BRYANT | BRYANT HEATING & COOLING SYSTEMS | 310JAV066135 |  | Natural Gas, Propane Gas | Upflow | Non-Weatherized | 132 | 107 | 80 | 114.6 | 1378 | 89 |  | No
2010931 | Active | PAYNE | PAYNE HEATING & COOLING | PG8JAA048110 |  | Natural Gas, Propane Gas | Upflow | Non-Weatherized | 110 | 89 | 80 | 97.2 | 768 | 93 |  | No
3920575 | Active | GRANDAIRE,V-AIRE,ECOTEMP | INTERNATIONAL COMFORT PRODUCTS | WFML110C048 |  | Natural Gas, Propane Gas | Upflow | Non-Weatherized | 110 | 89 | 80 | 97.2 | 768 | 93 |  | No
4397447 | Active | AIRQUEST, ARCOAIRE, COMFORTMAKER, DAY & NIGHT, HEIL, ICP COMMERCIAL, KEEPRITE, KENMORE, MARATHERM, MSH LEGACY, TEMPSTAR | INTERNATIONAL COMFORT PRODUCTS | N8MSL1102116 |  | Natural Gas, Propane Gas | Upflow | Non-Weatherized | 110 | 89 | 80 | 97.2 | 768 | 93 |  | No
2000845 | Active | CARRIER | CARRIER CORPORATION | 58STX110-12 |  | Natural Gas, Propane Gas | Upflow | Non-Weatherized | 110 | 89 | 80 | 96.9 | 839 | 91 | Yes | No
2009696 | Active | BRYANT | BRYANT HEATING & COOLING SYSTEMS | 310JAV066135* |  | Natural Gas, Propane Gas | Downflow, Horizontal | Non-Weatherized | 126 | 102 | 80 | 114.3 | 1441 | 89 |  | No
2010925 | Active | PAYNE | PAYNE HEATING & COOLING | PG8JAA036110 |  | Natural Gas, Propane Gas | Upflow | Non-Weatherized | 110 | 89 | 80 | 96.9 | 839 | 91 |  | No
4397445 | Active | AIRQUEST, ARCOAIRE, COMFORTMAKER, DAY & NIGHT, HEIL, ICP COMMERCIAL, KEEPRITE, KENMORE, MARATHERM, MSH LEGACY, TEMPSTAR | INTERNATIONAL COMFORT PRODUCTS | N8MSL1101712 |  | Natural Gas, Propane Gas | Upflow | Non-Weatherized | 110 | 89 | 80 | 96.9 | 839 | 91 |  | No
2000860 | Discontinued | PERFORMANCE 80 | CARRIER CORPORATION | 58CTX045-08* |  | Natural Gas,Propane Gas | Downflow,Horizontal | Non-Weatherized | 42 | 34 | 80 | 37.3 | 354 | 33 | Yes | No
2009652 | Discontinued | BRYANT,PLUS 80T | BRYANT HEATING & COOLING SYSTEMS | 312JAV024045* |  | Natural Gas,Propane Gas | Downflow,Horizontal | Non-Weatherized | 42 | 34 | 80 | 37.3 | 354 | 33 |  | No
2000861 | Active | PERFORMANCE 80 | CARRIER CORPORATION | 58CTX045-12* |  | Natural Gas, Propane Gas | Downflow, Horizontal | Non-Weatherized | 42 | 34 | 80 | 36.4 | 434 | 34 | Yes | No
8204301 | Active | ARCOAIRE, ICP COMMERCIAL, KEEPRITE, KENMORE, TEMPSTAR | INTERNATIONAL COMFORT PRODUCTS | F8MTL0451412A* |  | Natural Gas, Propane Gas | Downflow, Horizontal | Non-Weatherized | 42 | 34 | 80 | 36.4 | 434 | 34 |  | No
8204302 | Active | AIRQUEST, COMFORTMAKER, DAY & NIGHT, HEIL, ICP COMMERCIAL, KENMORE | INTERNATIONAL COMFORT PRODUCTS | G8MTL0451412A* |  | Natural Gas, Propane Gas | Downflow, Horizontal | Non-Weatherized | 42 | 34 | 80 | 36.4 | 434 | 34 |  | No
2000862 | Active | PERFORMANCE 80 | CARRIER CORPORATION | 58CTX045-08 |  | Natural Gas, Propane Gas | Upflow | Non-Weatherized | 44 | 35 | 80 | 37.4 | 355 | 33 | Yes | No
2009600 | Active | BRYANT,PLUS 80 | BRYANT HEATING & COOLING SYSTEMS | 311AAV024045 |  | Natural Gas, Propane Gas | Upflow, Downflow, Horizontal | Non-Weatherized | 44 | 35 | 80 | 38.5 | 410 | 57 |  | No
2000863 | Active | PERFORMANCE 80 | CARRIER CORPORATION | 58CTX045-12 |  | Natural Gas, Propane Gas | Upflow | Non-Weatherized | 44 | 36 | 80 | 36.6 | 436 | 34 | Yes | No
3919586 | Discontinued | ARCOAIRE, ICP COMMERCIAL, KEEPRITE, KENMORE, TEMPSTAR | INTERNATIONAL COMFORT PRODUCTS | F8MTL0451412 |  | Natural Gas, Propane Gas | Upflow | Non-Weatherized | 44 | 36 | 80 | 36.6 | 436 | 34 |  | No
3919610 | Discontinued | AIRQUEST, COMFORTMAKER, DAY & NIGHT, HEIL, ICP COMMERCIAL, KENMORE | INTERNATIONAL COMFORT PRODUCTS | G8MTL0451412 |  | Natural Gas, Propane Gas | Upflow | Non-Weatherized | 44 | 36 | 80 | 36.6 | 436 | 34 |  | No
8204298 | Active | ARCOAIRE, ICP COMMERCIAL, KEEPRITE, KENMORE, TEMPSTAR | INTERNATIONAL COMFORT PRODUCTS | F8MTL0451412A |  | Natural Gas, Propane Gas | Upflow | Non-Weatherized | 44 | 36 | 80 | 36.6 | 436 | 34 |  | No
8204300 | Active | AIRQUEST, COMFORTMAKER, DAY & NIGHT, HEIL, ICP COMMERCIAL, KENMORE | INTERNATIONAL COMFORT PRODUCTS | G8MTL0451412A |  | Natural Gas, Propane Gas | Upflow | Non-Weatherized | 44 | 36 | 80 | 36.6 | 436 | 34 |  | No
2000864 | Discontinued | PERFORMANCE 80 | CARRIER CORPORATION | 58CTX070-08* |  | Natural Gas,Propane Gas | Downflow,Horizontal | Non-Weatherized | 63 | 51 | 80 | 56.7 | 398 | 34 | Yes | No
2009657 | Discontinued | BRYANT,PLUS 80T | BRYANT HEATING & COOLING SYSTEMS | 312JAV024070* |  | Natural Gas,Propane Gas | Downflow,Horizontal | Non-Weatherized | 63 | 51 | 80 | 56.7 | 398 | 34 |  | No
2000865 | Active | PERFORMANCE 80 | CARRIER CORPORATION | 58CTX070-12* |  | Natural Gas, Propane Gas | Downflow, Horizontal | Non-Weatherized | 63 | 51 | 80 | 55.3 | 438 | 34 | Yes | No
2009607 | Active | BRYANT,PLUS 80 | BRYANT HEATING & COOLING SYSTEMS | 311AAV024070 |  | Natural Gas, Propane Gas | Upflow, Downflow, Horizontal | Non-Weatherized | 66 | 53 | 80 | 58.2 | 487 | 57 |  | No
8196909 | Discontinued | ARCOAIRE, ICP COMMERCIAL, KEEPRITE, KENMORE, TEMPSTAR | INTERNATIONAL COMFORT PRODUCTS | F8MTL0701412* |  | Natural Gas, Propane Gas | Downflow, Horizontal | Non-Weatherized | 63 | 51 | 80 | 55.3 | 438 | 34 |  | No
8196910 | Discontinued | AIRQUEST, COMFORTMAKER, DAY & NIGHT, HEIL, ICP COMMERCIAL, KENMORE | INTERNATIONAL COMFORT PRODUCTS | G8MTL0701412* |  | Natural Gas, Propane Gas | Downflow, Horizontal | Non-Weatherized | 63 | 51 | 80 | 55.3 | 438 | 34 |  | No
8204305 | Active | ARCOAIRE, ICP COMMERCIAL, KEEPRITE, KENMORE, TEMPSTAR | INTERNATIONAL COMFORT PRODUCTS | F8MTL0701412A* |  | Natural Gas, Propane Gas | Downflow, Horizontal | Non-Weatherized | 63 | 51 | 80 | 55.3 | 438 | 34 |  | No
8204306 | Active | AIRQUEST, COMFORTMAKER, DAY & NIGHT, HEIL, ICP COMMERCIAL, KENMORE | INTERNATIONAL COMFORT PRODUCTS | G8MTL0701412A* |  | Natural Gas, Propane Gas | Downflow, Horizontal | Non-Weatherized | 63 | 51 | 80 | 55.3 | 438 | 34 |  | No
2000868 | Discontinued | PERFORMANCE 80 | CARRIER CORPORATION | 58CTX070-08 |  | Natural Gas,Propane Gas | Upflow | Non-Weatherized | 66 | 54 | 80 | 56.8 | 399 | 34 | Yes | No
2009660 | Discontinued | BRYANT,PLUS 80T | BRYANT HEATING & COOLING SYSTEMS | 312JAV024070 |  | Natural Gas,Propane Gas | Upflow | Non-Weatherized | 66 | 54 | 80 | 56.8 | 399 | 34 |  | No
2000869 | Active | PERFORMANCE 80 | CARRIER CORPORATION | 58CTX070-12 |  | Natural Gas, Propane Gas | Upflow | Non-Weatherized | 66 | 54 | 80 | 55.5 | 439 | 34 | Yes | No
2009596 | Active | BRYANT,PLUS 80 | BRYANT HEATING & COOLING SYSTEMS | 311AAV036045 |  | Natural Gas, Propane Gas | Upflow, Downflow, Horizontal | Non-Weatherized | 44 | 36 | 80 | 37.8 | 570 | 57 |  | No
3919614 | Discontinued | AIRQUEST, COMFORTMAKER, DAY & NIGHT, HEIL, ICP COMMERCIAL, KENMORE | INTERNATIONAL COMFORT PRODUCTS | G8MTL0701412 |  | Natural Gas, Propane Gas | Upflow | Non-Weatherized | 66 | 54 | 80 | 55.5 | 439 | 34 |  | No
4356420 | Discontinued | ARCOAIRE, ICP COMMERCIAL, KEEPRITE, KENMORE, TEMPSTAR | INTERNATIONAL COMFORT PRODUCTS | F8MTL0701412 |  | Natural Gas, Propane Gas | Upflow | Non-Weatherized | 66 | 54 | 80 | 55.5 | 439 | 34 |  | No
8204303 | Active | ARCOAIRE, ICP COMMERCIAL, KEEPRITE, KENMORE, TEMPSTAR | INTERNATIONAL COMFORT PRODUCTS | F8MTL0701412A |  | Natural Gas, Propane Gas | Upflow | Non-Weatherized | 66 | 54 | 80 | 55.5 | 439 | 34 |  | No
8204304 | Active | AIRQUEST, COMFORTMAKER, DAY & NIGHT, HEIL, ICP COMMERCIAL, KENMORE | INTERNATIONAL COMFORT PRODUCTS | G8MTL0701412A |  | Natural Gas, Propane Gas | Upflow | Non-Weatherized | 66 | 54 | 80 | 55.5 | 439 | 34 |  | No
2000870 | Active | PERFORMANCE 80 | CARRIER CORPORATION | 58CTX090-14* |  | Natural Gas, Propane Gas | Downflow, Horizontal | Non-Weatherized | 84 | 68 | 80 | 74.9 | 683 | 40 | Yes | No
2009604 | Active | BRYANT,PLUS 80 | BRYANT HEATING & COOLING SYSTEMS | 311AAV036070 |  | Natural Gas, Propane Gas | Upflow, Downflow, Horizontal | Non-Weatherized | 66 | 54 | 80 | 57.3 | 691 | 59 |  | No
8204261 | Discontinued | ARCOAIRE, ICP COMMERCIAL, KEEPRITE, KENMORE, TEMPSTAR | INTERNATIONAL COMFORT PRODUCTS | F8MTL0901714* |  | Natural Gas, Propane Gas | Downflow, Horizontal | Non-Weatherized | 84 | 68 | 80 | 74.9 | 683 | 40 |  | No
8204262 | Discontinued | AIRQUEST, COMFORTMAKER, DAY & NIGHT, HEIL, ICP COMMERCIAL, KENMORE | INTERNATIONAL COMFORT PRODUCTS | G8MTL09017148* |  | Natural Gas, Propane Gas | Downflow, Horizontal | Non-Weatherized | 84 | 68 | 80 | 74.9 | 683 | 40 |  | No
8204309 | Active | ARCOAIRE, ICP COMMERCIAL, KEEPRITE, KENMORE, TEMPSTAR | INTERNATIONAL COMFORT PRODUCTS | F8MTL0901714A* |  | Natural Gas, Propane Gas | Downflow, Horizontal | Non-Weatherized | 84 | 68 | 80 | 74.9 | 683 | 40 |  | No
8204310 | Active | AIRQUEST, COMFORTMAKER, DAY & NIGHT, HEIL, ICP COMMERCIAL, KENMORE | INTERNATIONAL COMFORT PRODUCTS | G8MTL0901714A* |  | Natural Gas, Propane Gas | Downflow, Horizontal | Non-Weatherized | 84 | 68 | 80 | 74.9 | 683 | 40 |  | No
2000871 | Discontinued | PERFORMANCE 80 | CARRIER CORPORATION | 58CTX090-16* |  | Natural Gas,Propane Gas | Downflow,Horizontal | Non-Weatherized | 84 | 68 | 80 | 74 | 709 | 38 | Yes | No
2009663 | Discontinued | BRYANT,PLUS 80T | BRYANT HEATING & COOLING SYSTEMS | 312JAV048090* |  | Natural Gas,Propane Gas | Downflow,Horizontal | Non-Weatherized | 84 | 68 | 80 | 74 | 709 | 38 |  | No
8204260 | Discontinued | AIRQUEST, COMFORTMAKER, DAY & NIGHT, HEIL, ICP COMMERCIAL, KENMORE | INTERNATIONAL COMFORT PRODUCTS | G8MTL0901714* |  | Natural Gas,Propane Gas | Downflow,Horizontal | Non-Weatherized | 84 | 68 | 80 | 74 | 709 | 38 |  | No
2000873 | Active | PERFORMANCE 80 | CARRIER CORPORATION | 58CTX090-14 |  | Natural Gas, Propane Gas | Upflow | Non-Weatherized | 88 | 71 | 80 | 75.1 | 685 | 40 | Yes | No
2009599 | Active | BRYANT,PLUS 80 | BRYANT HEATING & COOLING SYSTEMS | 311AAV036110 |  | Natural Gas, Propane Gas | Upflow, Downflow, Horizontal | Non-Weatherized | 110 | 89 | 80 | 97.1 | 794 | 91 |  | No
3919613 | Discontinued | AIRQUEST, COMFORTMAKER, DAY & NIGHT, HEIL, ICP COMMERCIAL, KENMORE | INTERNATIONAL COMFORT PRODUCTS | G8MTL0901714 |  | Natural Gas, Propane Gas | Upflow | Non-Weatherized | 88 | 71 | 80 | 75.1 | 685 | 40 |  | No
4356419 | Discontinued | ARCOAIRE, ICP COMMERCIAL, KEEPRITE, KENMORE, TEMPSTAR | INTERNATIONAL COMFORT PRODUCTS | F8MTL0901714 |  | Natural Gas, Propane Gas | Upflow | Non-Weatherized | 88 | 71 | 80 | 75.1 | 685 | 40 |  | No
8204307 | Active | ARCOAIRE, ICP COMMERCIAL, KEEPRITE, KENMORE, TEMPSTAR | INTERNATIONAL COMFORT PRODUCTS | F8MTL0901714A |  | Natural Gas, Propane Gas | Upflow | Non-Weatherized | 88 | 71 | 80 | 75.1 | 685 | 40 |  | No
8204308 | Active | AIRQUEST, COMFORTMAKER, DAY & NIGHT, HEIL, ICP COMMERCIAL, KENMORE | INTERNATIONAL COMFORT PRODUCTS | G8MTL0901714A |  | Natural Gas, Propane Gas | Upflow | Non-Weatherized | 88 | 71 | 80 | 75.1 | 685 | 40 |  | No
2000874 | Active | PERFORMANCE 80 | CARRIER CORPORATION | 58CTX090-16 |  | Natural Gas, Propane Gas | Upflow | Non-Weatherized | 88 | 71 | 80 | 74.3 | 711 | 38 | Yes | No
2009603 | Active | BRYANT,PLUS 80 | BRYANT HEATING & COOLING SYSTEMS | 311AAV042090 |  | Natural Gas, Propane Gas | Upflow, Downflow, Horizontal | Non-Weatherized | 88 | 71 | 80 | 77.1 | 757 | 79 |  | No
2000878 | Active | PERFORMANCE 80 | CARRIER CORPORATION | 58CTX110-22* |  | Natural Gas, Propane Gas | Downflow, Horizontal | Non-Weatherized | 105 | 85 | 80 | 90.5 | 1190 | 42 | Yes | No
2009605 | Active | BRYANT,PLUS 80 | BRYANT HEATING & COOLING SYSTEMS | 311AAV048070 |  | Natural Gas, Propane Gas | Upflow, Downflow, Horizontal | Non-Weatherized | 66 | 53 | 80 | 56.7 | 837 | 60 |  | No
8196911 | Discontinued | ARCOAIRE, ICP COMMERCIAL, KEEPRITE, KENMORE, TEMPSTAR | INTERNATIONAL COMFORT PRODUCTS | F8MTL1102122* |  | Natural Gas, Propane Gas | Downflow, Horizontal | Non-Weatherized | 105 | 85 | 80 | 90.5 | 1190 | 42 |  | No
8196912 | Discontinued | AIRQUEST, COMFORTMAKER, DAY & NIGHT, HEIL, ICP COMMERCIAL, KENMORE | INTERNATIONAL COMFORT PRODUCTS | G8MTL1102122* |  | Natural Gas, Propane Gas | Downflow, Horizontal | Non-Weatherized | 105 | 85 | 80 | 90.5 | 1190 | 42 |  | No
8204313 | Active | ARCOAIRE, ICP COMMERCIAL, KEEPRITE, KENMORE, TEMPSTAR | INTERNATIONAL COMFORT PRODUCTS | F8MTL1102122A* |  | Natural Gas, Propane Gas | Downflow, Horizontal | Non-Weatherized | 105 | 85 | 80 | 90.5 | 1190 | 42 |  | No
8204314 | Active | AIRQUEST, COMFORTMAKER, DAY & NIGHT, HEIL, ICP COMMERCIAL, KENMORE | INTERNATIONAL COMFORT PRODUCTS | G8MTL1102122A* |  | Natural Gas, Propane Gas | Downflow, Horizontal | Non-Weatherized | 105 | 85 | 80 | 90.5 | 1190 | 42 |  | No
2000881 | Active | PERFORMANCE 80 | CARRIER CORPORATION | 58CTX110-22 |  | Natural Gas, Propane Gas | Upflow | Non-Weatherized | 110 | 89 | 80 | 90.9 | 1195 | 42 | Yes | No
2009602 | Active | BRYANT,PLUS 80 | BRYANT HEATING & COOLING SYSTEMS | 311AAV048090 |  | Natural Gas, Propane Gas | Upflow, Downflow, Horizontal | Non-Weatherized | 88 | 71 | 80 | 76.6 | 885 | 77 |  | No
3919612 | Discontinued | AIRQUEST, COMFORTMAKER, DAY & NIGHT, HEIL, ICP COMMERCIAL, KENMORE | INTERNATIONAL COMFORT PRODUCTS | G8MTL1102122 |  | Natural Gas, Propane Gas | Upflow | Non-Weatherized | 110 | 89 | 80 | 90.9 | 1195 | 42 |  | No
4356421 | Discontinued | ARCOAIRE, ICP COMMERCIAL, KEEPRITE, KENMORE, TEMPSTAR | INTERNATIONAL COMFORT PRODUCTS | F8MTL1102122 |  | Natural Gas, Propane Gas | Upflow | Non-Weatherized | 110 | 89 | 80 | 90.9 | 1195 | 42 |  | No
8204311 | Active | ARCOAIRE, ICP COMMERCIAL, KEEPRITE, KENMORE, TEMPSTAR | INTERNATIONAL COMFORT PRODUCTS | F8MTL1102122A |  | Natural Gas, Propane Gas | Upflow | Non-Weatherized | 110 | 89 | 80 | 90.9 | 1195 | 42 |  | No
8204312 | Active | AIRQUEST, COMFORTMAKER, DAY & NIGHT, HEIL, ICP COMMERCIAL, KENMORE | INTERNATIONAL COMFORT PRODUCTS | G8MTL1102122A |  | Natural Gas, Propane Gas | Upflow | Non-Weatherized | 110 | 89 | 80 | 90.9 | 1195 | 42 |  | No
2000883 | Active | PERFORMANCE 80 | CARRIER CORPORATION | 58CTX135-22* |  | Natural Gas, Propane Gas | Downflow, Horizontal | Non-Weatherized | 126 | 102 | 80 | 110.4 | 1315 | 44 | Yes | No
8204317 | Active | ARCOAIRE, ICP COMMERCIAL, KEEPRITE, KENMORE, TEMPSTAR | INTERNATIONAL COMFORT PRODUCTS | F8MTL1352422A* |  | Natural Gas, Propane Gas | Downflow, Horizontal | Non-Weatherized | 126 | 102 | 80 | 110.4 | 1315 | 44 |  | No
8204318 | Active | AIRQUEST, COMFORTMAKER, DAY & NIGHT, HEIL, ICP COMMERCIAL, KENMORE | INTERNATIONAL COMFORT PRODUCTS | G8MTL1352422A* |  | Natural Gas, Propane Gas | Downflow, Horizontal | Non-Weatherized | 126 | 102 | 80 | 110.4 | 1315 | 44 |  | No
2000885 | Active | PERFORMANCE 80 | CARRIER CORPORATION | 58CTX135-22 |  | Natural Gas, Propane Gas | Upflow | Non-Weatherized | 132 | 107 | 80 | 110.8 | 1320 | 44 | Yes | No
3919611 | Discontinued | AIRQUEST, COMFORTMAKER, DAY & NIGHT, HEIL, ICP COMMERCIAL, KENMORE | INTERNATIONAL COMFORT PRODUCTS | G8MTL1352422 |  | Natural Gas, Propane Gas | Upflow | Non-Weatherized | 132 | 107 | 80 | 110.8 | 1320 | 44 |  | No
4356418 | Discontinued | ARCOAIRE, ICP COMMERCIAL, KEEPRITE, KENMORE, TEMPSTAR | INTERNATIONAL COMFORT PRODUCTS | F8MTL1352422 |  | Natural Gas, Propane Gas | Upflow | Non-Weatherized | 132 | 107 | 80 | 110.8 | 1320 | 44 |  | No
8204315 | Active | ARCOAIRE, ICP COMMERCIAL, KEEPRITE, KENMORE, TEMPSTAR | INTERNATIONAL COMFORT PRODUCTS | F8MTL1352422A |  | Natural Gas, Propane Gas | Upflow | Non-Weatherized | 132 | 107 | 80 | 110.8 | 1320 | 44 |  | No
8204316 | Active | AIRQUEST, COMFORTMAKER, DAY & NIGHT, HEIL, ICP COMMERCIAL, KENMORE | INTERNATIONAL COMFORT PRODUCTS | G8MTL1352422A |  | Natural Gas, Propane Gas | Upflow | Non-Weatherized | 132 | 107 | 80 | 110.8 | 1320 | 44 |  | No
2000888 | Active | COMFORT 80 | CARRIER CORPORATION | 58DLA045-08 |  | Natural Gas, Propane Gas | Upflow, Downflow, Horizontal | Non-Weatherized | 44 | 35 | 80 | 38.5 | 410 | 57 | Yes | No
2009598 | Active | BRYANT,PLUS 80 | BRYANT HEATING & COOLING SYSTEMS | 311AAV048110 |  | Natural Gas, Propane Gas | Upflow, Downflow, Horizontal | Non-Weatherized | 110 | 89 | 80 | 96.9 | 823 | 93 |  | No
2000889 | Active | COMFORT 80 | CARRIER CORPORATION | 58DLA045-12 |  | Natural Gas, Propane Gas | Upflow, Downflow, Horizontal | Non-Weatherized | 44 | 36 | 80 | 37.8 | 570 | 57 | Yes | No
2009609 | Active | BRYANT,PLUS 80 | BRYANT HEATING & COOLING SYSTEMS | 311AAV048135 |  | Natural Gas, Propane Gas | Upflow, Downflow, Horizontal | Non-Weatherized | 132 | 107 | 80 | 116.4 | 950 | 95 |  | No
2000890 | Active | COMFORT 80 | CARRIER CORPORATION | 58DLA070-08 |  | Natural Gas, Propane Gas | Upflow, Downflow, Horizontal | Non-Weatherized | 66 | 53 | 80 | 58.2 | 487 | 57 | Yes | No
2009601 | Active | BRYANT,PLUS 80 | BRYANT HEATING & COOLING SYSTEMS | 311AAV060090 |  | Natural Gas, Propane Gas | Upflow, Downflow, Horizontal | Non-Weatherized | 88 | 71 | 80 | 75.1 | 1218 | 71 |  | No
2000891 | Active | COMFORT 80 | CARRIER CORPORATION | 58DLA070-16 |  | Natural Gas, Propane Gas | Upflow, Downflow, Horizontal | Non-Weatherized | 66 | 53 | 80 | 56.7 | 837 | 60 | Yes | No
2009606 | Active | BRYANT,PLUS 80 | BRYANT HEATING & COOLING SYSTEMS | 311AAV060155 |  | Natural Gas, Propane Gas | Upflow, Downflow, Horizontal | Non-Weatherized | 154 | 125 | 80 | 134.1 | 1494 | 96 |  | No
2000892 | Active | COMFORT 80 | CARRIER CORPORATION | 58DLA070-12 |  | Natural Gas, Propane Gas | Upflow, Downflow, Horizontal | Non-Weatherized | 66 | 54 | 80 | 57.3 | 691 | 59 | Yes | No
2009597 | Active | BRYANT,PLUS 80 | BRYANT HEATING & COOLING SYSTEMS | 311AAV066110 |  | Natural Gas, Propane Gas | Upflow, Downflow, Horizontal | Non-Weatherized | 110 | 89 | 80 | 94.4 | 1412 | 89 |  | No
2000893 | Active | COMFORT 80 | CARRIER CORPORATION | 58DLA090-14 |  | Natural Gas, Propane Gas | Upflow, Downflow, Horizontal | Non-Weatherized | 88 | 71 | 80 | 77.1 | 757 | 79 | Yes | No
2009608 | Active | BRYANT,PLUS 80 | BRYANT HEATING & COOLING SYSTEMS | 311AAV066135 |  | Natural Gas, Propane Gas | Upflow, Downflow, Horizontal | Non-Weatherized | 132 | 107 | 80 | 114.7 | 1356 | 89 |  | No
2000894 | Active | COMFORT 80 | CARRIER CORPORATION | 58DLA090-16 |  | Natural Gas, Propane Gas | Upflow, Downflow, Horizontal | Non-Weatherized | 88 | 71 | 80 | 76.6 | 885 | 77 | Yes | No
2009612 | Active | BRYANT,PLUS 80 | BRYANT HEATING & COOLING SYSTEMS | 311JAV024045 |  | Natural Gas, Propane Gas | Upflow | Non-Weatherized | 44 | 35 | 80 | 38.5 | 410 | 57 |  | No
2000895 | Active | COMFORT 80 | CARRIER CORPORATION | 58DLA090-20 |  | Natural Gas, Propane Gas | Upflow, Downflow, Horizontal | Non-Weatherized | 88 | 71 | 80 | 75.1 | 1218 | 71 | Yes | No
2009614 | Active | BRYANT,PLUS 80 | BRYANT HEATING & COOLING SYSTEMS | 311JAV024045* |  | Natural Gas, Propane Gas | Downflow, Horizontal | Non-Weatherized | 42 | 34 | 80 | 38.4 | 428 | 57 |  | No
2000896 | Active | COMFORT 80 | CARRIER CORPORATION | 58DLA110-12 |  | Natural Gas, Propane Gas | Upflow, Downflow, Horizontal | Non-Weatherized | 110 | 89 | 80 | 97.1 | 794 | 91 | Yes | No
2009627 | Active | BRYANT,PLUS 80 | BRYANT HEATING & COOLING SYSTEMS | 311JAV024070 |  | Natural Gas, Propane Gas | Upflow | Non-Weatherized | 66 | 53 | 80 | 58.2 | 487 | 57 |  | No
2000897 | Active | COMFORT 80 | CARRIER CORPORATION | 58DLA110-16 |  | Natural Gas, Propane Gas | Upflow, Downflow, Horizontal | Non-Weatherized | 110 | 89 | 80 | 96.9 | 823 | 93 | Yes | No
2009636 | Active | BRYANT,PLUS 80 | BRYANT HEATING & COOLING SYSTEMS | 311JAV024070* |  | Natural Gas, Propane Gas | Downflow, Horizontal | Non-Weatherized | 63 | 51 | 80 | 58.1 | 510 | 57 |  | No
2000898 | Active | COMFORT 80 | CARRIER CORPORATION | 58DLA110-22 |  | Natural Gas, Propane Gas | Upflow, Downflow, Horizontal | Non-Weatherized | 110 | 89 | 80 | 94.4 | 1412 | 89 | Yes | No
2009611 | Active | BRYANT,PLUS 80 | BRYANT HEATING & COOLING SYSTEMS | 311JAV036045 |  | Natural Gas, Propane Gas | Upflow | Non-Weatherized | 44 | 36 | 80 | 37.8 | 570 | 57 |  | No
2000899 | Active | COMFORT 80 | CARRIER CORPORATION | 58DLA135-16 |  | Natural Gas, Propane Gas | Upflow, Downflow, Horizontal | Non-Weatherized | 132 | 107 | 80 | 116.4 | 950 | 95 | Yes | No
2009613 | Active | BRYANT,PLUS 80 | BRYANT HEATING & COOLING SYSTEMS | 311JAV036045* |  | Natural Gas, Propane Gas | Downflow, Horizontal | Non-Weatherized | 42 | 34 | 80 | 37.7 | 596 | 57 |  | No
2000900 | Active | COMFORT 80 | CARRIER CORPORATION | 58DLA135-22 |  | Natural Gas, Propane Gas | Upflow, Downflow, Horizontal | Non-Weatherized | 132 | 107 | 80 | 114.7 | 1356 | 89 | Yes | No
2009621 | Active | BRYANT,PLUS 80 | BRYANT HEATING & COOLING SYSTEMS | 311JAV036070 |  | Natural Gas, Propane Gas | Upflow | Non-Weatherized | 66 | 54 | 80 | 57.3 | 691 | 59 |  | No
2000901 | Active | COMFORT 80 | CARRIER CORPORATION | 58DLA155-20 |  | Natural Gas, Propane Gas | Upflow, Downflow, Horizontal | Non-Weatherized | 154 | 125 | 80 | 134.1 | 1494 | 96 | Yes | No
2009633 | Active | BRYANT,PLUS 80 | BRYANT HEATING & COOLING SYSTEMS | 311JAV036070* |  | Natural Gas, Propane Gas | Downflow, Horizontal | Non-Weatherized | 63 | 51 | 80 | 57.2 | 723 | 59 |  | No
2000902 | Active | COMFORT 80 | CARRIER CORPORATION | 58DLX045-08* |  | Natural Gas, Propane Gas | Downflow, Horizontal | Non-Weatherized | 42 | 34 | 80 | 38.4 | 428 | 57 | Yes | No
2009610 | Active | BRYANT,PLUS 80 | BRYANT HEATING & COOLING SYSTEMS | 311JAV036110 |  | Natural Gas, Propane Gas | Upflow | Non-Weatherized | 110 | 89 | 80 | 97.1 | 794 | 91 |  | No
2000903 | Active | COMFORT 80 | CARRIER CORPORATION | 58DLX045-12* |  | Natural Gas, Propane Gas | Downflow, Horizontal | Non-Weatherized | 42 | 34 | 80 | 37.7 | 596 | 57 | Yes | No
2009617 | Active | BRYANT,PLUS 80 | BRYANT HEATING & COOLING SYSTEMS | 311JAV036110* |  | Natural Gas, Propane Gas | Downflow, Horizontal | Non-Weatherized | 105 | 85 | 80 | 96.9 | 831 | 91 |  | No
2000904 | Active | COMFORT 80 | CARRIER CORPORATION | 58DLX045-08 |  | Natural Gas, Propane Gas | Upflow | Non-Weatherized | 44 | 35 | 80 | 38.5 | 410 | 57 | Yes | No
2009620 | Active | BRYANT,PLUS 80 | BRYANT HEATING & COOLING SYSTEMS | 311JAV042090 |  | Natural Gas, Propane Gas | Upflow | Non-Weatherized | 88 | 71 | 80 | 77.1 | 757 | 79 |  | No
2000905 | Active | COMFORT 80 | CARRIER CORPORATION | 58DLX045-12 |  | Natural Gas, Propane Gas | Upflow | Non-Weatherized | 44 | 36 | 80 | 37.8 | 570 | 57 | Yes | No
2009624 | Active | BRYANT,PLUS 80 | BRYANT HEATING & COOLING SYSTEMS | 311JAV042090* |  | Natural Gas, Propane Gas | Downflow, Horizontal | Non-Weatherized | 84 | 68 | 80 | 77 | 792 | 79 |  | No
2000906 | Active | COMFORT 80 | CARRIER CORPORATION | 58DLX070-08* |  | Natural Gas, Propane Gas | Downflow, Horizontal | Non-Weatherized | 63 | 51 | 80 | 58.1 | 510 | 57 | Yes | No
2009625 | Active | BRYANT,PLUS 80 | BRYANT HEATING & COOLING SYSTEMS | 311JAV048070 |  | Natural Gas, Propane Gas | Upflow | Non-Weatherized | 66 | 53 | 80 | 56.7 | 837 | 60 |  | No
2000907 | Active | COMFORT 80 | CARRIER CORPORATION | 58DLX070-12* |  | Natural Gas, Propane Gas | Downflow, Horizontal | Non-Weatherized | 63 | 51 | 80 | 57.2 | 723 | 59 | Yes | No
2009631 | Active | BRYANT,PLUS 80 | BRYANT HEATING & COOLING SYSTEMS | 311JAV048070* |  | Natural Gas, Propane Gas | Downflow, Horizontal | Non-Weatherized | 63 | 51 | 80 | 56.6 | 874 | 60 |  | No
2000908 | Active | COMFORT 80 | CARRIER CORPORATION | 58DLX070-16* |  | Natural Gas, Propane Gas | Downflow, Horizontal | Non-Weatherized | 63 | 51 | 80 | 56.6 | 874 | 60 | Yes | No
2009619 | Active | BRYANT,PLUS 80 | BRYANT HEATING & COOLING SYSTEMS | 311JAV048090 |  | Natural Gas, Propane Gas | Upflow | Non-Weatherized | 88 | 71 | 80 | 76.6 | 885 | 77 |  | No
2000909 | Active | COMFORT 80 | CARRIER CORPORATION | 58DLX070-08 |  | Natural Gas, Propane Gas | Upflow | Non-Weatherized | 66 | 53 | 80 | 58.2 | 487 | 57 | Yes | No
2009623 | Active | BRYANT,PLUS 80 | BRYANT HEATING & COOLING SYSTEMS | 311JAV048090* |  | Natural Gas, Propane Gas | Downflow, Horizontal | Non-Weatherized | 84 | 68 | 80 | 76.4 | 925 | 77 |  | No
2000910 | Active | COMFORT 80 | CARRIER CORPORATION | 58DLX070-16 |  | Natural Gas, Propane Gas | Upflow | Non-Weatherized | 66 | 53 | 80 | 56.7 | 837 | 60 | Yes | No
2009637 | Active | BRYANT,PLUS 80 | BRYANT HEATING & COOLING SYSTEMS | 311JAV048110 |  | Natural Gas, Propane Gas | Upflow | Non-Weatherized | 110 | 89 | 80 | 96.9 | 823 | 93 |  | No
2000911 | Active | COMFORT 80 | CARRIER CORPORATION | 58DLX070-12 |  | Natural Gas, Propane Gas | Upflow | Non-Weatherized | 66 | 54 | 80 | 57.3 | 691 | 59 | Yes | No
2009616 | Active | BRYANT,PLUS 80 | BRYANT HEATING & COOLING SYSTEMS | 311JAV048110* |  | Natural Gas, Propane Gas | Downflow, Horizontal | Non-Weatherized | 105 | 85 | 80 | 96.8 | 861 | 93 |  | No
2000912 | Active | COMFORT 80 | CARRIER CORPORATION | 58DLX090-14* |  | Natural Gas, Propane Gas | Downflow, Horizontal | Non-Weatherized | 84 | 68 | 80 | 77 | 792 | 79 | Yes | No
2009630 | Active | BRYANT,PLUS 80 | BRYANT HEATING & COOLING SYSTEMS | 311JAV048135 |  | Natural Gas, Propane Gas | Upflow | Non-Weatherized | 132 | 107 | 80 | 116.4 | 950 | 95 |  | No
2000913 | Active | COMFORT 80 | CARRIER CORPORATION | 58DLX090-16* |  | Natural Gas, Propane Gas | Downflow, Horizontal | Non-Weatherized | 84 | 68 | 80 | 76.4 | 925 | 77 | Yes | No
2009634 | Active | BRYANT,PLUS 80 | BRYANT HEATING & COOLING SYSTEMS | 311JAV048135* |  | Natural Gas, Propane Gas | Downflow, Horizontal | Non-Weatherized | 126 | 102 | 80 | 116.3 | 994 | 95 |  | No
2000914 | Active | COMFORT 80 | CARRIER CORPORATION | 58DLX090-20* |  | Natural Gas, Propane Gas | Downflow, Horizontal | Non-Weatherized | 84 | 68 | 80 | 74.9 | 1272 | 71 | Yes | No
2009618 | Active | BRYANT,PLUS 80 | BRYANT HEATING & COOLING SYSTEMS | 311JAV060090 |  | Natural Gas, Propane Gas | Upflow | Non-Weatherized | 88 | 71 | 80 | 75.1 | 1218 | 71 |  | No
2000915 | Active | COMFORT 80 | CARRIER CORPORATION | 58DLX090-14 |  | Natural Gas, Propane Gas | Upflow | Non-Weatherized | 88 | 71 | 80 | 77.1 | 757 | 79 | Yes | No
2009622 | Active | BRYANT,PLUS 80 | BRYANT HEATING & COOLING SYSTEMS | 311JAV060090* |  | Natural Gas, Propane Gas | Downflow, Horizontal | Non-Weatherized | 84 | 68 | 80 | 74.9 | 1272 | 71 |  | No
2000916 | Active | COMFORT 80 | CARRIER CORPORATION | 58DLX090-16 |  | Natural Gas, Propane Gas | Upflow | Non-Weatherized | 88 | 71 | 80 | 76.6 | 885 | 77 | Yes | No
2009626 | Active | BRYANT,PLUS 80 | BRYANT HEATING & COOLING SYSTEMS | 311JAV060155 |  | Natural Gas, Propane Gas | Upflow | Non-Weatherized | 154 | 125 | 80 | 134.1 | 1494 | 96 |  | No
2000917 | Active | COMFORT 80 | CARRIER CORPORATION | 58DLX090-20 |  | Natural Gas, Propane Gas | Upflow | Non-Weatherized | 88 | 71 | 80 | 75.1 | 1218 | 71 | Yes | No
2009628 | Active | BRYANT,PLUS 80 | BRYANT HEATING & COOLING SYSTEMS | 311JAV060155* |  | Natural Gas, Propane Gas | Downflow, Horizontal | Non-Weatherized | 147 | 119 | 80 | 133.8 | 1562 | 96 |  | No
2000918 | Active | COMFORT 80 | CARRIER CORPORATION | 58DLX110-12* |  | Natural Gas, Propane Gas | Downflow, Horizontal | Non-Weatherized | 105 | 85 | 80 | 96.9 | 831 | 91 | Yes | No
2009635 | Active | BRYANT,PLUS 80 | BRYANT HEATING & COOLING SYSTEMS | 311JAV066110 |  | Natural Gas, Propane Gas | Upflow | Non-Weatherized | 110 | 89 | 80 | 94.4 | 1412 | 89 |  | No
2000919 | Active | COMFORT 80 | CARRIER CORPORATION | 58DLX110-16* |  | Natural Gas, Propane Gas | Downflow, Horizontal | Non-Weatherized | 105 | 85 | 80 | 96.8 | 861 | 93 | Yes | No
2009615 | Active | BRYANT,PLUS 80 | BRYANT HEATING & COOLING SYSTEMS | 311JAV066110* |  | Natural Gas, Propane Gas | Downflow, Horizontal | Non-Weatherized | 105 | 85 | 80 | 94.1 | 1475 | 89 |  | No
2000920 | Active | COMFORT 80 | CARRIER CORPORATION | 58DLX110-22* |  | Natural Gas, Propane Gas | Downflow, Horizontal | Non-Weatherized | 105 | 85 | 80 | 94.1 | 1475 | 89 | Yes | No
2009629 | Active | BRYANT,PLUS 80 | BRYANT HEATING & COOLING SYSTEMS | 311JAV066135 |  | Natural Gas, Propane Gas | Upflow | Non-Weatherized | 132 | 107 | 80 | 114.7 | 1356 | 89 |  | No
2000921 | Active | COMFORT 80 | CARRIER CORPORATION | 58DLX110-12 |  | Natural Gas, Propane Gas | Upflow | Non-Weatherized | 110 | 89 | 80 | 97.1 | 794 | 91 | Yes | No
2009632 | Active | BRYANT,PLUS 80 | BRYANT HEATING & COOLING SYSTEMS | 311JAV066135* |  | Natural Gas, Propane Gas | Downflow, Horizontal | Non-Weatherized | 126 | 102 | 80 | 114.4 | 1418 | 89 |  | No
2000922 | Active | COMFORT 80 | CARRIER CORPORATION | 58DLX110-16 |  | Natural Gas, Propane Gas | Upflow | Non-Weatherized | 110 | 89 | 80 | 96.9 | 823 | 93 | Yes | No
2009654 | Active | BRYANT,PLUS 80T | BRYANT HEATING & COOLING SYSTEMS | 312JAV024045 |  | Natural Gas, Propane Gas | Upflow | Non-Weatherized | 44 | 35 | 80 | 37.4 | 355 | 33 |  | No
2000923 | Active | COMFORT 80 | CARRIER CORPORATION | 58DLX110-22 |  | Natural Gas, Propane Gas | Upflow | Non-Weatherized | 110 | 89 | 80 | 94.4 | 1412 | 89 | Yes | No
2009661 | Active | BRYANT,PLUS 80T | BRYANT HEATING & COOLING SYSTEMS | 312JAV036070 |  | Natural Gas, Propane Gas | Upflow | Non-Weatherized | 66 | 54 | 80 | 55.5 | 439 | 34 |  | No
2000924 | Active | COMFORT 80 | CARRIER CORPORATION | 58DLX135-16* |  | Natural Gas, Propane Gas | Downflow, Horizontal | Non-Weatherized | 126 | 102 | 80 | 116.3 | 994 | 95 | Yes | No
2009656 | Active | BRYANT,PLUS 80T | BRYANT HEATING & COOLING SYSTEMS | 312JAV036070* |  | Natural Gas, Propane Gas | Downflow, Horizontal | Non-Weatherized | 63 | 51 | 80 | 55.3 | 438 | 34 |  | No
2000925 | Active | COMFORT 80 | CARRIER CORPORATION | 58DLX135-22* |  | Natural Gas, Propane Gas | Downflow, Horizontal | Non-Weatherized | 126 | 102 | 80 | 114.4 | 1418 | 89 | Yes | No
2009665 | Active | BRYANT,PLUS 80T | BRYANT HEATING & COOLING SYSTEMS | 312JAV042090 |  | Natural Gas, Propane Gas | Upflow | Non-Weatherized | 88 | 71 | 80 | 75.1 | 685 | 40 |  | No
2000926 | Active | COMFORT 80 | CARRIER CORPORATION | 58DLX135-16 |  | Natural Gas, Propane Gas | Upflow | Non-Weatherized | 132 | 107 | 80 | 116.4 | 950 | 95 | Yes | No
2009662 | Active | BRYANT,PLUS 80T | BRYANT HEATING & COOLING SYSTEMS | 312JAV042090* |  | Natural Gas, Propane Gas | Downflow, Horizontal | Non-Weatherized | 84 | 68 | 80 | 74.9 | 683 | 40 |  | No
2000927 | Active | COMFORT 80 | CARRIER CORPORATION | 58DLX135-22 |  | Natural Gas, Propane Gas | Upflow | Non-Weatherized | 132 | 107 | 80 | 114.7 | 1356 | 89 | Yes | No
2009666 | Active | BRYANT,PLUS 80T | BRYANT HEATING & COOLING SYSTEMS | 312JAV048090 |  | Natural Gas, Propane Gas | Upflow | Non-Weatherized | 88 | 71 | 80 | 74.3 | 711 | 38 |  | No
2000928 | Active | COMFORT 80 | CARRIER CORPORATION | 58DLX155-20* |  | Natural Gas, Propane Gas | Downflow, Horizontal | Non-Weatherized | 147 | 119 | 80 | 133.8 | 1562 | 96 | Yes | No
2009673 | Active | BRYANT,PLUS 80T | BRYANT HEATING & COOLING SYSTEMS | 312JAV066110 |  | Natural Gas, Propane Gas | Upflow | Non-Weatherized | 110 | 89 | 80 | 90.9 | 1195 | 42 |  | No
2000929 | Active | COMFORT 80 | CARRIER CORPORATION | 58DLX155-20 |  | Natural Gas, Propane Gas | Upflow | Non-Weatherized | 154 | 125 | 80 | 134.1 | 1494 | 96 | Yes | No
2009670 | Active | BRYANT,PLUS 80T | BRYANT HEATING & COOLING SYSTEMS | 312JAV066110* |  | Natural Gas, Propane Gas | Downflow, Horizontal | Non-Weatherized | 105 | 85 | 80 | 90.5 | 1190 | 42 |  | No
2001176 | Active | INFINITY 80 | CARRIER CORPORATION | 58CVX110-20* |  | Natural Gas,Propane Gas | Downflow,Horizontal | Non-Weatherized | 105 | 86 | 80 | 93.5 | 397 | 33 | Yes | Yes | AMACF
2010589 | Active | BRYANT PLUS 80X | BRYANT HEATING & COOLING SYSTEMS | 313AAV024045 |  | Natural Gas,Propane Gas | Upflow,Downflow,Horizontal | Non-Weatherized | 44 | 36 | 80 | 39.4 | 182 | 43 |  | Yes | AMACF
3920506 | Active | ARCOAIRE,ICP COMMERCIAL,KEEPRITE,KENMORE,TEMPSTAR | INTERNATIONAL COMFORT PRODUCTS | F8MVL1102120* |  | Natural Gas,Propane Gas | Downflow,Horizontal | Non-Weatherized | 105 | 86 | 80 | 93.5 | 397 | 33 |  | Yes | AMACF
3921285 | Active | AIRQUEST,COMFORTMAKER,DAY & NIGHT,HEIL,ICP COMMERCIAL,KENMORE | INTERNATIONAL COMFORT PRODUCTS | G8MVL1102120* |  | Natural Gas,Propane Gas | Downflow,Horizontal | Non-Weatherized | 105 | 86 | 80 | 93.5 | 397 | 33 |  | Yes | AMACF
5272422 | Active | PAYNE | PAYNE HEATING & COOLING | PG8JVA060110* |  | Natural Gas,Propane Gas | Downflow,Horizontal | Non-Weatherized | 105 | 86 | 80 | 93.5 | 397 | 33 |  | Yes | AMACF
2001177 | Active | INFINITY 80 | CARRIER CORPORATION | 58CVX070-12 |  | Natural Gas,Propane Gas | Upflow | Non-Weatherized | 66 | 54 | 80 | 57.5 | 162 | 25 | Yes | Yes | AMACF
2010590 | Active | BRYANT PLUS 80X | BRYANT HEATING & COOLING SYSTEMS | 313AAV048070 |  | Natural Gas, Propane Gas | Upflow, Downflow, Horizontal | Non-Weatherized | 66 | 54 | 80 | 58.3 | 457 | 48 |  | Yes
3920507 | Active | ARCOAIRE,ICP COMMERCIAL,KEEPRITE,KENMORE,TEMPSTAR | INTERNATIONAL COMFORT PRODUCTS | F8MVL0701412 |  | Natural Gas,Propane Gas | Upflow | Non-Weatherized | 66 | 54 | 80 | 57.5 | 162 | 25 |  | Yes | AMACF
3921286 | Active | AIRQUEST,COMFORTMAKER,DAY & NIGHT,HEIL,ICP COMMERCIAL,KENMORE | INTERNATIONAL COMFORT PRODUCTS | G8MVL0701412 |  | Natural Gas,Propane Gas | Upflow | Non-Weatherized | 66 | 54 | 80 | 57.5 | 162 | 25 |  | Yes | AMACF
5272423 | Active | PAYNE | PAYNE HEATING & COOLING | PG8JVA036070 |  | Natural Gas,Propane Gas | Upflow | Non-Weatherized | 66 | 54 | 80 | 57.5 | 162 | 25 |  | Yes | AMACF
2001178 | Active | INFINITY 80 | CARRIER CORPORATION | 58CVX090-16 |  | Natural Gas,Propane Gas | Upflow | Non-Weatherized | 88 | 71 | 80 | 77.9 | 226 | 29 | Yes | Yes | AMACF
2010591 | Active | BRYANT PLUS 80X | BRYANT HEATING & COOLING SYSTEMS | 313AAV048090 |  | Natural Gas,Propane Gas | Upflow,Downflow,Horizontal | Non-Weatherized | 88 | 72 | 80 | 78.5 | 422 | 67 |  | Yes | AMACF
4718418 | Active | AIRQUEST, COMFORTMAKER, DAY & NIGHT, HEIL, ICP COMMERCIAL, KENMORE | INTERNATIONAL COMFORT PRODUCTS | G8MVL901716* |  | Natural Gas,Propane Gas | Upflow | Non-Weatherized | 88 | 71 | 80 | 77.9 | 226 | 29 |  | Yes | AMACF
4718419 | Active | ARCOAIRE, ICP COMMERCIAL, KEEPRITE, KENMORE, TEMPSTAR | INTERNATIONAL COMFORT PRODUCTS | F8MVL901716* |  | Natural Gas,Propane Gas | Upflow | Non-Weatherized | 88 | 71 | 80 | 77.9 | 226 | 29 |  | Yes | AMACF
5272424 | Active | PAYNE | PAYNE HEATING & COOLING | PG8JVA048090 |  | Natural Gas,Propane Gas | Upflow | Non-Weatherized | 88 | 71 | 80 | 77.9 | 226 | 29 |  | Yes | AMACF
2001179 | Active | INFINITY 80 | CARRIER CORPORATION | 58CVX110-20 |  | Natural Gas,Propane Gas | Upflow | Non-Weatherized | 110 | 90 | 80 | 93.7 | 398 | 33 | Yes | Yes | AMACF
2010592 | Active | BRYANT PLUS 80X | BRYANT HEATING & COOLING SYSTEMS | 313AAV060110 |  | Natural Gas, Propane Gas | Upflow, Downflow, Horizontal | Non-Weatherized | 110 | 90 | 80 | 97.3 | 729 | 73 |  | Yes
3920509 | Active | ARCOAIRE,ICP COMMERCIAL,KEEPRITE,KENMORE,TEMPSTAR | INTERNATIONAL COMFORT PRODUCTS | F8MVL1102120 |  | Natural Gas,Propane Gas | Upflow | Non-Weatherized | 110 | 90 | 80 | 93.7 | 398 | 33 |  | Yes | AMACF
3921288 | Active | AIRQUEST,COMFORTMAKER,DAY & NIGHT,HEIL,ICP COMMERCIAL,KENMORE | INTERNATIONAL COMFORT PRODUCTS | G8MVL1102120 |  | Natural Gas,Propane Gas | Upflow | Non-Weatherized | 110 | 90 | 80 | 93.7 | 398 | 33 |  | Yes | AMACF
5272425 | Active | PAYNE | PAYNE HEATING & COOLING | PG8JVA060110 |  | Natural Gas,Propane Gas | Upflow | Non-Weatherized | 110 | 90 | 80 | 93.7 | 398 | 33 |  | Yes | AMACF
2001180 | Active | INFINITY 80 | CARRIER CORPORATION | 58CVX155-22 |  | Natural Gas, Propane Gas | Upflow | Non-Weatherized | 154 | 125 | 80 | 134 | 662 | 42 | Yes | Yes
2010593 | Active | BRYANT PLUS 80X | BRYANT HEATING & COOLING SYSTEMS | 313AAV060135 |  | Natural Gas, Propane Gas | Upflow, Downflow, Horizontal | Non-Weatherized | 132 | 107 | 80 | 117 | 808 | 74 |  | Yes
2001181 | Active | INFINITY 80 | CARRIER CORPORATION | 58CVX070-12* |  | Natural Gas,Propane Gas | Downflow,Horizontal | Non-Weatherized | 63 | 51 | 80 | 57.4 | 160 | 25 | Yes | Yes | AMACF
8033023 | Active | BRYANT | BRYANT HEATING & COOLING SYSTEMS | 313ABV036045 |  | Natural Gas, Propane Gas | Upflow,Downflow,Horizontal | Non-Weatherized | 44 | 36 | 80 | 39.4 | 186 | 43 |  | Yes
3920510 | Active | ARCOAIRE,ICP COMMERCIAL,KEEPRITE,KENMORE,TEMPSTAR | INTERNATIONAL COMFORT PRODUCTS | F8MVL0701412* |  | Natural Gas,Propane Gas | Downflow,Horizontal | Non-Weatherized | 63 | 51 | 80 | 57.4 | 160 | 25 |  | Yes | AMACF
3921289 | Active | AIRQUEST,COMFORTMAKER,DAY & NIGHT,HEIL,ICP COMMERCIAL,KENMORE | INTERNATIONAL COMFORT PRODUCTS | G8MVL0701412* |  | Natural Gas,Propane Gas | Downflow,Horizontal | Non-Weatherized | 63 | 51 | 80 | 57.4 | 160 | 25 |  | Yes | AMACF
5272426 | Active | PAYNE | PAYNE HEATING & COOLING | PG8JVA036070* |  | Natural Gas,Propane Gas | Downflow,Horizontal | Non-Weatherized | 63 | 51 | 80 | 57.4 | 160 | 25 |  | Yes | AMACF
2001182 | Active | INFINITY 80 | CARRIER CORPORATION | 58CVX090-16* |  | Natural Gas,Propane Gas | Downflow,Horizontal | Non-Weatherized | 84 | 68 | 80 | 77.8 | 226 | 29 | Yes | Yes | AMACF
8033024 | Active | BRYANT | BRYANT HEATING & COOLING SYSTEMS | 313ABV036070 |  | Natural Gas, Propane Gas | Upflow,Downflow,Horizontal | Non-Weatherized | 66 | 54 | 80 | 59.1 | 255 | 34 |  | Yes
3920511 | Active | ARCOAIRE,ICP COMMERCIAL,KEEPRITE,KENMORE,TEMPSTAR | INTERNATIONAL COMFORT PRODUCTS | F8MVL0902116* |  | Natural Gas,Propane Gas | Downflow,Horizontal | Non-Weatherized | 84 | 68 | 80 | 77.8 | 226 | 29 |  | Yes | AMACF
3921290 | Active | AIRQUEST,COMFORTMAKER,DAY & NIGHT,HEIL,ICP COMMERCIAL,KENMORE | INTERNATIONAL COMFORT PRODUCTS | G8MVL0902116* |  | Natural Gas,Propane Gas | Downflow,Horizontal | Non-Weatherized | 84 | 68 | 80 | 77.8 | 226 | 29 |  | Yes | AMACF
5272427 | Active | PAYNE | PAYNE HEATING & COOLING | PG8JVA048090* |  | Natural Gas,Propane Gas | Downflow,Horizontal | Non-Weatherized | 84 | 68 | 80 | 77.8 | 226 | 29 |  | Yes | AMACF
2001183 | Active | INFINITY 80 | CARRIER CORPORATION | 58CVX155-22* |  | Natural Gas,Propane Gas | Downflow,Horizontal | Non-Weatherized | 147 | 119 | 80 | 133.7 | 660 | 42 | Yes | Yes | AMACF
8033026 | Active | BRYANT | BRYANT HEATING & COOLING SYSTEMS | 313ABV042090 |  | Natural Gas, Propane Gas | Upflow,Downflow,Horizontal | Non-Weatherized | 88 | 71 | 80 | 78.5 | 434 | 79 |  | Yes
2001184 | Active | INFINITY 80 | CARRIER CORPORATION | 58CVX135-22* |  | Natural Gas,Propane Gas | Downflow,Horizontal | Non-Weatherized | 126 | 102 | 80 | 114.1 | 662 | 31 | Yes | Yes | AMACF
8033025 | Active | BRYANT | BRYANT HEATING & COOLING SYSTEMS | 313ABV048070 |  | Natural Gas, Propane Gas | Upflow,Downflow,Horizontal | Non-Weatherized | 66 | 54 | 80 | 58.4 | 425 | 48 |  | Yes
3920512 | Active | ARCOAIRE,ICP COMMERCIAL,KEEPRITE,KENMORE,TEMPSTAR | INTERNATIONAL COMFORT PRODUCTS | F8MVL1352422* |  | Natural Gas,Propane Gas | Downflow,Horizontal | Non-Weatherized | 126 | 102 | 80 | 114.1 | 662 | 31 |  | Yes | AMACF
3921291 | Active | AIRQUEST,COMFORTMAKER,DAY & NIGHT,HEIL,ICP COMMERCIAL,KENMORE | INTERNATIONAL COMFORT PRODUCTS | G8MVL1352422* |  | Natural Gas,Propane Gas | Downflow,Horizontal | Non-Weatherized | 126 | 102 | 80 | 114.1 | 662 | 31 |  | Yes | AMACF
5272428 | Active | PAYNE | PAYNE HEATING & COOLING | PG8JVA066135* |  | Natural Gas,Propane Gas | Downflow,Horizontal | Non-Weatherized | 126 | 102 | 80 | 114.1 | 662 | 31 |  | Yes | AMACF
2001185 | Active | INFINITY 80 | CARRIER CORPORATION | 58CVX135-22 |  | Natural Gas, Propane Gas | Upflow | Non-Weatherized | 132 | 107 | 80 | 114.3 | 663 | 31 | Yes | Yes
8033027 | Active | BRYANT | BRYANT HEATING & COOLING SYSTEMS | 313ABV048090 |  | Natural Gas, Propane Gas | Upflow,Downflow,Horizontal | Non-Weatherized | 88 | 72 | 80 | 78.2 | 496 | 67 |  | Yes
3920513 | Active | ARCOAIRE,ICP COMMERCIAL,KEEPRITE,KENMORE,TEMPSTAR | INTERNATIONAL COMFORT PRODUCTS | F8MVL1352422 |  | Natural Gas, Propane Gas | Upflow | Non-Weatherized | 132 | 107 | 80 | 114.3 | 663 | 31 |  | Yes
5272429 | Active | PAYNE | PAYNE HEATING & COOLING | PG8JVA066135 |  | Natural Gas, Propane Gas | Upflow | Non-Weatherized | 132 | 107 | 80 | 114.3 | 663 | 31 |  | Yes
2001186 | Active | INFINITY 80 | CARRIER CORPORATION | 58CVA110-20 |  | Natural Gas,Propane Gas | Upflow,Downflow,Horizontal | Non-Weatherized | 110 | 90 | 80 | 93.7 | 398 | 33 | Yes | Yes | AMACF
8033028 | Active | BRYANT | BRYANT HEATING & COOLING SYSTEMS | 313ABV060110 |  | Natural Gas, Propane Gas | Upflow,Downflow,Horizontal | Non-Weatherized | 110 | 90 | 80 | 97.3 | 729 | 73 |  | Yes
5266678 | Active | PAYNE | PAYNE HEATING & COOLING | PG8MVA060110 |  | Natural Gas,Propane Gas | Upflow,Downflow,Horizontal | Non-Weatherized | 110 | 90 | 80 | 93.7 | 398 | 33 |  | Yes | AMACF
2001187 | Active | INFINITY 80 | CARRIER CORPORATION | 58CVA070-12 |  | Natural Gas,Propane Gas | Upflow,Downflow,Horizontal | Non-Weatherized | 66 | 54 | 80 | 57.5 | 162 | 25 | Yes | Yes | AMACF
8033029 | Active | BRYANT | BRYANT HEATING & COOLING SYSTEMS | 313ABV060135 |  | Natural Gas, Propane Gas | Upflow,Downflow,Horizontal | Non-Weatherized | 132 | 107 | 80 | 117.2 | 739 | 74 |  | Yes | AMACF
5266679 | Active | PAYNE | PAYNE HEATING & COOLING | PG8MVA036070 |  | Natural Gas,Propane Gas | Upflow,Downflow,Horizontal | Non-Weatherized | 66 | 54 | 80 | 57.5 | 162 | 25 |  | Yes | AMACF
2001188 | Active | INFINITY 80 | CARRIER CORPORATION | 58CVA090-16 |  | Natural Gas,Propane Gas | Upflow,Downflow,Horizontal | Non-Weatherized | 88 | 71 | 80 | 77.9 | 226 | 29 | Yes | Yes | AMACF
2010583 | Active | BRYANT PLUS 80X | BRYANT HEATING & COOLING SYSTEMS | 313JAV024045 |  | Natural Gas,Propane Gas | Upflow | Non-Weatherized | 44 | 36 | 80 | 39.4 | 182 | 43 |  | Yes | AMACF
5266680 | Active | PAYNE | PAYNE HEATING & COOLING | PG8MVA048090 |  | Natural Gas,Propane Gas | Upflow,Downflow,Horizontal | Non-Weatherized | 88 | 71 | 80 | 77.9 | 226 | 29 |  | Yes | AMACF
2001189 | Active | INFINITY 80 | CARRIER CORPORATION | 58CVA135-22 |  | Natural Gas, Propane Gas | Upflow, Downflow, Horizontal | Non-Weatherized | 132 | 107 | 80 | 114.3 | 663 | 31 | Yes | Yes
2010579 | Active | BRYANT PLUS 80X | BRYANT HEATING & COOLING SYSTEMS | 313JAV024045* |  | Natural Gas,Propane Gas | Downflow,Horizontal | Non-Weatherized | 42 | 34 | 80 | 39.4 | 191 | 43 |  | Yes | AMACF
5266681 | Active | PAYNE | PAYNE HEATING & COOLING | PG8MVA066135 |  | Natural Gas, Propane Gas | Upflow, Downflow, Horizontal | Non-Weatherized | 132 | 107 | 80 | 114.3 | 663 | 31 |  | Yes
2001190 | Active | INFINITY 80 | CARRIER CORPORATION | 58CVA155-22 |  | Natural Gas, Propane Gas | Upflow, Downflow, Horizontal | Non-Weatherized | 154 | 125 | 80 | 134 | 662 | 42 | Yes | Yes
2010587 | Active | BRYANT PLUS 80X | BRYANT HEATING & COOLING SYSTEMS | 313JAV048070 |  | Natural Gas, Propane Gas | Upflow | Non-Weatherized | 66 | 54 | 80 | 58.3 | 457 | 48 |  | Yes
2001509 | Discontinued | CARRIER | CARRIER CORPORATION | 48ES-A420903* |  | Natural Gas, Propane Gas | Downflow, Horizontal | Weatherized | 90 | 73 | 80.4 | 78.2 |  | 87 | Yes | Yes
2010341 | Discontinued | BRYANT | BRYANT HEATING & COOLING SYSTEMS | 574DNWA42090A* |  | Natural Gas, Propane Gas | Downflow, Horizontal | Weatherized | 90 | 73 | 80.4 | 78.2 |  | 87 |  | Yes
2011070 | Discontinued | PAYNE | PAYNE HEATING & COOLING | PY3GNAA42090A* |  | Natural Gas, Propane Gas | Downflow, Horizontal | Weatherized | 90 | 73 | 80.4 | 78.2 |  | 87 |  | Yes
2001510 | Discontinued | CARRIER | CARRIER CORPORATION | 48ES-A481153* |  | Natural Gas, Propane Gas | Downflow, Horizontal | Weatherized | 115 | 93 | 80.3 | 95.4 |  | 123 | Yes | Yes
2010348 | Discontinued | BRYANT | BRYANT HEATING & COOLING SYSTEMS | 574DNWA48115A* |  | Natural Gas, Propane Gas | Downflow, Horizontal | Weatherized | 115 | 93 | 80.3 | 95.4 |  | 123 |  | Yes
2011074 | Discontinued | PAYNE | PAYNE HEATING & COOLING | PY3GNAA48115A* |  | Natural Gas, Propane Gas | Downflow, Horizontal | Weatherized | 115 | 93 | 80.3 | 95.4 |  | 123 |  | Yes
2001511 | Discontinued | CARRIER | CARRIER CORPORATION | 48ES-A240603* |  | Natural Gas, Propane Gas | Downflow, Horizontal | Weatherized | 60 | 48 | 80 | 58.4 |  | 114 | Yes | Yes
2010342 | Discontinued | BRYANT | BRYANT HEATING & COOLING SYSTEMS | 574DNWA24060A* |  | Natural Gas, Propane Gas | Downflow, Horizontal | Weatherized | 60 | 48 | 80 | 58.4 |  | 114 |  | Yes
2011077 | Discontinued | PAYNE | PAYNE HEATING & COOLING | PY3GNAA24060A* |  | Natural Gas, Propane Gas | Downflow, Horizontal | Weatherized | 60 | 48 | 80 | 58.4 |  | 114 |  | Yes
2001512 | Discontinued | CARRIER | CARRIER CORPORATION | 48ES-A360903* |  | Natural Gas, Propane Gas | Downflow, Horizontal | Weatherized | 90 | 72 | 79.3 | 78.2 |  | 92 | Yes | Yes
2010347 | Discontinued | BRYANT | BRYANT HEATING & COOLING SYSTEMS | 574DNWA36090A* |  | Natural Gas, Propane Gas | Downflow, Horizontal | Weatherized | 90 | 72 | 79.3 | 78.2 |  | 92 |  | Yes
2011071 | Discontinued | PAYNE | PAYNE HEATING & COOLING | PY3GNAA36090A* |  | Natural Gas, Propane Gas | Downflow, Horizontal | Weatherized | 90 | 72 | 79.3 | 78.2 |  | 92 |  | Yes
2001513 | Discontinued | CARRIER | CARRIER CORPORATION | 48ES-A360603* |  | Natural Gas, Propane Gas | Downflow, Horizontal | Weatherized | 60 | 48 | 80 | 58.2 |  | 115 | Yes | Yes
2010344 | Discontinued | BRYANT | BRYANT HEATING & COOLING SYSTEMS | 574DNWA36060A* |  | Natural Gas, Propane Gas | Downflow, Horizontal | Weatherized | 60 | 48 | 80 | 58.2 |  | 115 |  | Yes
2011068 | Discontinued | PAYNE | PAYNE HEATING & COOLING | PY3GNAA36060A* |  | Natural Gas, Propane Gas | Downflow, Horizontal | Weatherized | 60 | 48 | 80 | 58.2 |  | 115 |  | Yes
2001514 | Discontinued | CARRIER | CARRIER CORPORATION | 48ES-A300603* |  | Natural Gas, Propane Gas | Downflow, Horizontal | Weatherized | 60 | 48 | 80 | 58.4 |  | 115 | Yes | Yes
2010346 | Discontinued | BRYANT | BRYANT HEATING & COOLING SYSTEMS | 574DNWA30060A* |  | Natural Gas, Propane Gas | Downflow, Horizontal | Weatherized | 60 | 48 | 80 | 58.4 |  | 115 |  | Yes
2011076 | Discontinued | PAYNE | PAYNE HEATING & COOLING | PY3GNAA30060A* |  | Natural Gas, Propane Gas | Downflow, Horizontal | Weatherized | 60 | 48 | 80 | 58.4 |  | 115 |  | Yes
2001515 | Discontinued | CARRIER | CARRIER CORPORATION | 48ES-A600903* |  | Natural Gas, Propane Gas | Downflow, Horizontal | Weatherized | 90 | 73 | 80.4 | 78.1 |  | 87 | Yes | Yes
2010345 | Discontinued | BRYANT | BRYANT HEATING & COOLING SYSTEMS | 574DNWA60090A* |  | Natural Gas, Propane Gas | Downflow, Horizontal | Weatherized | 90 | 73 | 80.4 | 78.1 |  | 87 |  | Yes
2011067 | Discontinued | PAYNE | PAYNE HEATING & COOLING | PY3GNAA60090A* |  | Natural Gas, Propane Gas | Downflow, Horizontal | Weatherized | 90 | 73 | 80.4 | 78.1 |  | 87 |  | Yes
2001516 | Discontinued | CARRIER | CARRIER CORPORATION | 48ES-A481303* |  | Natural Gas, Propane Gas | Downflow, Horizontal | Weatherized | 130 | 103 | 78.9 | 117 |  | 94 | Yes | Yes
2010337 | Discontinued | BRYANT | BRYANT HEATING & COOLING SYSTEMS | 574DNWA48130A* |  | Natural Gas, Propane Gas | Downflow, Horizontal | Weatherized | 130 | 103 | 78.9 | 117 |  | 94 |  | Yes
2011072 | Discontinued | PAYNE | PAYNE HEATING & COOLING | PY3GNAA48130A* |  | Natural Gas, Propane Gas | Downflow, Horizontal | Weatherized | 130 | 103 | 78.9 | 117 |  | 94 |  | Yes
2001517 | Discontinued | CARRIER | CARRIER CORPORATION | 48ES-A601153* |  | Natural Gas, Propane Gas | Downflow, Horizontal | Weatherized | 115 | 93 | 80.3 | 96.4 |  | 124 | Yes | Yes
2010339 | Discontinued | BRYANT | BRYANT HEATING & COOLING SYSTEMS | 574DNWA60115A* |  | Natural Gas, Propane Gas | Downflow, Horizontal | Weatherized | 115 | 93 | 80.3 | 96.4 |  | 124 |  | Yes
2011080 | Discontinued | PAYNE | PAYNE HEATING & COOLING | PY3GNAA60115A* |  | Natural Gas, Propane Gas | Downflow, Horizontal | Weatherized | 115 | 93 | 80.3 | 96.4 |  | 124 |  | Yes
2001518 | Discontinued | CARRIER | CARRIER CORPORATION | 48ES-A240403* |  | Natural Gas, Propane Gas | Downflow, Horizontal | Weatherized | 40 | 32 | 80 | 39.5 |  | 80 | Yes | Yes
2010338 | Discontinued | BRYANT | BRYANT HEATING & COOLING SYSTEMS | 574DNWA24040A* |  | Natural Gas, Propane Gas | Downflow, Horizontal | Weatherized | 40 | 32 | 80 | 39.5 |  | 80 |  | Yes
2011079 | Discontinued | PAYNE | PAYNE HEATING & COOLING | PY3GNAA24040A* |  | Natural Gas, Propane Gas | Downflow, Horizontal | Weatherized | 40 | 32 | 80 | 39.5 |  | 80 |  | Yes
2001519 | Discontinued | CARRIER | CARRIER CORPORATION | 48ES-A3004003* |  | Natural Gas, Propane Gas | Downflow, Horizontal | Weatherized | 40 | 32 | 80 | 39.5 |  | 83 | Yes | Yes
2010336 | Discontinued | BRYANT | BRYANT HEATING & COOLING SYSTEMS | 574DNWA30040A* |  | Natural Gas, Propane Gas | Downflow, Horizontal | Weatherized | 40 | 32 | 80 | 39.5 |  | 83 |  | Yes
2011073 | Discontinued | PAYNE | PAYNE HEATING & COOLING | PY3GNAA30040A* |  | Natural Gas, Propane Gas | Downflow, Horizontal | Weatherized | 40 | 32 | 80 | 39.5 |  | 83 |  | Yes
2001520 | Discontinued | CARRIER | CARRIER CORPORATION | 48ES-A420603* |  | Natural Gas, Propane Gas | Downflow, Horizontal | Weatherized | 60 | 47 | 78.5 | 60 |  | 113 | Yes | Yes
2010343 | Discontinued | BRYANT | BRYANT HEATING & COOLING SYSTEMS | 574DNWA42060A* |  | Natural Gas, Propane Gas | Downflow, Horizontal | Weatherized | 60 | 47 | 78.5 | 60 |  | 113 |  | Yes
2011069 | Discontinued | PAYNE | PAYNE HEATING & COOLING | PY3GNAA42060A* |  | Natural Gas, Propane Gas | Downflow, Horizontal | Weatherized | 60 | 47 | 78.5 | 60 |  | 113 |  | Yes
2001521 | Discontinued | CARRIER | CARRIER CORPORATION | 48ES-A601303* |  | Natural Gas, Propane Gas | Downflow, Horizontal | Weatherized | 130 | 103 | 78.9 | 117.5 |  | 87 | Yes | Yes
2010340 | Discontinued | BRYANT | BRYANT HEATING & COOLING SYSTEMS | 574DNWA60130A* |  | Natural Gas, Propane Gas | Downflow, Horizontal | Weatherized | 130 | 103 | 78.9 | 117.5 |  | 87 |  | Yes
2011075 | Discontinued | PAYNE | PAYNE HEATING & COOLING | PY3GNAA60130A* |  | Natural Gas, Propane Gas | Downflow, Horizontal | Weatherized | 130 | 103 | 78.9 | 117.5 |  | 87 |  | Yes
2001522 | Discontinued | CARRIER | CARRIER CORPORATION | 48ES-A480903* |  | Natural Gas, Propane Gas | Downflow, Horizontal | Weatherized | 90 | 73 | 80.4 | 78.1 |  | 77 | Yes | Yes
2010335 | Discontinued | BRYANT | BRYANT HEATING & COOLING SYSTEMS | 574DNWA48090A* |  | Natural Gas, Propane Gas | Downflow, Horizontal | Weatherized | 90 | 73 | 80.4 | 78.1 |  | 77 |  | Yes
2011078 | Discontinued | PAYNE | PAYNE HEATING & COOLING | PY3GNAA48090A* |  | Natural Gas, Propane Gas | Downflow, Horizontal | Weatherized | 90 | 73 | 80.4 | 78.1 |  | 77 |  | Yes
2001523 | Discontinued | CARRIER | CARRIER CORPORATION | 48EZ-A601303* |  | Natural Gas, Propane Gas | Downflow, Horizontal | Weatherized | 130 | 103 | 78.9 | 117.5 |  | 87 | Yes | Yes
2010353 | Discontinued | BRYANT | BRYANT HEATING & COOLING SYSTEMS | 674DNWA60130A* |  | Natural Gas, Propane Gas | Downflow, Horizontal | Weatherized | 130 | 103 | 78.9 | 117.5 |  | 87 |  | Yes
2001524 | Discontinued | CARRIER | CARRIER CORPORATION | 48EZ-A300603* |  | Natural Gas, Propane Gas | Downflow, Horizontal | Weatherized | 60 | 48 | 80 | 58.4 |  | 115 | Yes | Yes
2010356 | Discontinued | BRYANT | BRYANT HEATING & COOLING SYSTEMS | 674DNWA30060A* |  | Natural Gas, Propane Gas | Downflow, Horizontal | Weatherized | 60 | 48 | 80 | 58.4 |  | 115 |  | Yes
2001525 | Discontinued | CARRIER | CARRIER CORPORATION | 48EZ-A600903* |  | Natural Gas, Propane Gas | Downflow, Horizontal | Weatherized | 90 | 73 | 80.4 | 78.1 |  | 87 | Yes | Yes
2010362 | Discontinued | BRYANT | BRYANT HEATING & COOLING SYSTEMS | 674DNWA60090A* |  | Natural Gas, Propane Gas | Downflow, Horizontal | Weatherized | 90 | 73 | 80.4 | 78.1 |  | 87 |  | Yes
2001526 | Discontinued | CARRIER | CARRIER CORPORATION | 48EZ-A420603* |  | Natural Gas, Propane Gas | Downflow, Horizontal | Weatherized | 60 | 47 | 78.5 | 60 |  | 113 | Yes | Yes
2010358 | Discontinued | BRYANT | BRYANT HEATING & COOLING SYSTEMS | 674DNWA42060A* |  | Natural Gas, Propane Gas | Downflow, Horizontal | Weatherized | 60 | 47 | 78.5 | 60 |  | 113 |  | Yes
2001527 | Discontinued | CARRIER | CARRIER CORPORATION | 48EZ-A360603* |  | Natural Gas, Propane Gas | Downflow, Horizontal | Weatherized | 60 | 48 | 80 | 58.2 |  | 115 | Yes | Yes
2010359 | Discontinued | BRYANT | BRYANT HEATING & COOLING SYSTEMS | 674DNWA36060A* |  | Natural Gas, Propane Gas | Downflow, Horizontal | Weatherized | 60 | 48 | 80 | 58.2 |  | 115 |  | Yes
2001528 | Discontinued | CARRIER | CARRIER CORPORATION | 48EZ-A480903* |  | Natural Gas, Propane Gas | Downflow, Horizontal | Weatherized | 90 | 73 | 80.4 | 78.1 |  | 77 | Yes | Yes
2010354 | Discontinued | BRYANT | BRYANT HEATING & COOLING SYSTEMS | 674DNWA48090A* |  | Natural Gas, Propane Gas | Downflow, Horizontal | Weatherized | 90 | 73 | 80.4 | 78.1 |  | 77 |  | Yes
2001529 | Discontinued | CARRIER | CARRIER CORPORATION | 48EZ-A601153* |  | Natural Gas, Propane Gas | Downflow, Horizontal | Weatherized | 115 | 93 | 80.3 | 96.4 |  | 124 | Yes | Yes
2010352 | Discontinued | BRYANT | BRYANT HEATING & COOLING SYSTEMS | 674DNWA60115A* |  | Natural Gas, Propane Gas | Downflow, Horizontal | Weatherized | 115 | 93 | 80.3 | 96.4 |  | 124 |  | Yes
2001530 | Discontinued | CARRIER | CARRIER CORPORATION | 48EZ-A420903* |  | Natural Gas, Propane Gas | Downflow, Horizontal | Weatherized | 90 | 73 | 80.4 | 78.2 |  | 87 | Yes | Yes
2010360 | Discontinued | BRYANT | BRYANT HEATING & COOLING SYSTEMS | 674DNWA42090A* |  | Natural Gas, Propane Gas | Downflow, Horizontal | Weatherized | 90 | 73 | 80.4 | 78.2 |  | 87 |  | Yes
2001531 | Discontinued | CARRIER | CARRIER CORPORATION | 48EZ-A240403* |  | Natural Gas, Propane Gas | Downflow, Horizontal | Weatherized | 40 | 32 | 80 | 39.5 |  | 80 | Yes | Yes
2010361 | Discontinued | BRYANT | BRYANT HEATING & COOLING SYSTEMS | 674DNWA24040A* |  | Natural Gas, Propane Gas | Downflow, Horizontal | Weatherized | 40 | 32 | 80 | 39.5 |  | 80 |  | Yes
2001532 | Discontinued | CARRIER | CARRIER CORPORATION | 48EZ-A481153* |  | Natural Gas, Propane Gas | Downflow, Horizontal | Weatherized | 115 | 93 | 80.3 | 95.4 |  | 123 | Yes | Yes
2010351 | Discontinued | BRYANT | BRYANT HEATING & COOLING SYSTEMS | 674DNWA48115A* |  | Natural Gas, Propane Gas | Downflow, Horizontal | Weatherized | 115 | 93 | 80.3 | 95.4 |  | 123 |  | Yes
2001533 | Discontinued | CARRIER | CARRIER CORPORATION | 48EZ-A240603* |  | Natural Gas, Propane Gas | Downflow, Horizontal | Weatherized | 60 | 48 | 80 | 58.4 |  | 114 | Yes | Yes
2010350 | Discontinued | BRYANT | BRYANT HEATING & COOLING SYSTEMS | 674DNWA24060A* |  | Natural Gas, Propane Gas | Downflow, Horizontal | Weatherized | 60 | 48 | 80 | 58.4 |  | 114 |  | Yes
2001534 | Discontinued | CARRIER | CARRIER CORPORATION | 48EZ-A300403* |  | Natural Gas, Propane Gas | Downflow, Horizontal | Weatherized | 40 | 32 | 80 | 39.5 |  | 83 | Yes | Yes
2010355 | Discontinued | BRYANT | BRYANT HEATING & COOLING SYSTEMS | 674DNWA30040A* |  | Natural Gas, Propane Gas | Downflow, Horizontal | Weatherized | 40 | 32 | 80 | 39.5 |  | 83 |  | Yes
2001535 | Discontinued | CARRIER | CARRIER CORPORATION | 48EZ-A481303* |  | Natural Gas, Propane Gas | Downflow, Horizontal | Weatherized | 130 | 103 | 78.9 | 117 |  | 94 | Yes | Yes
2010349 | Discontinued | BRYANT | BRYANT HEATING & COOLING SYSTEMS | 674DNWA48130A* |  | Natural Gas, Propane Gas | Downflow, Horizontal | Weatherized | 130 | 103 | 78.9 | 117 |  | 94 |  | Yes
2001536 | Discontinued | CARRIER | CARRIER CORPORATION | 48EZ-A360903* |  | Natural Gas, Propane Gas | Downflow, Horizontal | Weatherized | 90 | 72 | 79.3 | 78.2 |  | 92 | Yes | Yes
2010357 | Discontinued | BRYANT | BRYANT HEATING & COOLING SYSTEMS | 674DNWA36090A* |  | Natural Gas, Propane Gas | Downflow, Horizontal | Weatherized | 90 | 72 | 79.3 | 78.2 |  | 92 |  | Yes
2001537 | Discontinued | CARRIER | CARRIER CORPORATION | 48VL-A240603* |  | Natural Gas, Propane Gas | Downflow, Horizontal | Weatherized | 60 | 48 | 80 | 58.4 |  | 114 | Yes | Yes
2010374 | Discontinued | BRYANT | BRYANT HEATING & COOLING SYSTEMS | 577CNWA24060A* |  | Natural Gas, Propane Gas | Downflow, Horizontal | Weatherized | 60 | 48 | 80 | 58.4 |  | 114 |  | Yes
2001538 | Discontinued | CARRIER | CARRIER CORPORATION | 48VL-A300603* |  | Natural Gas, Propane Gas | Downflow, Horizontal | Weatherized | 60 | 48 | 80 | 58.4 |  | 115 | Yes | Yes
2010366 | Discontinued | BRYANT | BRYANT HEATING & COOLING SYSTEMS | 577CNWA30060A* |  | Natural Gas, Propane Gas | Downflow, Horizontal | Weatherized | 60 | 48 | 80 | 58.4 |  | 115 |  | Yes
2001539 | Discontinued | CARRIER | CARRIER CORPORATION | 48VL-A360903* |  | Natural Gas, Propane Gas | Downflow, Horizontal | Weatherized | 90 | 72 | 79.3 | 78.2 |  | 92 | Yes | Yes
2010369 | Discontinued | BRYANT | BRYANT HEATING & COOLING SYSTEMS | 577CNWA36090A* |  | Natural Gas, Propane Gas | Downflow, Horizontal | Weatherized | 90 | 72 | 79.3 | 78.2 |  | 92 |  | Yes
2001540 | Discontinued | CARRIER | CARRIER CORPORATION | 48VL-A601153* |  | Natural Gas, Propane Gas | Downflow, Horizontal | Weatherized | 115 | 93 | 80.3 | 96.4 |  | 124 | Yes | Yes
2010376 | Discontinued | BRYANT | BRYANT HEATING & COOLING SYSTEMS | 577CNWA60115A* |  | Natural Gas, Propane Gas | Downflow, Horizontal | Weatherized | 115 | 93 | 80.3 | 96.4 |  | 124 |  | Yes
2001541 | Discontinued | CARRIER | CARRIER CORPORATION | 48VL-A480903* |  | Natural Gas, Propane Gas | Downflow, Horizontal | Weatherized | 90 | 73 | 80.4 | 78.1 |  | 77 | Yes | Yes
2010363 | Discontinued | BRYANT | BRYANT HEATING & COOLING SYSTEMS | 577CNWA48090A* |  | Natural Gas, Propane Gas | Downflow, Horizontal | Weatherized | 90 | 73 | 80.4 | 78.1 |  | 77 |  | Yes
2001542 | Discontinued | CARRIER | CARRIER CORPORATION | 48VL-A420903* |  | Natural Gas, Propane Gas | Downflow, Horizontal | Weatherized | 90 | 73 | 80.4 | 78.2 |  | 87 | Yes | Yes
2010365 | Discontinued | BRYANT | BRYANT HEATING & COOLING SYSTEMS | 577CNWA42090A* |  | Natural Gas, Propane Gas | Downflow, Horizontal | Weatherized | 90 | 73 | 80.4 | 78.2 |  | 87 |  | Yes
2001543 | Discontinued | CARRIER | CARRIER CORPORATION | 48VL-A600903* |  | Natural Gas, Propane Gas | Downflow, Horizontal | Weatherized | 90 | 73 | 80.4 | 78.1 |  | 87 | Yes | Yes
2010368 | Discontinued | BRYANT | BRYANT HEATING & COOLING SYSTEMS | 577CNWA60090A* |  | Natural Gas, Propane Gas | Downflow, Horizontal | Weatherized | 90 | 73 | 80.4 | 78.1 |  | 87 |  | Yes
2001544 | Discontinued | CARRIER | CARRIER CORPORATION | 48VL-A420603* |  | Natural Gas, Propane Gas | Downflow, Horizontal | Weatherized | 60 | 47 | 78.5 | 60 |  | 113 | Yes | Yes
2010371 | Discontinued | BRYANT | BRYANT HEATING & COOLING SYSTEMS | 577CNWA42060A* |  | Natural Gas, Propane Gas | Downflow, Horizontal | Weatherized | 60 | 47 | 78.5 | 60 |  | 113 |  | Yes
2001545 | Discontinued | CARRIER | CARRIER CORPORATION | 48VL-A481303* |  | Natural Gas, Propane Gas | Downflow, Horizontal | Weatherized | 130 | 103 | 78.9 | 117 |  | 94 | Yes | Yes
2010364 | Discontinued | BRYANT | BRYANT HEATING & COOLING SYSTEMS | 577CNWA48130A* |  | Natural Gas, Propane Gas | Downflow, Horizontal | Weatherized | 130 | 103 | 78.9 | 117 |  | 94 |  | Yes
2001546 | Discontinued | CARRIER | CARRIER CORPORATION | 48VL-A601303* |  | Natural Gas, Propane Gas | Downflow, Horizontal | Weatherized | 130 | 103 | 78.9 | 117.5 |  | 87 | Yes | Yes
2010367 | Discontinued | BRYANT | BRYANT HEATING & COOLING SYSTEMS | 48VL-A601303* |  | Natural Gas, Propane Gas | Downflow, Horizontal | Weatherized | 130 | 103 | 78.9 | 117.5 |  | 87 |  | Yes
4236639 | Discontinued | BRYANT | BRYANT HEATING & COOLING SYSTEMS | 577CNWA60130A* |  | Natural Gas, Propane Gas | Downflow, Horizontal | Weatherized | 130 | 103 | 78.9 | 117.5 |  | 87 |  | Yes
2001547 | Discontinued | CARRIER | CARRIER CORPORATION | 48VL-A481153* |  | Natural Gas, Propane Gas | Downflow, Horizontal | Weatherized | 115 | 93 | 80.3 | 95.4 |  | 123 | Yes | Yes
2010372 | Discontinued | BRYANT | BRYANT HEATING & COOLING SYSTEMS | 577CNWA48115A* |  | Natural Gas, Propane Gas | Downflow, Horizontal | Weatherized | 115 | 93 | 80.3 | 95.4 |  | 123 |  | Yes
2001548 | Discontinued | CARRIER | CARRIER CORPORATION | 48VL-A300403* |  | Natural Gas, Propane Gas | Downflow, Horizontal | Weatherized | 40 | 32 | 80 | 39.5 |  | 83 | Yes | Yes
2010373 | Discontinued | BRYANT | BRYANT HEATING & COOLING SYSTEMS | 577CNWA30040A* |  | Natural Gas, Propane Gas | Downflow, Horizontal | Weatherized | 40 | 32 | 80 | 39.5 |  | 83 |  | Yes
2001549 | Discontinued | CARRIER | CARRIER CORPORATION | 48VL-A240403* |  | Natural Gas, Propane Gas | Downflow, Horizontal | Weatherized | 40 | 32 | 80 | 39.5 |  | 80 | Yes | Yes
2010370 | Discontinued | BRYANT | BRYANT HEATING & COOLING SYSTEMS | 577CNWA24040A* |  | Natural Gas, Propane Gas | Downflow, Horizontal | Weatherized | 40 | 32 | 80 | 39.5 |  | 80 |  | Yes
2001550 | Discontinued | CARRIER | CARRIER CORPORATION | 48VL-A360603* |  | Natural Gas, Propane Gas | Downflow, Horizontal | Weatherized | 60 | 48 | 80 | 58.2 |  | 115 | Yes | Yes
2010375 | Discontinued | BRYANT | BRYANT HEATING & COOLING SYSTEMS | 577CNWA36060A* |  | Natural Gas, Propane Gas | Downflow, Horizontal | Weatherized | 60 | 48 | 80 | 58.2 |  | 115 |  | Yes
2001551 | Discontinued | CARRIER | CARRIER CORPORATION | 48VT-A 360603* |  | Natural Gas, Propane Gas | Downflow, Horizontal | Weatherized | 60 | 47 | 78.5 | 60 |  | 113 | Yes | Yes
2010386 | Discontinued | BRYANT | BRYANT HEATING & COOLING SYSTEMS | 677CNWA36060A* |  | Natural Gas, Propane Gas | Downflow, Horizontal | Weatherized | 60 | 47 | 78.5 | 60 |  | 113 |  | Yes
2001552 | Discontinued | CARRIER | CARRIER CORPORATION | 48VT-A 480903* |  | Natural Gas, Propane Gas | Downflow, Horizontal | Weatherized | 90 | 73 | 80.4 | 78.1 |  | 77 | Yes | Yes
2010389 | Discontinued | BRYANT | BRYANT HEATING & COOLING SYSTEMS | 677CNWA48090A* |  | Natural Gas, Propane Gas | Downflow, Horizontal | Weatherized | 90 | 73 | 80.4 | 78.1 |  | 77 |  | Yes
2001553 | Discontinued | CARRIER | CARRIER CORPORATION | 48VT-A 481303* |  | Natural Gas, Propane Gas | Downflow, Horizontal | Weatherized | 130 | 103 | 78.9 | 117.5 |  | 94 | Yes | Yes
2010381 | Discontinued | BRYANT | BRYANT HEATING & COOLING SYSTEMS | 677CNWA48130A* |  | Natural Gas, Propane Gas | Downflow, Horizontal | Weatherized | 130 | 103 | 78.9 | 117.5 |  | 94 |  | Yes
2001554 | Discontinued | CARRIER | CARRIER CORPORATION | 48VT-A 240603* |  | Natural Gas, Propane Gas | Downflow, Horizontal | Weatherized | 60 | 48 | 80 | 58.4 |  | 114 | Yes | Yes
2010391 | Discontinued | BRYANT | BRYANT HEATING & COOLING SYSTEMS | 677CNWA24060A* |  | Natural Gas, Propane Gas | Downflow, Horizontal | Weatherized | 60 | 48 | 80 | 58.4 |  | 114 |  | Yes
2001555 | Discontinued | CARRIER | CARRIER CORPORATION | 48VT-A 601153* |  | Natural Gas, Propane Gas | Downflow, Horizontal | Weatherized | 115 | 93 | 80.3 | 96.2 |  | 124 | Yes | Yes
2010378 | Discontinued | BRYANT | BRYANT HEATING & COOLING SYSTEMS | 677CNWA60115A* |  | Natural Gas, Propane Gas | Downflow, Horizontal | Weatherized | 115 | 93 | 80.3 | 96.2 |  | 124 |  | Yes
2001556 | Discontinued | CARRIER | CARRIER CORPORATION | 48VT-A 601303* |  | Natural Gas, Propane Gas | Downflow, Horizontal | Weatherized | 130 | 103 | 78.9 | 117.4 |  | 87 | Yes | Yes
2010388 | Discontinued | BRYANT | BRYANT HEATING & COOLING SYSTEMS | 677CNWA60130A* |  | Natural Gas, Propane Gas | Downflow, Horizontal | Weatherized | 130 | 103 | 78.9 | 117.4 |  | 87 |  | Yes
2001557 | Discontinued | CARRIER | CARRIER CORPORATION | 48VT-A 360903* |  | Natural Gas, Propane Gas | Downflow, Horizontal | Weatherized | 90 | 73 | 80.4 | 78.2 |  | 87 | Yes | Yes
2010387 | Discontinued | BRYANT | BRYANT HEATING & COOLING SYSTEMS | 677CNWA36090A* |  | Natural Gas, Propane Gas | Downflow, Horizontal | Weatherized | 90 | 73 | 80.4 | 78.2 |  | 87 |  | Yes
2001558 | Discontinued | CARRIER | CARRIER CORPORATION | 48VT-A 300603* |  | Natural Gas, Propane Gas | Downflow, Horizontal | Weatherized | 60 | 48 | 80 | 58.4 |  | 115 | Yes | Yes
2010380 | Discontinued | BRYANT | BRYANT HEATING & COOLING SYSTEMS | 677CNWA30060A* |  | Natural Gas, Propane Gas | Downflow, Horizontal | Weatherized | 60 | 48 | 80 | 58.4 |  | 115 |  | Yes
2001559 | Discontinued | CARRIER | CARRIER CORPORATION | 48VT-A 420603* |  | Natural Gas, Propane Gas | Downflow, Horizontal | Weatherized | 60 | 47 | 78.5 | 60 |  | 113 | Yes | Yes
2010383 | Discontinued | BRYANT | BRYANT HEATING & COOLING SYSTEMS | 677CNWA42060A* |  | Natural Gas, Propane Gas | Downflow, Horizontal | Weatherized | 60 | 47 | 78.5 | 60 |  | 113 |  | Yes
2001560 | Discontinued | CARRIER | CARRIER CORPORATION | 48VT-A 240403* |  | Natural Gas, Propane Gas | Downflow, Horizontal | Weatherized | 40 | 32 | 80 | 39.5 |  | 80 | Yes | Yes
2010377 | Discontinued | BRYANT | BRYANT HEATING & COOLING SYSTEMS | 677CNWA24040A* |  | Natural Gas, Propane Gas | Downflow, Horizontal | Weatherized | 40 | 32 | 80 | 39.5 |  | 80 |  | Yes
2001561 | Discontinued | CARRIER | CARRIER CORPORATION | 48VT-A 420903* |  | Natural Gas, Propane Gas | Downflow, Horizontal | Weatherized | 90 | 73 | 80.4 | 78.2 |  | 87 | Yes | Yes
2010382 | Discontinued | BRYANT | BRYANT HEATING & COOLING SYSTEMS | 677CNWA42090A* |  | Natural Gas, Propane Gas | Downflow, Horizontal | Weatherized | 90 | 73 | 80.4 | 78.2 |  | 87 |  | Yes
2001562 | Discontinued | CARRIER | CARRIER CORPORATION | 48VT-A 600903** |  | Natural Gas, Propane Gas | Downflow, Horizontal | Weatherized | 90 | 73 | 80.4 | 78.2 |  | 87 | Yes | Yes
2010384 | Discontinued | BRYANT | BRYANT HEATING & COOLING SYSTEMS | 48VT-A 600903* |  | Natural Gas, Propane Gas | Downflow, Horizontal | Weatherized | 90 | 73 | 80.4 | 78.2 |  | 87 |  | Yes
2001563 | Discontinued | CARRIER | CARRIER CORPORATION | 48VT-A 481153* |  | Natural Gas, Propane Gas | Downflow, Horizontal | Weatherized | 115 | 93 | 80.3 | 96.4 |  | 123 | Yes | Yes
2010390 | Discontinued | BRYANT | BRYANT HEATING & COOLING SYSTEMS | 677CNWA48115A* |  | Natural Gas, Propane Gas | Downflow, Horizontal | Weatherized | 115 | 93 | 80.3 | 96.4 |  | 123 |  | Yes
2001564 | Discontinued | CARRIER | CARRIER CORPORATION | 48VT-A 300403* |  | Natural Gas, Propane Gas | Downflow, Horizontal | Weatherized | 40 | 32 | 80 | 39.5 |  | 83 | Yes | Yes
2010385 | Discontinued | BRYANT | BRYANT HEATING & COOLING SYSTEMS | 677CNWA30040A* |  | Natural Gas, Propane Gas | Downflow, Horizontal | Weatherized | 40 | 32 | 80 | 39.5 |  | 83 |  | Yes
2001565 | Discontinued | CARRIER | CARRIER CORPORATION | 48VT-A 600903* |  | Natural Gas, Propane Gas | Downflow, Horizontal | Weatherized | 90 | 73 | 80.4 | 78.2 |  | 87 | Yes | Yes
2010379 | Discontinued | BRYANT | BRYANT HEATING & COOLING SYSTEMS | 677CNWA60090A* |  | Natural Gas, Propane Gas | Downflow, Horizontal | Weatherized | 90 | 73 | 80.4 | 78.2 |  | 87 |  | Yes
2001615 | Discontinued | CARRIER | CARRIER CORPORATION | 48ESNA360603* |  | Natural Gas, Propane Gas | Downflow, Horizontal | Weatherized | 60 | 48 | 80 | 58.2 |  | 115 | Yes | Yes
2010451 | Discontinued | BRYANT | BRYANT HEATING & COOLING SYSTEMS | 574DNWA36060N* |  | Natural Gas, Propane Gas | Downflow, Horizontal | Weatherized | 60 | 48 | 80 | 58.2 |  | 115 |  | Yes
2011090 | Discontinued | PAYNE | PAYNE HEATING & COOLING | PY3GNAA36060N* |  | Natural Gas, Propane Gas | Downflow, Horizontal | Weatherized | 60 | 48 | 80 | 58.2 |  | 115 |  | Yes
2001616 | Discontinued | CARRIER | CARRIER CORPORATION | 48ESNA360903* |  | Natural Gas, Propane Gas | Downflow, Horizontal | Weatherized | 90 | 72 | 79.3 | 78.2 |  | 92 | Yes | Yes
2010447 | Discontinued | BRYANT | BRYANT HEATING & COOLING SYSTEMS | 574DNWA36090N* |  | Natural Gas, Propane Gas | Downflow, Horizontal | Weatherized | 90 | 72 | 79.3 | 78.2 |  | 92 |  | Yes
2011082 | Discontinued | PAYNE | PAYNE HEATING & COOLING | PY3GNAA36090N* |  | Natural Gas, Propane Gas | Downflow, Horizontal | Weatherized | 90 | 72 | 79.3 | 78.2 |  | 92 |  | Yes
2001617 | Discontinued | CARRIER | CARRIER CORPORATION | 48ESNA420603* |  | Natural Gas, Propane Gas | Downflow, Horizontal | Weatherized | 60 | 47 | 78.5 | 60 |  | 113 | Yes | Yes
2010453 | Discontinued | BRYANT | BRYANT HEATING & COOLING SYSTEMS | 574DNWA42060N* |  | Natural Gas, Propane Gas | Downflow, Horizontal | Weatherized | 60 | 47 | 78.5 | 60 |  | 113 |  | Yes
2011088 | Discontinued | PAYNE | PAYNE HEATING & COOLING | PY3GNAA42060N* |  | Natural Gas, Propane Gas | Downflow, Horizontal | Weatherized | 60 | 47 | 78.5 | 60 |  | 113 |  | Yes
2001618 | Discontinued | CARRIER | CARRIER CORPORATION | 48ESNA481303* |  | Natural Gas, Propane Gas | Downflow, Horizontal | Weatherized | 130 | 103 | 78.9 | 117 |  | 94 | Yes | Yes
2010454 | Discontinued | BRYANT | BRYANT HEATING & COOLING SYSTEMS | 574DNWA48130N* |  | Natural Gas, Propane Gas | Downflow, Horizontal | Weatherized | 130 | 103 | 78.9 | 117 |  | 94 |  | Yes
2011081 | Discontinued | PAYNE | PAYNE HEATING & COOLING | PY3GNAA48130N* |  | Natural Gas, Propane Gas | Downflow, Horizontal | Weatherized | 130 | 103 | 78.9 | 117 |  | 94 |  | Yes
2001619 | Discontinued | CARRIER | CARRIER CORPORATION | 48ESNA480903* |  | Natural Gas, Propane Gas | Downflow, Horizontal | Weatherized | 90 | 73 | 80.4 | 78.1 |  | 77 | Yes | Yes
2010442 | Discontinued | BRYANT | BRYANT HEATING & COOLING SYSTEMS | 574DNWA48090N* |  | Natural Gas, Propane Gas | Downflow, Horizontal | Weatherized | 90 | 73 | 80.4 | 78.1 |  | 77 |  | Yes
2011091 | Discontinued | PAYNE | PAYNE HEATING & COOLING | PY3GNAA48090N* |  | Natural Gas, Propane Gas | Downflow, Horizontal | Weatherized | 90 | 73 | 80.4 | 78.1 |  | 77 |  | Yes
2001620 | Discontinued | CARRIER | CARRIER CORPORATION | 48ESNA300403* |  | Natural Gas, Propane Gas | Downflow, Horizontal | Weatherized | 40 | 32 | 80 | 39.5 |  | 83 | Yes | Yes
2010443 | Discontinued | BRYANT | BRYANT HEATING & COOLING SYSTEMS | 574DNWA30040N* |  | Natural Gas, Propane Gas | Downflow, Horizontal | Weatherized | 40 | 32 | 80 | 39.5 |  | 83 |  | Yes
2011093 | Discontinued | PAYNE | PAYNE HEATING & COOLING | PY3GNAA30040N* |  | Natural Gas, Propane Gas | Downflow, Horizontal | Weatherized | 40 | 32 | 80 | 39.5 |  | 83 |  | Yes
2001621 | Discontinued | CARRIER | CARRIER CORPORATION | 48ESNA601303* |  | Natural Gas, Propane Gas | Downflow, Horizontal | Weatherized | 130 | 103 | 78.9 | 117.2 |  | 87 | Yes | Yes
2010446 | Discontinued | BRYANT | BRYANT HEATING & COOLING SYSTEMS | 574DNWA60130N* |  | Natural Gas, Propane Gas | Downflow, Horizontal | Weatherized | 130 | 103 | 78.9 | 117.2 |  | 87 |  | Yes
2011092 | Discontinued | PAYNE | PAYNE HEATING & COOLING | PY3GNAA60130N* |  | Natural Gas, Propane Gas | Downflow, Horizontal | Weatherized | 130 | 103 | 78.9 | 117.2 |  | 87 |  | Yes
2001622 | Discontinued | CARRIER | CARRIER CORPORATION | 48ESNA420903* |  | Natural Gas, Propane Gas | Downflow, Horizontal | Weatherized | 90 | 73 | 80.4 | 78.2 |  | 87 | Yes | Yes
2010441 | Discontinued | BRYANT | BRYANT HEATING & COOLING SYSTEMS | 574DNWA42090N* |  | Natural Gas, Propane Gas | Downflow, Horizontal | Weatherized | 90 | 73 | 80.4 | 78.2 |  | 87 |  | Yes
2011086 | Discontinued | PAYNE | PAYNE HEATING & COOLING | PY3GNAA42090N* |  | Natural Gas, Propane Gas | Downflow, Horizontal | Weatherized | 90 | 73 | 80.4 | 78.2 |  | 87 |  | Yes
2001623 | Discontinued | CARRIER | CARRIER CORPORATION | 48ESNA601153* |  | Natural Gas, Propane Gas | Downflow, Horizontal | Weatherized | 115 | 93 | 80.3 | 96.4 |  | 124 | Yes | Yes
2010444 | Discontinued | BRYANT | BRYANT HEATING & COOLING SYSTEMS | 574DNWA60115N* |  | Natural Gas, Propane Gas | Downflow, Horizontal | Weatherized | 115 | 93 | 80.3 | 96.4 |  | 124 |  | Yes
2011094 | Discontinued | PAYNE | PAYNE HEATING & COOLING | PY3GNAA60115N* |  | Natural Gas, Propane Gas | Downflow, Horizontal | Weatherized | 115 | 93 | 80.3 | 96.4 |  | 124 |  | Yes
2001624 | Discontinued | CARRIER | CARRIER CORPORATION | 48ESNA300603* |  | Natural Gas, Propane Gas | Downflow, Horizontal | Weatherized | 60 | 48 | 80 | 58.4 |  | 115 | Yes | Yes
2010452 | Discontinued | BRYANT | BRYANT HEATING & COOLING SYSTEMS | 574DNWA30060N* |  | Natural Gas, Propane Gas | Downflow, Horizontal | Weatherized | 60 | 48 | 80 | 58.4 |  | 115 |  | Yes
2011087 | Discontinued | PAYNE | PAYNE HEATING & COOLING | PY3GNAA30060N* |  | Natural Gas, Propane Gas | Downflow, Horizontal | Weatherized | 60 | 48 | 80 | 58.4 |  | 115 |  | Yes
2001625 | Discontinued | CARRIER | CARRIER CORPORATION | 48ESNA600903* |  | Natural Gas, Propane Gas | Downflow, Horizontal | Weatherized | 90 | 73 | 80.4 | 78.1 |  | 87 | Yes | Yes
2010449 | Discontinued | BRYANT | BRYANT HEATING & COOLING SYSTEMS | 574DNWA60090N* |  | Natural Gas, Propane Gas | Downflow, Horizontal | Weatherized | 90 | 73 | 80.4 | 78.1 |  | 87 |  | Yes
2011083 | Discontinued | PAYNE | PAYNE HEATING & COOLING | PY3GNAA60090N* |  | Natural Gas, Propane Gas | Downflow, Horizontal | Weatherized | 90 | 73 | 80.4 | 78.1 |  | 87 |  | Yes
2001626 | Discontinued | CARRIER | CARRIER CORPORATION | 48ESNA240403* |  | Natural Gas, Propane Gas | Downflow, Horizontal | Weatherized | 40 | 32 | 80 | 39.5 |  | 80 | Yes | Yes
2010448 | Discontinued | BRYANT | BRYANT HEATING & COOLING SYSTEMS | 574DNWA24040N* |  | Natural Gas, Propane Gas | Downflow, Horizontal | Weatherized | 40 | 32 | 80 | 39.5 |  | 80 |  | Yes
2011085 | Discontinued | PAYNE | PAYNE HEATING & COOLING | PY3GNAA24040N* |  | Natural Gas, Propane Gas | Downflow, Horizontal | Weatherized | 40 | 32 | 80 | 39.5 |  | 80 |  | Yes
2001627 | Discontinued | CARRIER | CARRIER CORPORATION | 48ESNA481153* |  | Natural Gas, Propane Gas | Downflow, Horizontal | Weatherized | 115 | 93 | 80.3 | 95.4 |  | 123 | Yes | Yes
2010450 | Discontinued | BRYANT | BRYANT HEATING & COOLING SYSTEMS | 574DNWA48115N* |  | Natural Gas, Propane Gas | Downflow, Horizontal | Weatherized | 115 | 93 | 80.3 | 95.4 |  | 123 |  | Yes
2011084 | Discontinued | PAYNE | PAYNE HEATING & COOLING | PY3GNAA48115N* |  | Natural Gas, Propane Gas | Downflow, Horizontal | Weatherized | 115 | 93 | 80.3 | 95.4 |  | 123 |  | Yes
2001628 | Discontinued | CARRIER | CARRIER CORPORATION | 48ESNA240603* |  | Natural Gas, Propane Gas | Downflow, Horizontal | Weatherized | 60 | 48 | 80 | 58.4 |  | 114 | Yes | Yes
2010445 | Discontinued | BRYANT | BRYANT HEATING & COOLING SYSTEMS | 574DNWA24060N* |  | Natural Gas, Propane Gas | Downflow, Horizontal | Weatherized | 60 | 48 | 80 | 58.4 |  | 114 |  | Yes
2011089 | Discontinued | PAYNE | PAYNE HEATING & COOLING | PY3GNAA24060N* |  | Natural Gas, Propane Gas | Downflow, Horizontal | Weatherized | 60 | 48 | 80 | 58.4 |  | 114 |  | Yes
2001629 | Discontinued | CARRIER | CARRIER CORPORATION | 48EZNA480903* |  | Natural Gas, Propane Gas | Downflow, Horizontal | Weatherized | 90 | 73 | 80.4 | 78.1 |  | 77 | Yes | Yes
2010457 | Discontinued | BRYANT | BRYANT HEATING & COOLING SYSTEMS | 674DNWA48090N* |  | Natural Gas, Propane Gas | Downflow, Horizontal | Weatherized | 90 | 73 | 80.4 | 78.1 |  | 77 |  | Yes
2001630 | Discontinued | CARRIER | CARRIER CORPORATION | 48EZNA601303* |  | Natural Gas, Propane Gas | Downflow, Horizontal | Weatherized | 130 | 103 | 78.9 | 117.5 |  | 87 | Yes | Yes
2010467 | Discontinued | BRYANT | BRYANT HEATING & COOLING SYSTEMS | 674DNWA60130N* |  | Natural Gas, Propane Gas | Downflow, Horizontal | Weatherized | 130 | 103 | 78.9 | 117.5 |  | 87 |  | Yes
2001631 | Discontinued | CARRIER | CARRIER CORPORATION | 48EZNA601153* |  | Natural Gas, Propane Gas | Downflow, Horizontal | Weatherized | 115 | 93 | 80.3 | 96.4 |  | 124 | Yes | Yes
2010458 | Discontinued | BRYANT | BRYANT HEATING & COOLING SYSTEMS | 674DNWA60115N* |  | Natural Gas, Propane Gas | Downflow, Horizontal | Weatherized | 115 | 93 | 80.3 | 96.4 |  | 124 |  | Yes
2001632 | Discontinued | CARRIER | CARRIER CORPORATION | 48EZNA240403* |  | Natural Gas, Propane Gas | Downflow, Horizontal | Weatherized | 40 | 32 | 80 | 39.5 |  | 80 | Yes | Yes
2010461 | Discontinued | BRYANT | BRYANT HEATING & COOLING SYSTEMS | 674DNWA24040N* |  | Natural Gas, Propane Gas | Downflow, Horizontal | Weatherized | 40 | 32 | 80 | 39.5 |  | 80 |  | Yes
2001633 | Discontinued | CARRIER | CARRIER CORPORATION | 48EZNA481303* |  | Natural Gas, Propane Gas | Downflow, Horizontal | Weatherized | 130 | 103 | 78.9 | 117 |  | 94 | Yes | Yes
2010455 | Discontinued | BRYANT | BRYANT HEATING & COOLING SYSTEMS | 674DNWA48130N* |  | Natural Gas, Propane Gas | Downflow, Horizontal | Weatherized | 130 | 103 | 78.9 | 117 |  | 94 |  | Yes
2001634 | Discontinued | CARRIER | CARRIER CORPORATION | 48EZNA300603* |  | Natural Gas, Propane Gas | Downflow, Horizontal | Weatherized | 60 | 48 | 80 | 58.4 |  | 115 | Yes | Yes
2010465 | Discontinued | BRYANT | BRYANT HEATING & COOLING SYSTEMS | 674DNWA30060N* |  | Natural Gas, Propane Gas | Downflow, Horizontal | Weatherized | 60 | 48 | 80 | 58.4 |  | 115 |  | Yes
2001635 | Discontinued | CARRIER | CARRIER CORPORATION | 48EZNA300403* |  | Natural Gas, Propane Gas | Downflow, Horizontal | Weatherized | 40 | 32 | 80 | 39.5 |  | 83 | Yes | Yes
2010463 | Discontinued | BRYANT | BRYANT HEATING & COOLING SYSTEMS | 674DNWA30040N* |  | Natural Gas, Propane Gas | Downflow, Horizontal | Weatherized | 40 | 32 | 80 | 39.5 |  | 83 |  | Yes
2001636 | Discontinued | CARRIER | CARRIER CORPORATION | 48EZNA240603* |  | Natural Gas, Propane Gas | Downflow, Horizontal | Weatherized | 60 | 48 | 80 | 58.4 |  | 114 | Yes | Yes
2010464 | Discontinued | BRYANT | BRYANT HEATING & COOLING SYSTEMS | 674DNWA24060N* |  | Natural Gas, Propane Gas | Downflow, Horizontal | Weatherized | 60 | 48 | 80 | 58.4 |  | 114 |  | Yes
2001637 | Discontinued | CARRIER | CARRIER CORPORATION | 48EZNA600903* |  | Natural Gas, Propane Gas | Downflow, Horizontal | Weatherized | 90 | 73 | 80.4 | 78.1 |  | 87 | Yes | Yes
2010462 | Discontinued | BRYANT | BRYANT HEATING & COOLING SYSTEMS | 674DNWA60090N* |  | Natural Gas, Propane Gas | Downflow, Horizontal | Weatherized | 90 | 73 | 80.4 | 78.1 |  | 87 |  | Yes
2001638 | Discontinued | CARRIER | CARRIER CORPORATION | 48EZNA420903* |  | Natural Gas, Propane Gas | Downflow, Horizontal | Weatherized | 90 | 73 | 80.4 | 78.2 |  | 87 | Yes | Yes
2010460 | Discontinued | BRYANT | BRYANT HEATING & COOLING SYSTEMS | 674DNWA42090N* |  | Natural Gas, Propane Gas | Downflow, Horizontal | Weatherized | 90 | 73 | 80.4 | 78.2 |  | 87 |  | Yes
2001639 | Discontinued | CARRIER | CARRIER CORPORATION | 48EZNA481153* |  | Natural Gas, Propane Gas | Downflow, Horizontal | Weatherized | 115 | 93 | 80.3 | 95.4 |  | 123 | Yes | Yes
2010456 | Discontinued | BRYANT | BRYANT HEATING & COOLING SYSTEMS | 674DNWA48115N* |  | Natural Gas, Propane Gas | Downflow, Horizontal | Weatherized | 115 | 93 | 80.3 | 95.4 |  | 123 |  | Yes
2001640 | Discontinued | CARRIER | CARRIER CORPORATION | 48EZNA360903* |  | Natural Gas, Propane Gas | Downflow, Horizontal | Weatherized | 90 | 72 | 79.3 | 78.2 |  | 92 | Yes | Yes
2010466 | Discontinued | BRYANT | BRYANT HEATING & COOLING SYSTEMS | 674DNWA36090N* |  | Natural Gas, Propane Gas | Downflow, Horizontal | Weatherized | 90 | 72 | 79.3 | 78.2 |  | 92 |  | Yes
2001641 | Discontinued | CARRIER | CARRIER CORPORATION | 48EZNA360603* |  | Natural Gas, Propane Gas | Downflow, Horizontal | Weatherized | 60 | 48 | 80 | 58.2 |  | 115 | Yes | Yes
2010468 | Discontinued | BRYANT | BRYANT HEATING & COOLING SYSTEMS | 48EZNA360603* |  | Natural Gas, Propane Gas | Downflow, Horizontal | Weatherized | 60 | 48 | 80 | 58.2 |  | 115 |  | Yes
4236638 | Discontinued | BRYANT | BRYANT HEATING & COOLING SYSTEMS | 674DNWA36060N* |  | Natural Gas, Propane Gas | Downflow, Horizontal | Weatherized | 60 | 48 | 80 | 58.2 |  | 115 |  | Yes
2001642 | Discontinued | CARRIER | CARRIER CORPORATION | 48EZNA420603* |  | Natural Gas, Propane Gas | Downflow, Horizontal | Weatherized | 60 | 47 | 78.5 | 60 |  | 113 | Yes | Yes
2010459 | Discontinued | BRYANT | BRYANT HEATING & COOLING SYSTEMS | 674DNWA42060N* |  | Natural Gas, Propane Gas | Downflow, Horizontal | Weatherized | 60 | 47 | 78.5 | 60 |  | 113 |  | Yes
2001643 | Discontinued | CARRIER | CARRIER CORPORATION | 48VLNA480903* |  | Natural Gas, Propane Gas | Downflow, Horizontal | Weatherized | 90 | 73 | 80.4 | 78.1 |  | 77 | Yes | Yes
2010469 | Discontinued | BRYANT | BRYANT HEATING & COOLING SYSTEMS | 577CNWA 48090N* |  | Natural Gas, Propane Gas | Downflow, Horizontal | Weatherized | 90 | 73 | 80.4 | 78.1 |  | 77 |  | Yes
2001644 | Discontinued | CARRIER | CARRIER CORPORATION | 48VLNA481153* |  | Natural Gas, Propane Gas | Downflow, Horizontal | Weatherized | 115 | 93 | 80.3 | 95.4 |  | 123 | Yes | Yes
2010478 | Discontinued | BRYANT | BRYANT HEATING & COOLING SYSTEMS | 577CNWA48115N* |  | Natural Gas, Propane Gas | Downflow, Horizontal | Weatherized | 115 | 93 | 80.3 | 95.4 |  | 123 |  | Yes
2001645 | Discontinued | CARRIER | CARRIER CORPORATION | 48VLNA481303* |  | Natural Gas, Propane Gas | Downflow, Horizontal | Weatherized | 130 | 103 | 78.9 | 117 |  | 94 | Yes | Yes
2010477 | Discontinued | BRYANT | BRYANT HEATING & COOLING SYSTEMS | 577CNWA 48130N* |  | Natural Gas, Propane Gas | Downflow, Horizontal | Weatherized | 130 | 103 | 78.9 | 117 |  | 94 |  | Yes
2001646 | Discontinued | CARRIER | CARRIER CORPORATION | 48VLNA240603* |  | Natural Gas, Propane Gas | Downflow, Horizontal | Weatherized | 60 | 48 | 80 | 58.4 |  | 114 | Yes | Yes
2010481 | Discontinued | BRYANT | BRYANT HEATING & COOLING SYSTEMS | 577CNWA 24060N* |  | Natural Gas, Propane Gas | Downflow, Horizontal | Weatherized | 60 | 48 | 80 | 58.4 |  | 114 |  | Yes
2001647 | Discontinued | CARRIER | CARRIER CORPORATION | 48VLNA420903* |  | Natural Gas, Propane Gas | Downflow, Horizontal | Weatherized | 90 | 73 | 80.4 | 78.2 |  | 87 | Yes | Yes
2010479 | Discontinued | BRYANT | BRYANT HEATING & COOLING SYSTEMS | 577CNWA 42090N* |  | Natural Gas, Propane Gas | Downflow, Horizontal | Weatherized | 90 | 73 | 80.4 | 78.2 |  | 87 |  | Yes
2001648 | Discontinued | CARRIER | CARRIER CORPORATION | 48VLNA360603* |  | Natural Gas, Propane Gas | Downflow, Horizontal | Weatherized | 60 | 48 | 80 | 58.2 |  | 115 | Yes | Yes
2010475 | Discontinued | BRYANT | BRYANT HEATING & COOLING SYSTEMS | 577CNWA 36060N* |  | Natural Gas, Propane Gas | Downflow, Horizontal | Weatherized | 60 | 48 | 80 | 58.2 |  | 115 |  | Yes
2001649 | Discontinued | CARRIER | CARRIER CORPORATION | 48VLNA601153* |  | Natural Gas, Propane Gas | Downflow, Horizontal | Weatherized | 115 | 93 | 80.3 | 96.4 |  | 124 | Yes | Yes
2010476 | Discontinued | BRYANT | BRYANT HEATING & COOLING SYSTEMS | 577CNWA 60115N* |  | Natural Gas, Propane Gas | Downflow, Horizontal | Weatherized | 115 | 93 | 80.3 | 96.4 |  | 124 |  | Yes
2001650 | Discontinued | CARRIER | CARRIER CORPORATION | 48VLNA300403* |  | Natural Gas, Propane Gas | Downflow, Horizontal | Weatherized | 40 | 32 | 80 | 39.5 |  | 83 | Yes | Yes
2010474 | Discontinued | BRYANT | BRYANT HEATING & COOLING SYSTEMS | 577CNWA 30040N* |  | Natural Gas, Propane Gas | Downflow, Horizontal | Weatherized | 40 | 32 | 80 | 39.5 |  | 83 |  | Yes
2001651 | Discontinued | CARRIER | CARRIER CORPORATION | 48VLNA601303* |  | Natural Gas, Propane Gas | Downflow, Horizontal | Weatherized | 130 | 103 | 78.9 | 117.5 |  | 87 | Yes | Yes
2010482 | Discontinued | BRYANT | BRYANT HEATING & COOLING SYSTEMS | 577CNWA 60130N* |  | Natural Gas, Propane Gas | Downflow, Horizontal | Weatherized | 130 | 103 | 78.9 | 117.5 |  | 87 |  | Yes
2001652 | Discontinued | CARRIER | CARRIER CORPORATION | 48VLNA600903* |  | Natural Gas, Propane Gas | Downflow, Horizontal | Weatherized | 90 | 73 | 80.4 | 78.1 |  | 87 |  | Yes
2010472 | Discontinued | BRYANT | BRYANT HEATING & COOLING SYSTEMS | 577CNWA 60090N* |  | Natural Gas, Propane Gas | Downflow, Horizontal | Weatherized | 90 | 73 | 80.4 | 78.1 |  | 87 |  | Yes
2001653 | Discontinued | CARRIER | CARRIER CORPORATION | 48VLNA240403* |  | Natural Gas, Propane Gas | Downflow, Horizontal | Weatherized | 40 | 32 | 80 | 39.5 |  | 80 | Yes | Yes
2010480 | Discontinued | BRYANT | BRYANT HEATING & COOLING SYSTEMS | 577CNWA 24040N* |  | Natural Gas, Propane Gas | Downflow, Horizontal | Weatherized | 40 | 32 | 80 | 39.5 |  | 80 |  | Yes
2001654 | Discontinued | CARRIER | CARRIER CORPORATION | 48VLNA360903* |  | Natural Gas, Propane Gas | Downflow, Horizontal | Weatherized | 90 | 72 | 79.3 | 78.2 |  | 92 | Yes | Yes
2010470 | Discontinued | BRYANT | BRYANT HEATING & COOLING SYSTEMS | 577CNWA 36090N* |  | Natural Gas, Propane Gas | Downflow, Horizontal | Weatherized | 90 | 72 | 79.3 | 78.2 |  | 92 |  | Yes
2001655 | Discontinued | CARRIER | CARRIER CORPORATION | 48VLNA300603* |  | Natural Gas, Propane Gas | Downflow, Horizontal | Weatherized | 60 | 48 | 80 | 58.4 |  | 115 | Yes | Yes
2010473 | Discontinued | BRYANT | BRYANT HEATING & COOLING SYSTEMS | 577CNWA 30060N* |  | Natural Gas, Propane Gas | Downflow, Horizontal | Weatherized | 60 | 48 | 80 | 58.4 |  | 115 |  | Yes
2001656 | Discontinued | CARRIER | CARRIER CORPORATION | 48VLNA420603* |  | Natural Gas, Propane Gas | Downflow, Horizontal | Weatherized | 60 | 47 | 78.5 | 60 |  | 113 | Yes | Yes
2010471 | Discontinued | BRYANT | BRYANT HEATING & COOLING SYSTEMS | 577CNWA 42060N* |  | Natural Gas, Propane Gas | Downflow, Horizontal | Weatherized | 60 | 47 | 78.5 | 60 |  | 113 |  | Yes
2001657 | Discontinued | CARRIER | CARRIER CORPORATION | 48VTNA480903* |  | Natural Gas, Propane Gas | Downflow, Horizontal | Weatherized | 90 | 73 | 80.4 | 78.1 |  | 77 | Yes | Yes
2010483 | Discontinued | BRYANT | BRYANT HEATING & COOLING SYSTEMS | 677CNWA48090N* |  | Natural Gas, Propane Gas | Downflow, Horizontal | Weatherized | 90 | 73 | 80.4 | 78.1 |  | 77 |  | Yes
2001658 | Discontinued | CARRIER | CARRIER CORPORATION | 48VTNA300403* |  | Natural Gas, Propane Gas | Downflow, Horizontal | Weatherized | 40 | 32 | 80 | 39.5 |  | 83 | Yes | Yes
2010487 | Discontinued | BRYANT | BRYANT HEATING & COOLING SYSTEMS | 677CNWA30040N* |  | Natural Gas, Propane Gas | Downflow, Horizontal | Weatherized | 40 | 32 | 80 | 39.5 |  | 83 |  | Yes
2001659 | Discontinued | CARRIER | CARRIER CORPORATION | 48VTNA600903* |  | Natural Gas, Propane Gas | Downflow, Horizontal | Weatherized | 90 | 73 | 80.4 | 78.2 |  | 87 | Yes | Yes
2010489 | Discontinued | BRYANT | BRYANT HEATING & COOLING SYSTEMS | 677CNWA60090N* |  | Natural Gas, Propane Gas | Downflow, Horizontal | Weatherized | 90 | 73 | 80.4 | 78.2 |  | 87 |  | Yes
2001660 | Discontinued | CARRIER | CARRIER CORPORATION | 48VTNA300603* |  | Natural Gas, Propane Gas | Downflow, Horizontal | Weatherized | 60 | 48 | 80 | 58.4 |  | 115 | Yes | Yes
2010490 | Discontinued | BRYANT | BRYANT HEATING & COOLING SYSTEMS | 677CNWA30060N* |  | Natural Gas, Propane Gas | Downflow, Horizontal | Weatherized | 60 | 48 | 80 | 58.4 |  | 115 |  | Yes
2001661 | Discontinued | CARRIER | CARRIER CORPORATION | 48VTNA601303* |  | Natural Gas, Propane Gas | Downflow, Horizontal | Weatherized | 130 | 103 | 78.9 | 117.4 |  | 87 | Yes | Yes
2010494 | Discontinued | BRYANT | BRYANT HEATING & COOLING SYSTEMS | 677CNWA60130N* |  | Natural Gas, Propane Gas | Downflow, Horizontal | Weatherized | 130 | 103 | 78.9 | 117.4 |  | 87 |  | Yes
2001662 | Discontinued | CARRIER | CARRIER CORPORATION | 48VTNA240403* |  | Natural Gas, Propane Gas | Downflow, Horizontal | Weatherized | 40 | 32 | 80 | 39.5 |  | 80 | Yes | Yes
2010488 | Discontinued | BRYANT | BRYANT HEATING & COOLING SYSTEMS | 677CNWA24040N* |  | Natural Gas, Propane Gas | Downflow, Horizontal | Weatherized | 40 | 32 | 80 | 39.5 |  | 80 |  | Yes
2001663 | Discontinued | CARRIER | CARRIER CORPORATION | 48VTNA481153* |  | Natural Gas, Propane Gas | Downflow, Horizontal | Weatherized | 115 | 93 | 80.3 | 96.4 |  | 123 | Yes | Yes
2010485 | Discontinued | BRYANT | BRYANT HEATING & COOLING SYSTEMS | 677CNWA48115N* |  | Natural Gas, Propane Gas | Downflow, Horizontal | Weatherized | 115 | 93 | 80.3 | 96.4 |  | 123 |  | Yes
2001664 | Discontinued | CARRIER | CARRIER CORPORATION | 48VTNA360903* |  | Natural Gas, Propane Gas | Downflow, Horizontal | Weatherized | 90 | 73 | 80.4 | 78.2 |  | 87 | Yes | Yes
2010492 | Discontinued | BRYANT | BRYANT HEATING & COOLING SYSTEMS | 677CNWA36090N* |  | Natural Gas, Propane Gas | Downflow, Horizontal | Weatherized | 90 | 73 | 80.4 | 78.2 |  | 87 |  | Yes
2001665 | Discontinued | CARRIER | CARRIER CORPORATION | 48VTNA420903* |  | Natural Gas, Propane Gas | Downflow, Horizontal | Weatherized | 90 | 73 | 80.4 | 78.2 |  | 87 | Yes | Yes
2010491 | Discontinued | BRYANT | BRYANT HEATING & COOLING SYSTEMS | 677CNWA42090N* |  | Natural Gas, Propane Gas | Downflow, Horizontal | Weatherized | 90 | 73 | 80.4 | 78.2 |  | 87 |  | Yes
2001666 | Discontinued | CARRIER | CARRIER CORPORATION | 48VTNA481303* |  | Natural Gas, Propane Gas | Downflow, Horizontal | Weatherized | 130 | 103 | 78.9 | 117.5 |  | 94 | Yes | Yes
2010495 | Discontinued | BRYANT | BRYANT HEATING & COOLING SYSTEMS | 677CNWA48130N* |  | Natural Gas, Propane Gas | Downflow, Horizontal | Weatherized | 130 | 103 | 78.9 | 117.5 |  | 94 |  | Yes
2001667 | Discontinued | CARRIER | CARRIER CORPORATION | 48VTNA601153* |  | Natural Gas, Propane Gas | Downflow, Horizontal | Weatherized | 115 | 93 | 80.3 | 96.2 |  | 124 | Yes | Yes
2010493 | Discontinued | BRYANT | BRYANT HEATING & COOLING SYSTEMS | 677CNWA60115N* |  | Natural Gas, Propane Gas | Downflow, Horizontal | Weatherized | 115 | 93 | 80.3 | 96.2 |  | 124 |  | Yes
2001668 | Discontinued | CARRIER | CARRIER CORPORATION | 48VTNA420603* |  | Natural Gas, Propane Gas | Downflow, Horizontal | Weatherized | 60 | 47 | 78.5 | 60 |  | 113 | Yes | Yes
2010486 | Discontinued | BRYANT | BRYANT HEATING & COOLING SYSTEMS | 677CNWA42060N* |  | Natural Gas, Propane Gas | Downflow, Horizontal | Weatherized | 60 | 47 | 78.5 | 60 |  | 113 |  | Yes
2001669 | Discontinued | CARRIER | CARRIER CORPORATION | 48VTNA240603* |  | Natural Gas, Propane Gas | Downflow, Horizontal | Weatherized | 60 | 48 | 80 | 58.4 |  | 114 | Yes | Yes
2010496 | Discontinued | BRYANT | BRYANT HEATING & COOLING SYSTEMS | 677CNWA24060N* |  | Natural Gas, Propane Gas | Downflow, Horizontal | Weatherized | 60 | 48 | 80 | 58.4 |  | 114 |  | Yes
2001670 | Discontinued | CARRIER | CARRIER CORPORATION | 48VTNA360603* |  | Natural Gas, Propane Gas | Downflow, Horizontal | Weatherized | 60 | 47 | 78.5 | 60 |  | 113 | Yes | Yes
2010484 | Discontinued | BRYANT | BRYANT HEATING & COOLING SYSTEMS | 677CNWA36060N* |  | Natural Gas, Propane Gas | Downflow, Horizontal | Weatherized | 60 | 47 | 78.5 | 60 |  | 113 |  | Yes
2001713 | Active | PERFORMANCE BOOST 80 | CARRIER CORPORATION | 58PHA135-20 |  | Natural Gas, Propane Gas | Upflow, Downflow, Horizontal | Non-Weatherized | 132 | 107 | 80 | 117 | 808 | 74 | Yes | Yes
2010580 | Active | BRYANT PLUS 80X | BRYANT HEATING & COOLING SYSTEMS | 313JAV048070* |  | Natural Gas, Propane Gas | Downflow, Horizontal | Non-Weatherized | 63 | 51 | 80 | 58.2 | 478 | 48 |  | Yes
2011114 | Active | PAYNE | PAYNE HEATING & COOLING | PG8MEA060135 |  | Natural Gas, Propane Gas | Upflow, Downflow, Horizontal | Non-Weatherized | 132 | 107 | 80 | 117 | 808 | 74 |  | Yes
3919615 | Active | AIRQUEST,COMFORTMAKER,DAY & NIGHT,HEIL,ICP COMMERCIAL,KENMORE | INTERNATIONAL COMFORT PRODUCTS | G8MXN1352420 |  | Natural Gas, Propane Gas | Upflow, Downflow, Horizontal | Non-Weatherized | 132 | 107 | 80 | 117 | 808 | 74 |  | Yes
3919640 | Active | ARCOAIRE,ICP COMMERCIAL,KEEPRITE,KENMORE,TEMPSTAR | INTERNATIONAL COMFORT PRODUCTS | F8MXN1352420 |  | Natural Gas, Propane Gas | Upflow, Downflow, Horizontal | Non-Weatherized | 132 | 107 | 80 | 117 | 808 | 74 |  | Yes
2001714 | Active | PERFORMANCE BOOST 80 | CARRIER CORPORATION | 58PHA110-20 |  | Natural Gas, Propane Gas | Upflow, Downflow, Horizontal | Non-Weatherized | 110 | 90 | 80 | 97.3 | 729 | 73 | Yes | Yes
2010584 | Active | BRYANT PLUS 80X | BRYANT HEATING & COOLING SYSTEMS | 313JAV048090 |  | Natural Gas,Propane Gas | Upflow | Non-Weatherized | 88 | 72 | 80 | 78.5 | 422 | 67 |  | Yes | AMACF
2011113 | Active | PAYNE | PAYNE HEATING & COOLING | PG8MEA060110 |  | Natural Gas, Propane Gas | Upflow, Downflow, Horizontal | Non-Weatherized | 110 | 90 | 80 | 97.3 | 729 | 73 |  | Yes
3919616 | Active | AIRQUEST,COMFORTMAKER,DAY & NIGHT,HEIL,ICP COMMERCIAL,KENMORE | INTERNATIONAL COMFORT PRODUCTS | G8MXN1102120 |  | Natural Gas, Propane Gas | Upflow, Downflow, Horizontal | Non-Weatherized | 110 | 90 | 80 | 97.3 | 729 | 73 |  | Yes
3919641 | Active | ARCOAIRE,ICP COMMERCIAL,KEEPRITE,KENMORE,TEMPSTAR | INTERNATIONAL COMFORT PRODUCTS | F8MXN1102120 |  | Natural Gas, Propane Gas | Upflow, Downflow, Horizontal | Non-Weatherized | 110 | 90 | 80 | 97.3 | 729 | 73 |  | Yes
2001715 | Active | PERFORMANCE BOOST 80 | CARRIER CORPORATION | 58PHA090-16 |  | Natural Gas,Propane Gas | Upflow,Downflow,Horizontal | Non-Weatherized | 88 | 72 | 80 | 78.5 | 422 | 67 | Yes | Yes | AMACF
2010588 | Active | BRYANT PLUS 80X | BRYANT HEATING & COOLING SYSTEMS | 313JAV048090* |  | Natural Gas,Propane Gas | Downflow,Horizontal | Non-Weatherized | 84 | 69 | 80 | 78.5 | 442 | 67 |  | Yes | AMACF
2011115 | Active | PAYNE | PAYNE HEATING & COOLING | PG8MEA048090 |  | Natural Gas,Propane Gas | Upflow,Downflow,Horizontal | Non-Weatherized | 88 | 72 | 80 | 78.5 | 422 | 67 |  | Yes | AMACF
3919617 | Active | AIRQUEST,COMFORTMAKER,DAY & NIGHT,HEIL,ICP COMMERCIAL,KENMORE | INTERNATIONAL COMFORT PRODUCTS | G8MXN0902116 |  | Natural Gas,Propane Gas | Upflow,Downflow,Horizontal | Non-Weatherized | 88 | 72 | 80 | 78.5 | 422 | 67 |  | Yes | AMACF
3919642 | Active | ARCOAIRE,ICP COMMERCIAL,KEEPRITE,KENMORE,TEMPSTAR | INTERNATIONAL COMFORT PRODUCTS | F8MXN0902116 |  | Natural Gas,Propane Gas | Upflow,Downflow,Horizontal | Non-Weatherized | 88 | 72 | 80 | 78.5 | 422 | 67 |  | Yes | AMACF
2001716 | Active | PERFORMANCE BOOST 80 | CARRIER CORPORATION | 58PHA070-16 |  | Natural Gas, Propane Gas | Upflow, Downflow, Horizontal | Non-Weatherized | 66 | 54 | 80 | 58.3 | 457 | 48 | Yes | Yes
2010585 | Active | BRYANT PLUS 80X | BRYANT HEATING & COOLING SYSTEMS | 313JAV060110 |  | Natural Gas, Propane Gas | Upflow | Non-Weatherized | 110 | 90 | 80 | 97.3 | 729 | 73 |  | Yes
2011112 | Active | PAYNE | PAYNE HEATING & COOLING | PG8MEA048070 |  | Natural Gas, Propane Gas | Upflow, Downflow, Horizontal | Non-Weatherized | 66 | 54 | 80 | 58.3 | 457 | 48 |  | Yes
3919618 | Active | AIRQUEST,COMFORTMAKER,DAY & NIGHT,HEIL,ICP COMMERCIAL,KENMORE | INTERNATIONAL COMFORT PRODUCTS | G8MXN0701716 |  | Natural Gas, Propane Gas | Upflow, Downflow, Horizontal | Non-Weatherized | 66 | 54 | 80 | 58.3 | 457 | 48 |  | Yes
3919643 | Active | ARCOAIRE,ICP COMMERCIAL,KEEPRITE,KENMORE,TEMPSTAR | INTERNATIONAL COMFORT PRODUCTS | F8MXN0701716 |  | Natural Gas, Propane Gas | Upflow, Downflow, Horizontal | Non-Weatherized | 66 | 54 | 80 | 58.3 | 457 | 48 |  | Yes
2001717 | Active | PERFORMANCE BOOST 80 | CARRIER CORPORATION | 58PHA045-08 |  | Natural Gas,Propane Gas | Upflow,Downflow,Horizontal | Non-Weatherized | 44 | 36 | 80 | 39.4 | 182 | 43 | Yes | Yes | AMACF
2010581 | Active | BRYANT PLUS 80X | BRYANT HEATING & COOLING SYSTEMS | 313JAV060110* |  | Natural Gas, Propane Gas | Downflow, Horizontal | Non-Weatherized | 105 | 86 | 80 | 97.1 | 763 | 73 |  | Yes
2011111 | Active | PAYNE | PAYNE HEATING & COOLING | PG8MEA024045 |  | Natural Gas,Propane Gas | Upflow,Downflow,Horizontal | Non-Weatherized | 44 | 36 | 80 | 39.4 | 182 | 43 |  | Yes | AMACF
3919619 | Active | AIRQUEST,COMFORTMAKER,DAY & NIGHT,HEIL,ICP COMMERCIAL,KENMORE | INTERNATIONAL COMFORT PRODUCTS | G8MXN0451408 |  | Natural Gas,Propane Gas | Upflow,Downflow,Horizontal | Non-Weatherized | 44 | 36 | 80 | 39.4 | 182 | 43 |  | Yes | AMACF
3919644 | Active | ARCOAIRE,ICP COMMERCIAL,KEEPRITE,KENMORE,TEMPSTAR | INTERNATIONAL COMFORT PRODUCTS | F8MXN0451408 |  | Natural Gas,Propane Gas | Upflow,Downflow,Horizontal | Non-Weatherized | 44 | 36 | 80 | 39.4 | 182 | 43 |  | Yes | AMACF
2001718 | Active | PERFORMANCE BOOST 80 | CARRIER CORPORATION | 58PHX110-20* |  | Natural Gas, Propane Gas | Downflow, Horizontal | Non-Weatherized | 105 | 86 | 80 | 97.1 | 763 | 73 | Yes | Yes
2010586 | Active | BRYANT PLUS 80X | BRYANT HEATING & COOLING SYSTEMS | 313JAV060135 |  | Natural Gas, Propane Gas | Upflow | Non-Weatherized | 132 | 107 | 80 | 117 | 808 | 74 |  | Yes
2011110 | Active | PAYNE | PAYNE HEATING & COOLING | PG8JEA060110* |  | Natural Gas, Propane Gas | Downflow, Horizontal | Non-Weatherized | 105 | 86 | 80 | 97.1 | 763 | 73 |  | Yes
3919620 | Active | AIRQUEST,COMFORTMAKER,DAY & NIGHT,HEIL,ICP COMMERCIAL,KENMORE | INTERNATIONAL COMFORT PRODUCTS | G8MXL1102120* |  | Natural Gas, Propane Gas | Downflow, Horizontal | Non-Weatherized | 105 | 86 | 80 | 97.1 | 763 | 73 |  | Yes
3919630 | Active | ARCOAIRE,ICP COMMERCIAL,KEEPRITE,KENMORE,TEMPSTAR | INTERNATIONAL COMFORT PRODUCTS | F8MXL1102120* |  | Natural Gas, Propane Gas | Downflow, Horizontal | Non-Weatherized | 105 | 86 | 80 | 97.1 | 763 | 73 |  | Yes
2001719 | Active | PERFORMANCE BOOST 80 | CARRIER CORPORATION | 58PHX135-20 |  | Natural Gas, Propane Gas | Upflow | Non-Weatherized | 132 | 107 | 80 | 117 | 808 | 74 | Yes | Yes
2010582 | Active | BRYANT PLUS 80X | BRYANT HEATING & COOLING SYSTEMS | 313JAV060135* |  | Natural Gas, Propane Gas | Downflow, Horizontal | Non-Weatherized | 126 | 102 | 80 | 116.8 | 845 | 74 |  | Yes
2011107 | Active | PAYNE | PAYNE HEATING & COOLING | PG8JEA060135 |  | Natural Gas, Propane Gas | Upflow | Non-Weatherized | 132 | 107 | 80 | 117 | 808 | 74 |  | Yes
3919621 | Active | AIRQUEST,COMFORTMAKER,DAY & NIGHT,HEIL,ICP COMMERCIAL,KENMORE | INTERNATIONAL COMFORT PRODUCTS | G8MXL1352420 |  | Natural Gas, Propane Gas | Upflow | Non-Weatherized | 132 | 107 | 80 | 117 | 808 | 74 |  | Yes
3919631 | Active | ARCOAIRE,ICP COMMERCIAL,KEEPRITE,KENMORE,TEMPSTAR | INTERNATIONAL COMFORT PRODUCTS | F8MXL1352420 |  | Natural Gas, Propane Gas | Upflow | Non-Weatherized | 132 | 107 | 80 | 117 | 808 | 74 |  | Yes
2001720 | Active | PERFORMANCE BOOST 80 | CARRIER CORPORATION | 58PHX110-20 |  | Natural Gas, Propane Gas | Upflow | Non-Weatherized | 110 | 90 | 80 | 97.3 | 729 | 73 | Yes | Yes
8033216 | Active | BRYANT | BRYANT HEATING & COOLING SYSTEMS | 313JBV036045 |  | Natural Gas, Propane Gas | Upflow | Non-Weatherized | 44 | 36 | 80 | 39.4 | 186 | 43 |  | Yes
2011106 | Active | PAYNE | PAYNE HEATING & COOLING | PG8JEA060110 |  | Natural Gas, Propane Gas | Upflow | Non-Weatherized | 110 | 90 | 80 | 97.3 | 729 | 73 |  | Yes
3919622 | Active | AIRQUEST,COMFORTMAKER,DAY & NIGHT,HEIL,ICP COMMERCIAL,KENMORE | INTERNATIONAL COMFORT PRODUCTS | G8MXL1102120 |  | Natural Gas, Propane Gas | Upflow | Non-Weatherized | 110 | 90 | 80 | 97.3 | 729 | 73 |  | Yes
3919632 | Active | ARCOAIRE,ICP COMMERCIAL,KEEPRITE,KENMORE,TEMPSTAR | INTERNATIONAL COMFORT PRODUCTS | F8MXL1102120 |  | Natural Gas, Propane Gas | Upflow | Non-Weatherized | 110 | 90 | 80 | 97.3 | 729 | 73 |  | Yes
2001721 | Active | PERFORMANCE BOOST 80 | CARRIER CORPORATION | 58PHX090-16 |  | Natural Gas,Propane Gas | Upflow | Non-Weatherized | 88 | 72 | 80 | 78.5 | 422 | 67 | Yes | Yes | AMACF
8033223 | Active | BRYANT | BRYANT HEATING & COOLING SYSTEMS | 313JBV036045* |  | Natural Gas, Propane Gas | Downflow, Horizontal | Non-Weatherized | 42 | 34 | 80 | 39.4 | 194 | 43 |  | Yes
2011108 | Active | PAYNE | PAYNE HEATING & COOLING | PG8JEA048090 |  | Natural Gas,Propane Gas | Upflow | Non-Weatherized | 88 | 72 | 80 | 78.5 | 422 | 67 |  | Yes | AMACF
3919623 | Active | AIRQUEST,COMFORTMAKER,DAY & NIGHT,HEIL,ICP COMMERCIAL,KENMORE | INTERNATIONAL COMFORT PRODUCTS | G8MXL0902116 |  | Natural Gas,Propane Gas | Upflow | Non-Weatherized | 88 | 72 | 80 | 78.5 | 422 | 67 |  | Yes | AMACF
3919633 | Active | ARCOAIRE,ICP COMMERCIAL,KEEPRITE,KENMORE,TEMPSTAR | INTERNATIONAL COMFORT PRODUCTS | F8MXL0902116 |  | Natural Gas,Propane Gas | Upflow | Non-Weatherized | 88 | 72 | 80 | 78.5 | 422 | 67 |  | Yes | AMACF
2001722 | Active | PERFORMANCE BOOST 80 | CARRIER CORPORATION | 58PHX070-16 |  | Natural Gas, Propane Gas | Upflow | Non-Weatherized | 66 | 54 | 80 | 58.3 | 457 | 48 | Yes | Yes
8033217 | Active | BRYANT | BRYANT HEATING & COOLING SYSTEMS | 313JBV036070 |  | Natural Gas, Propane Gas | Upflow | Non-Weatherized | 66 | 54 | 80 | 59.1 | 255 | 34 |  | Yes
2011105 | Active | PAYNE | PAYNE HEATING & COOLING | PG8JEA048070 |  | Natural Gas, Propane Gas | Upflow | Non-Weatherized | 66 | 54 | 80 | 58.3 | 457 | 48 |  | Yes
3919624 | Active | AIRQUEST,COMFORTMAKER,DAY & NIGHT,HEIL,ICP COMMERCIAL,KENMORE | INTERNATIONAL COMFORT PRODUCTS | G8MXL0701716 |  | Natural Gas, Propane Gas | Upflow | Non-Weatherized | 66 | 54 | 80 | 58.3 | 457 | 48 |  | Yes
3919634 | Active | ARCOAIRE,ICP COMMERCIAL,KEEPRITE,KENMORE,TEMPSTAR | INTERNATIONAL COMFORT PRODUCTS | F8MXL0701716 |  | Natural Gas, Propane Gas | Upflow | Non-Weatherized | 66 | 54 | 80 | 58.3 | 457 | 48 |  | Yes
2001723 | Active | PERFORMANCE BOOST 80 | CARRIER CORPORATION | 58PHX045-08 |  | Natural Gas,Propane Gas | Upflow | Non-Weatherized | 44 | 36 | 80 | 39.4 | 182 | 43 | Yes | Yes | AMACF
8033224 | Active | BRYANT | BRYANT HEATING & COOLING SYSTEMS | 313JBV036070* |  | Natural Gas, Propane Gas | Downflow, Horizontal | Non-Weatherized | 63 | 51 | 80 | 59.1 | 266 | 34 |  | Yes
2011104 | Active | PAYNE | PAYNE HEATING & COOLING | PG8JEA024045 |  | Natural Gas,Propane Gas | Upflow | Non-Weatherized | 44 | 36 | 80 | 39.4 | 182 | 43 |  | Yes | AMACF
3919625 | Active | AIRQUEST,COMFORTMAKER,DAY & NIGHT,HEIL,ICP COMMERCIAL,KENMORE | INTERNATIONAL COMFORT PRODUCTS | G8MXL0451408 |  | Natural Gas,Propane Gas | Upflow | Non-Weatherized | 44 | 36 | 80 | 39.4 | 182 | 43 |  | Yes | AMACF
3919635 | Active | ARCOAIRE,ICP COMMERCIAL,KEEPRITE,KENMORE,TEMPSTAR | INTERNATIONAL COMFORT PRODUCTS | F8MXL0451408 |  | Natural Gas,Propane Gas | Upflow | Non-Weatherized | 44 | 36 | 80 | 39.4 | 182 | 43 |  | Yes | AMACF
2001724 | Active | PERFORMANCE BOOST 80 | CARRIER CORPORATION | 58PHX135-20* |  | Natural Gas, Propane Gas | Downflow, Horizontal | Non-Weatherized | 126 | 102 | 80 | 116.8 | 845 | 74 | Yes | Yes
8033219 | Active | BRYANT | BRYANT HEATING & COOLING SYSTEMS | 313JBV042090 |  | Natural Gas, Propane Gas | Upflow | Non-Weatherized | 88 | 71 | 80 | 78.5 | 434 | 79 |  | Yes
2011103 | Active | PAYNE | PAYNE HEATING & COOLING | PG8JEA060135* |  | Natural Gas, Propane Gas | Downflow, Horizontal | Non-Weatherized | 126 | 102 | 80 | 116.8 | 845 | 74 |  | Yes
3919626 | Active | AIRQUEST,COMFORTMAKER,DAY & NIGHT,HEIL,ICP COMMERCIAL,KENMORE | INTERNATIONAL COMFORT PRODUCTS | G8MXL1352420* |  | Natural Gas, Propane Gas | Downflow, Horizontal | Non-Weatherized | 126 | 102 | 80 | 116.8 | 845 | 74 |  | Yes
3919636 | Active | ARCOAIRE,ICP COMMERCIAL,KEEPRITE,KENMORE,TEMPSTAR | INTERNATIONAL COMFORT PRODUCTS | F8MXL1352420* |  | Natural Gas, Propane Gas | Downflow, Horizontal | Non-Weatherized | 126 | 102 | 80 | 116.8 | 845 | 74 |  | Yes
2001725 | Active | PERFORMANCE BOOST 80 | CARRIER CORPORATION | 58PHX045-08* |  | Natural Gas,Propane Gas | Downflow,Horizontal | Non-Weatherized | 42 | 34 | 80 | 39.4 | 191 | 43 | Yes | Yes | AMACF
8033226 | Active | BRYANT | BRYANT HEATING & COOLING SYSTEMS | 313JBV042090* |  | Natural Gas, Propane Gas | Downflow, Horizontal | Non-Weatherized | 84 | 68 | 80 | 78.5 | 434 | 79 |  | Yes
2011101 | Active | PAYNE | PAYNE HEATING & COOLING | PG8JEA024045* |  | Natural Gas,Propane Gas | Downflow,Horizontal | Non-Weatherized | 42 | 34 | 80 | 39.4 | 191 | 43 |  | Yes | AMACF
3919627 | Active | AIRQUEST,COMFORTMAKER,DAY & NIGHT,HEIL,ICP COMMERCIAL,KENMORE | INTERNATIONAL COMFORT PRODUCTS | G8MXL0451408* |  | Natural Gas,Propane Gas | Downflow,Horizontal | Non-Weatherized | 42 | 34 | 80 | 39.4 | 191 | 43 |  | Yes | AMACF
3919637 | Active | ARCOAIRE,ICP COMMERCIAL,KEEPRITE,KENMORE,TEMPSTAR | INTERNATIONAL COMFORT PRODUCTS | F8MXL0451408* |  | Natural Gas,Propane Gas | Downflow,Horizontal | Non-Weatherized | 42 | 34 | 80 | 39.4 | 191 | 43 |  | Yes | AMACF
2001726 | Active | PERFORMANCE BOOST 80 | CARRIER CORPORATION | 58PHX090-16* |  | Natural Gas,Propane Gas | Downflow,Horizontal | Non-Weatherized | 84 | 69 | 80 | 78.5 | 442 | 67 | Yes | Yes | AMACF
8033218 | Active | BRYANT | BRYANT HEATING & COOLING SYSTEMS | 313JBV048070 |  | Natural Gas, Propane Gas | Upflow | Non-Weatherized | 66 | 54 | 80 | 58.4 | 425 | 48 |  | Yes
2011102 | Active | PAYNE | PAYNE HEATING & COOLING | PG8JEA048090* |  | Natural Gas,Propane Gas | Downflow,Horizontal | Non-Weatherized | 84 | 69 | 80 | 78.5 | 442 | 67 |  | Yes | AMACF
3919628 | Active | AIRQUEST,COMFORTMAKER,DAY & NIGHT,HEIL,ICP COMMERCIAL,KENMORE | INTERNATIONAL COMFORT PRODUCTS | G8MXL0902116* |  | Natural Gas,Propane Gas | Downflow,Horizontal | Non-Weatherized | 84 | 69 | 80 | 78.5 | 442 | 67 |  | Yes | AMACF
3919638 | Active | ARCOAIRE,ICP COMMERCIAL,KEEPRITE,KENMORE,TEMPSTAR | INTERNATIONAL COMFORT PRODUCTS | F8MXL0902116* |  | Natural Gas,Propane Gas | Downflow,Horizontal | Non-Weatherized | 84 | 69 | 80 | 78.5 | 442 | 67 |  | Yes | AMACF
2001727 | Active | PERFORMANCE BOOST 80 | CARRIER CORPORATION | 58PHX070-16* |  | Natural Gas, Propane Gas | Downflow, Horizontal | Non-Weatherized | 63 | 51 | 80 | 58.2 | 478 | 48 | Yes | Yes
8033225 | Active | BRYANT | BRYANT HEATING & COOLING SYSTEMS | 313JBV048070* |  | Natural Gas, Propane Gas | Downflow, Horizontal | Non-Weatherized | 63 | 51 | 80 | 58.4 | 444 | 48 |  | Yes
2011109 | Active | PAYNE | PAYNE HEATING & COOLING | PG8JEA048070* |  | Natural Gas, Propane Gas | Downflow, Horizontal | Non-Weatherized | 63 | 51 | 80 | 58.2 | 478 | 48 |  | Yes
3919629 | Active | AIRQUEST,COMFORTMAKER,DAY & NIGHT,HEIL,ICP COMMERCIAL,KENMORE | INTERNATIONAL COMFORT PRODUCTS | G8MXL0701716* |  | Natural Gas, Propane Gas | Downflow, Horizontal | Non-Weatherized | 63 | 51 | 80 | 58.2 | 478 | 48 |  | Yes
3919639 | Active | ARCOAIRE,ICP COMMERCIAL,KEEPRITE,KENMORE,TEMPSTAR | INTERNATIONAL COMFORT PRODUCTS | F8MXL0701716* |  | Natural Gas, Propane Gas | Downflow, Horizontal | Non-Weatherized | 63 | 51 | 80 | 58.2 | 478 | 48 |  | Yes
2001728 | Discontinued | CARRIER | CARRIER CORPORATION | 48VT-A6013031* |  | Natural Gas, Propane Gas | Downflow, Horizontal | Weatherized | 130 | 103 | 78.9 | 117.5 |  | 94 | Yes | Yes
2010637 | Discontinued | BRYANT | BRYANT HEATING & COOLING SYSTEMS | 677CNWA60130AB* |  | Natural Gas, Propane Gas | Downflow, Horizontal | Weatherized | 130 | 103 | 78.9 | 117.5 |  | 94 |  | Yes
2001729 | Discontinued | CARRIER | CARRIER CORPORATION | 48VT-A6011531* |  | Natural Gas, Propane Gas | Downflow, Horizontal | Weatherized | 115 | 93 | 80.3 | 96.4 |  | 123 | Yes | Yes
2010634 | Discontinued | BRYANT | BRYANT HEATING & COOLING SYSTEMS | 677CNWA60115AB* |  | Natural Gas, Propane Gas | Downflow, Horizontal | Weatherized | 115 | 93 | 80.3 | 96.4 |  | 123 |  | Yes
2001730 | Discontinued | CARRIER | CARRIER CORPORATION | 48VT-A6009031* |  | Natural Gas, Propane Gas | Downflow, Horizontal | Weatherized | 90 | 73 | 80.4 | 78.1 |  | 77 | Yes | Yes
2010632 | Discontinued | BRYANT | BRYANT HEATING & COOLING SYSTEMS | 677CNWA60090AB* |  | Natural Gas, Propane Gas | Downflow, Horizontal | Weatherized | 90 | 73 | 80.4 | 78.1 |  | 77 |  | Yes
2001731 | Discontinued | CARRIER | CARRIER CORPORATION | 48VT-A4813031* |  | Natural Gas, Propane Gas | Downflow, Horizontal | Weatherized | 130 | 103 | 78.9 | 117.5 |  | 94 | Yes | Yes
2010643 | Discontinued | BRYANT | BRYANT HEATING & COOLING SYSTEMS | 677CNWA48130AB* |  | Natural Gas, Propane Gas | Downflow, Horizontal | Weatherized | 130 | 103 | 78.9 | 117.5 |  | 94 |  | Yes
2001732 | Discontinued | CARRIER | CARRIER CORPORATION | 48VT-A4811531* |  | Natural Gas, Propane Gas | Downflow, Horizontal | Weatherized | 115 | 93 | 80.3 | 96.4 |  | 123 | Yes | Yes
2010640 | Discontinued | BRYANT | BRYANT HEATING & COOLING SYSTEMS | 677CNWA48115AB* |  | Natural Gas, Propane Gas | Downflow, Horizontal | Weatherized | 115 | 93 | 80.3 | 96.4 |  | 123 |  | Yes
2001733 | Discontinued | CARRIER | CARRIER CORPORATION | 48VT-A4809031* |  | Natural Gas, Propane Gas | Downflow, Horizontal | Weatherized | 90 | 73 | 80.4 | 78.1 |  | 77 | Yes | Yes
2010639 | Discontinued | BRYANT | BRYANT HEATING & COOLING SYSTEMS | 677CNWA48090AB* |  | Natural Gas, Propane Gas | Downflow, Horizontal | Weatherized | 90 | 73 | 80.4 | 78.1 |  | 77 |  | Yes
2001734 | Discontinued | CARRIER | CARRIER CORPORATION | 48VT-A4209031* |  | Natural Gas, Propane Gas | Downflow, Horizontal | Weatherized | 90 | 73 | 80.4 | 78.2 |  | 87 | Yes | Yes
2010631 | Discontinued | BRYANT | BRYANT HEATING & COOLING SYSTEMS | 677CNWA42090AB* |  | Natural Gas, Propane Gas | Downflow, Horizontal | Weatherized | 90 | 73 | 80.4 | 78.2 |  | 87 |  | Yes
2001735 | Discontinued | CARRIER | CARRIER CORPORATION | 48VT-A4206031* |  | Natural Gas, Propane Gas | Downflow, Horizontal | Weatherized | 60 | 47 | 78.5 | 60 |  | 113 | Yes | Yes
2010638 | Discontinued | BRYANT | BRYANT HEATING & COOLING SYSTEMS | 677CNWA42060AB* |  | Natural Gas, Propane Gas | Downflow, Horizontal | Weatherized | 60 | 47 | 78.5 | 60 |  | 113 |  | Yes
2001736 | Discontinued | CARRIER | CARRIER CORPORATION | 48VT-A3006031* |  | Natural Gas, Propane Gas | Downflow, Horizontal | Weatherized | 60 | 48 | 80 | 58.4 |  | 115 | Yes | Yes
2010636 | Discontinued | BRYANT | BRYANT HEATING & COOLING SYSTEMS | 677CNWA30060AB* |  | Natural Gas, Propane Gas | Downflow, Horizontal | Weatherized | 60 | 48 | 80 | 58.4 |  | 115 |  | Yes
2001737 | Discontinued | CARRIER | CARRIER CORPORATION | 48VT-A3004031* |  | Natural Gas, Propane Gas | Downflow, Horizontal | Weatherized | 40 | 32 | 80 | 39.5 |  | 83 | Yes | Yes
2010630 | Discontinued | BRYANT | BRYANT HEATING & COOLING SYSTEMS | 677CNWA30040AB* |  | Natural Gas, Propane Gas | Downflow, Horizontal | Weatherized | 40 | 32 | 80 | 39.5 |  | 83 |  | Yes
2001738 | Discontinued | CARRIER | CARRIER CORPORATION | 48VT-A2406031* |  | Natural Gas, Propane Gas | Downflow, Horizontal | Weatherized | 60 | 48 | 80 | 58.4 |  | 114 | Yes | Yes
2010633 | Discontinued | BRYANT | BRYANT HEATING & COOLING SYSTEMS | 677CNWA24060AB* |  | Natural Gas, Propane Gas | Downflow, Horizontal | Weatherized | 60 | 48 | 80 | 58.4 |  | 114 |  | Yes
2001739 | Discontinued | CARRIER | CARRIER CORPORATION | 48VT-A3609031* |  | Natural Gas, Propane Gas | Downflow, Horizontal | Weatherized | 90 | 73 | 80.4 | 78.2 |  | 87 | Yes | Yes
2010642 | Discontinued | BRYANT | BRYANT HEATING & COOLING SYSTEMS | 677CNWA36090AB* |  | Natural Gas, Propane Gas | Downflow, Horizontal | Weatherized | 90 | 73 | 80.4 | 78.2 |  | 87 |  | Yes
2001740 | Discontinued | CARRIER | CARRIER CORPORATION | 48VT-A3606031* |  | Natural Gas, Propane Gas | Downflow, Horizontal | Weatherized | 60 | 47 | 78.5 | 60 |  | 113 | Yes | Yes
2010641 | Discontinued | BRYANT | BRYANT HEATING & COOLING SYSTEMS | 677CNWA36060AB* |  | Natural Gas, Propane Gas | Downflow, Horizontal | Weatherized | 60 | 47 | 78.5 | 60 |  | 113 |  | Yes
2001741 | Discontinued | CARRIER | CARRIER CORPORATION | 48VT-A2404031* |  | Natural Gas, Propane Gas | Downflow, Horizontal | Weatherized | 40 | 32 | 80 | 39.5 |  | 80 | Yes | Yes
2010635 | Discontinued | BRYANT | BRYANT HEATING & COOLING SYSTEMS | 677CNWA24040AB* |  | Natural Gas, Propane Gas | Downflow, Horizontal | Weatherized | 40 | 32 | 80 | 39.5 |  | 80 |  | Yes
2001742 | Discontinued | CARRIER | CARRIER CORPORATION | 48VTNA2404031* |  | Natural Gas, Propane Gas | Downflow, Horizontal | Weatherized | 40 | 32 | 80 | 39.5 |  | 80 | Yes | Yes
2010650 | Discontinued | BRYANT | BRYANT HEATING & COOLING SYSTEMS | 677CNWA24040NB* |  | Natural Gas, Propane Gas | Downflow, Horizontal | Weatherized | 40 | 32 | 80 | 39.5 |  | 80 |  | Yes
2001743 | Discontinued | CARRIER | CARRIER CORPORATION | 48VTNA6013031* |  | Natural Gas, Propane Gas | Downflow, Horizontal | Weatherized | 130 | 103 | 78.9 | 117.5 |  | 94 | Yes | Yes
2010649 | Discontinued | BRYANT | BRYANT HEATING & COOLING SYSTEMS | 677CNWA60130NB* |  | Natural Gas, Propane Gas | Downflow, Horizontal | Weatherized | 130 | 103 | 78.9 | 117.5 |  | 94 |  | Yes
2001744 | Discontinued | CARRIER | CARRIER CORPORATION | 48VTNA2406031* |  | Natural Gas, Propane Gas | Downflow, Horizontal | Weatherized | 60 | 48 | 80 | 58.4 |  | 114 | Yes | Yes
2010653 | Discontinued | BRYANT | BRYANT HEATING & COOLING SYSTEMS | 677CNWA24060NB* |  | Natural Gas, Propane Gas | Downflow, Horizontal | Weatherized | 60 | 48 | 80 | 58.4 |  | 114 |  | Yes
2001745 | Discontinued | CARRIER | CARRIER CORPORATION | 48VTNA3004031* |  | Natural Gas, Propane Gas | Downflow, Horizontal | Weatherized | 40 | 32 | 80 | 39.5 |  | 83 | Yes | Yes
2010651 | Discontinued | BRYANT | BRYANT HEATING & COOLING SYSTEMS | 677CNWA30040NB* |  | Natural Gas, Propane Gas | Downflow, Horizontal | Weatherized | 40 | 32 | 80 | 39.5 |  | 83 |  | Yes
2001746 | Discontinued | CARRIER | CARRIER CORPORATION | 48VTNA3006031* |  | Natural Gas, Propane Gas | Downflow, Horizontal | Weatherized | 60 | 48 | 80 | 58.4 |  | 115 | Yes | Yes
2010652 | Discontinued | BRYANT | BRYANT HEATING & COOLING SYSTEMS | 677CNWA30060NB* |  | Natural Gas, Propane Gas | Downflow, Horizontal | Weatherized | 60 | 48 | 80 | 58.4 |  | 115 |  | Yes
2001747 | Discontinued | CARRIER | CARRIER CORPORATION | 48VTNA3606031* |  | Natural Gas, Propane Gas | Downflow, Horizontal | Weatherized | 60 | 47 | 78.5 | 60 |  | 113 | Yes | Yes
2010647 | Discontinued | BRYANT | BRYANT HEATING & COOLING SYSTEMS | 677CNWA36060NB* |  | Natural Gas, Propane Gas | Downflow, Horizontal | Weatherized | 60 | 47 | 78.5 | 60 |  | 113 |  | Yes
2001748 | Discontinued | CARRIER | CARRIER CORPORATION | 48VTNA3609031* |  | Natural Gas, Propane Gas | Downflow, Horizontal | Weatherized | 90 | 73 | 80.4 | 78.2 |  | 87 | Yes | Yes
2010656 | Discontinued | BRYANT | BRYANT HEATING & COOLING SYSTEMS | 677CNWA36090NB* |  | Natural Gas, Propane Gas | Downflow, Horizontal | Weatherized | 90 | 73 | 80.4 | 78.2 |  | 87 |  | Yes
2001749 | Discontinued | CARRIER | CARRIER CORPORATION | 48VTNA4206031* |  | Natural Gas, Propane Gas | Downflow, Horizontal | Weatherized | 60 | 47 | 78.5 | 60 |  | 113 | Yes | Yes
2010657 | Discontinued | BRYANT | BRYANT HEATING & COOLING SYSTEMS | 677CNWA42060NB* |  | Natural Gas, Propane Gas | Downflow, Horizontal | Weatherized | 60 | 47 | 78.5 | 60 |  | 113 |  | Yes
2001750 | Discontinued | CARRIER | CARRIER CORPORATION | 48VTNA4209031* |  | Natural Gas, Propane Gas | Downflow, Horizontal | Weatherized | 90 | 73 | 80.4 | 78.2 |  | 87 | Yes | Yes
2010648 | Discontinued | BRYANT | BRYANT HEATING & COOLING SYSTEMS | 677CNWA42090NB* |  | Natural Gas, Propane Gas | Downflow, Horizontal | Weatherized | 90 | 73 | 80.4 | 78.2 |  | 87 |  | Yes
2001751 | Discontinued | CARRIER | CARRIER CORPORATION | 48VTNA4809031* |  | Natural Gas, Propane Gas | Downflow, Horizontal | Weatherized | 90 | 73 | 80.4 | 78.1 |  | 77 | Yes | Yes
2010645 | Discontinued | BRYANT | BRYANT HEATING & COOLING SYSTEMS | 677CNWA48090NB* |  | Natural Gas, Propane Gas | Downflow, Horizontal | Weatherized | 90 | 73 | 80.4 | 78.1 |  | 77 |  | Yes
2001752 | Discontinued | CARRIER | CARRIER CORPORATION | 48VTNA4811531* |  | Natural Gas, Propane Gas | Downflow, Horizontal | Weatherized | 115 | 93 | 80.3 | 96.4 |  | 123 | Yes | Yes
2010646 | Discontinued | BRYANT | BRYANT HEATING & COOLING SYSTEMS | 677CNWA48115NB* |  | Natural Gas, Propane Gas | Downflow, Horizontal | Weatherized | 115 | 93 | 80.3 | 96.4 |  | 123 |  | Yes
2001753 | Discontinued | CARRIER | CARRIER CORPORATION | 48VTNA4813031* |  | Natural Gas, Propane Gas | Downflow, Horizontal | Weatherized | 130 | 103 | 78.9 | 117.5 |  | 94 |  | Yes
2010644 | Discontinued | BRYANT | BRYANT HEATING & COOLING SYSTEMS | 677CNWA48130NB* |  | Natural Gas, Propane Gas | Downflow, Horizontal | Weatherized | 130 | 103 | 78.9 | 117.5 |  | 94 |  | Yes
2001754 | Discontinued | CARRIER | CARRIER CORPORATION | 48VTNA6009031* |  | Natural Gas, Propane Gas | Downflow, Horizontal | Weatherized | 90 | 73 | 80.4 | 78.1 |  | 77 | Yes | Yes
2010654 | Discontinued | BRYANT | BRYANT HEATING & COOLING SYSTEMS | 677CNWA60090NB* |  | Natural Gas, Propane Gas | Downflow, Horizontal | Weatherized | 90 | 73 | 80.4 | 78.1 |  | 77 |  | Yes
2001755 | Discontinued | CARRIER | CARRIER CORPORATION | 48VTNA6011531* |  | Natural Gas, Propane Gas | Downflow, Horizontal | Weatherized | 115 | 93 | 80.3 | 96.4 |  | 123 | Yes | Yes
2010655 | Discontinued | BRYANT | BRYANT HEATING & COOLING SYSTEMS | 677CNWA60115NB* |  | Natural Gas, Propane Gas | Downflow, Horizontal | Weatherized | 115 | 93 | 80.3 | 96.4 |  | 123 |  | Yes
2002079 | Discontinued | GOODMAN | GOODMAN MANUFACTURING CO., LP. | GPG154811541** |  | Natural Gas, Propane Gas | Downflow, Horizontal | Weatherized | 115 | 91 | 80 | 97.5 | 331 | 130 | Yes | Yes | AMACF
2012266 | Discontinued | AMANA | AMANA HEATING AND AIR CONDITIONING | APG154811541** |  | Natural Gas, Propane Gas | Downflow, Horizontal | Weatherized | 115 | 91 | 80 | 97.5 | 331 | 130 |  | Yes | AMACF
2002080 | Discontinued | GOODMAN | GOODMAN MANUFACTURING CO., LP. | GPG153609041** |  | Natural Gas, Propane Gas | Downflow, Horizontal | Weatherized | 92 | 73 | 80 | 77.4 | 510 | 68 | Yes | Yes | AMACF
2012265 | Discontinued | AMANA | AMANA HEATING AND AIR CONDITIONING | APG153609041** |  | Natural Gas, Propane Gas | Downflow, Horizontal | Weatherized | 92 | 73 | 80 | 77.4 | 510 | 68 |  | Yes | AMACF
3659151 | Discontinued | WHIRLPOOL GOLD | WHIRLPOOL | WGGE4530A090M |  | Natural Gas, Propane Gas | Downflow, Horizontal | Weatherized | 92 | 73 | 80 | 77.4 | 510 | 68 |  | Yes | AMACF
2002081 | Discontinued | GOODMAN | GOODMAN MANUFACTURING CO., LP. | GPG156014041** |  | Natural Gas, Propane Gas | Downflow, Horizontal | Weatherized | 138 | 110 | 80 | 135.7 | 946 | 125 | Yes | Yes
2012264 | Discontinued | AMANA | AMANA HEATING AND AIR CONDITIONING | APG156014041** |  | Natural Gas, Propane Gas | Downflow, Horizontal | Weatherized | 138 | 110 | 80 | 135.7 | 946 | 125 |  | Yes
3659159 | Discontinued | WHIRLPOOL GOLD | WHIRLPOOL | WGGE4560A140M |  | Natural Gas, Propane Gas | Downflow, Horizontal | Weatherized | 138 | 110 | 80 | 135.7 | 946 | 125 |  | Yes
2002082 | Discontinued | GOODMAN | GOODMAN MANUFACTURING CO., LP. | GPG152407041** |  | Natural Gas,Propane Gas | Downflow,Horizontal | Weatherized | 69 | 55 | 80 | 57.8 | 333 | 123 | Yes | Yes | AMACF
2012263 | Discontinued | AMANA | AMANA HEATING AND AIR CONDITIONING | APG152407041** |  | Natural Gas,Propane Gas | Downflow,Horizontal | Weatherized | 69 | 55 | 80 | 57.8 | 333 | 123 |  | Yes | AMACF
3659150 | Discontinued | WHIRLPOOL GOLD | WHIRLPOOL | WGGE4524A070M |  | Natural Gas,Propane Gas | Downflow,Horizontal | Weatherized | 69 | 55 | 80 | 57.8 | 333 | 123 |  | Yes | AMACF
2002152 | Active | ENERGIAIR,EVERREST,GOODMAN,ONE HOUR A/C AND HEATING | GOODMAN MANUFACTURING CO., LP. | GMS81405DN* |  | Natural Gas, Propane Gas | Upflow, Horizontal | Non-Weatherized | 140 | 112 | 80 | 133.7 | 1567 | 65 | Yes | No
2012189 | Discontinued | AMANA | AMANA HEATING AND AIR CONDITIONING | AMS81405DN |  | Natural Gas, Propane Gas | Upflow, Horizontal | Non-Weatherized | 140 | 112 | 80 | 133.7 | 1567 | 65 |  | No
2012202 | Discontinued | AMANA | AMANA HEATING AND AIR CONDITIONING | DMS81405DN |  | Natural Gas, Propane Gas | Upflow, Horizontal | Non-Weatherized | 140 | 112 | 80 | 133.7 | 1567 | 65 |  | No
6647929 | Active | DAIKIN | DAIKIN MANUFACTURING COMPANY, L.P. | DM80SS1405DN |  | Natural Gas, Propane Gas | Upflow, Horizontal | Non-Weatherized | 140 | 112 | 80 | 133.7 | 1567 | 65 |  | No
2002155 | Discontinued | GOODMAN | GOODMAN MANUFACTURING CO., LP. | GKS90453BX |  | Natural Gas,Propane Gas | Upflow,Horizontal | Non-Weatherized | 46 | 45 | 92.1 | 33 | 375 | 130 | Yes | No
6623435 | Discontinued | AMANA | AMANA HEATING AND AIR CONDITIONING | AKSS920453BX |  | Natural Gas,Propane Gas | Upflow,Horizontal | Non-Weatherized | 46 | 45 | 92.1 | 33 | 375 | 130 |  | No
6623436 | Discontinued | DAIKIN | DAIKIN MANUFACTURING COMPANY, L.P. | DK92SS0453BX |  | Natural Gas,Propane Gas | Upflow,Horizontal | Non-Weatherized | 46 | 45 | 92.1 | 33 | 375 | 130 |  | No
2002156 | Discontinued | GOODMAN | GOODMAN MANUFACTURING CO., LP. | GKS90703BX |  | Natural Gas,Propane Gas | Upflow,Horizontal | Non-Weatherized | 69 | 65 | 92.1 | 65.5 | 706 | 134 | Yes | No
6628361 | Discontinued | DAIKIN | DAIKIN MANUFACTURING COMPANY, L.P. | DK92SS0703BX |  | Natural Gas,Propane Gas | Upflow,Horizontal | Non-Weatherized | 69 | 65 | 92.1 | 65.5 | 706 | 134 |  | No
6628362 | Discontinued | AMANA | AMANA HEATING AND AIR CONDITIONING | AKSS920703BX |  | Natural Gas,Propane Gas | Upflow,Horizontal | Non-Weatherized | 69 | 65 | 92.1 | 65.5 | 706 | 134 |  | No
2002157 | Discontinued | GOODMAN | GOODMAN MANUFACTURING CO., LP. | GKS90704CX |  | Natural Gas,Propane Gas | Upflow,Horizontal | Non-Weatherized | 69 | 64 | 92.1 | 65.8 | 672 | 139 | Yes | No
6628363 | Discontinued | DAIKIN | DAIKIN MANUFACTURING COMPANY, L.P. | DK92SS0704CX |  | Natural Gas,Propane Gas | Upflow,Horizontal | Non-Weatherized | 69 | 64 | 92.1 | 65.8 | 672 | 139 |  | No
6628364 | Discontinued | AMANA | AMANA HEATING AND AIR CONDITIONING | AKSS920704CX |  | Natural Gas,Propane Gas | Upflow,Horizontal | Non-Weatherized | 69 | 64 | 92.1 | 65.8 | 672 | 139 |  | No
2002158 | Discontinued | GOODMAN | GOODMAN MANUFACTURING CO., LP. | GKS90904CX |  | Natural Gas,Propane Gas | Upflow,Horizontal | Non-Weatherized | 92 | 86 | 92.1 | 82.5 | 848 | 140 | Yes | No
6628365 | Discontinued | DAIKIN | DAIKIN MANUFACTURING COMPANY, L.P. | DK92SS0904CX |  | Natural Gas,Propane Gas | Upflow,Horizontal | Non-Weatherized | 92 | 86 | 92.1 | 82.5 | 848 | 140 |  | No
6628366 | Discontinued | AMANA | AMANA HEATING AND AIR CONDITIONING | AKSS920904CX |  | Natural Gas,Propane Gas | Upflow,Horizontal | Non-Weatherized | 92 | 86 | 92.1 | 82.5 | 848 | 140 |  | No
2002159 | Discontinued | GOODMAN | GOODMAN MANUFACTURING CO., LP. | GKS90905DX |  | Natural Gas,Propane Gas | Upflow,Horizontal | Non-Weatherized | 92 | 85 | 92.1 | 81.5 | 983 | 108 | Yes | No
6628367 | Discontinued | DAIKIN | DAIKIN MANUFACTURING COMPANY, L.P. | DK92SS0905DX |  | Natural Gas,Propane Gas | Upflow,Horizontal | Non-Weatherized | 92 | 85 | 92.1 | 81.5 | 983 | 108 |  | No
6628368 | Discontinued | AMANA | AMANA HEATING AND AIR CONDITIONING | AKSS920905DX |  | Natural Gas,Propane Gas | Upflow,Horizontal | Non-Weatherized | 92 | 85 | 92.1 | 81.5 | 983 | 108 |  | No
2002160 | Discontinued | GOODMAN | GOODMAN MANUFACTURING CO., LP. | GKS91155DX |  | Natural Gas,Propane Gas | Upflow,Horizontal | Non-Weatherized | 115 | 106 | 92.1 | 98.8 | 1164 | 139 | Yes | No
6628369 | Discontinued | DAIKIN | DAIKIN MANUFACTURING COMPANY, L.P. | DK92SS1155DX |  | Natural Gas,Propane Gas | Upflow,Horizontal | Non-Weatherized | 115 | 106 | 92.1 | 98.8 | 1164 | 139 |  | No
6628370 | Discontinued | AMANA | AMANA HEATING AND AIR CONDITIONING | AKSS921155DX |  | Natural Gas,Propane Gas | Upflow,Horizontal | Non-Weatherized | 115 | 106 | 92.1 | 98.8 | 1164 | 139 |  | No
2002162 | Active | GOODMAN,JANITROL | GOODMAN MANUFACTURING CO., LP. | GMH81405DN |  | Natural Gas, Propane Gas | Upflow, Horizontal | Non-Weatherized | 140 | 112 | 80 | 133.9 | 1515 | 81 | Yes | No
6647930 | Active | DAIKIN | DAIKIN MANUFACTURING COMPANY, L.P. | DM80HS1405DX |  | Natural Gas, Propane Gas | Upflow, Horizontal | Non-Weatherized | 140 | 112 | 80 | 133.9 | 1515 | 81 |  | No
6647931 | Active | AMANA | AMANA HEATING AND AIR CONDITIONING | AMH81405DX |  | Natural Gas, Propane Gas | Upflow, Horizontal | Non-Weatherized | 140 | 112 | 80 | 133.9 | 1515 | 81 |  | No
2002176 | Discontinued | GOODMAN | GOODMAN MANUFACTURING CO., LP. | GCH91155DX |  | Natural Gas,Propane Gas | Downflow,Horizontal | Non-Weatherized | 115 | 108 | 93 | 97.5 | 1167 | 126 | Yes | No
6613720 | Discontinued | DAIKIN | DAIKIN MANUFACTURING COMPANY, L.P. | DC96HS1155DX |  | Natural Gas,Propane Gas | Downflow,Horizontal | Non-Weatherized | 115 | 108 | 93 | 97.5 | 1167 | 126 |  | No
6613770 | Discontinued | AMANA | AMANA HEATING AND AIR CONDITIONING | ACSH961155DX |  | Natural Gas,Propane Gas | Downflow,Horizontal | Non-Weatherized | 115 | 108 | 93 | 97.5 | 1167 | 126 |  | No
2002182 | Discontinued | GOODMAN | GOODMAN MANUFACTURING CO., LP. | GMH950453BX |  | Natural Gas,Propane Gas | Upflow,Horizontal | Non-Weatherized | 46 | 44 | 96.1 | 32.3 | 372 | 124 | Yes | No | AFUE
2012268 | Discontinued | AMANA | AMANA HEATING AND AIR CONDITIONING | AMH950453BX |  | Natural Gas,Propane Gas | Upflow,Horizontal | Non-Weatherized | 46 | 44 | 96.1 | 32.3 | 372 | 124 |  | No | AFUE
6624050 | Discontinued | DAIKIN | DAIKIN MANUFACTURING COMPANY, L.P. | DM96HS0453BX |  | Natural Gas,Propane Gas | Upflow,Horizontal | Non-Weatherized | 46 | 44 | 96.1 | 32.3 | 372 | 124 |  | No | AFUE
2002183 | Discontinued | GOODMAN | GOODMAN MANUFACTURING CO., LP. | GMH950703BX |  | Natural Gas,Propane Gas | Upflow,Horizontal | Non-Weatherized | 69 | 66 | 96.1 | 64.2 | 860 | 128 | Yes | No | AFUE
2012272 | Discontinued | AMANA | AMANA HEATING AND AIR CONDITIONING | AMH950703BX |  | Natural Gas,Propane Gas | Upflow,Horizontal | Non-Weatherized | 69 | 66 | 96.1 | 64.2 | 860 | 128 |  | No | AFUE
6624051 | Discontinued | DAIKIN | DAIKIN MANUFACTURING COMPANY, L.P. | DM96HS0703BX |  | Natural Gas,Propane Gas | Upflow,Horizontal | Non-Weatherized | 69 | 66 | 96.1 | 64.2 | 860 | 128 |  | No | AFUE
2002184 | Discontinued | GOODMAN | GOODMAN MANUFACTURING CO., LP. | GMH950704CX |  | Natural Gas,Propane Gas | Upflow,Horizontal | Non-Weatherized | 69 | 66 | 96.1 | 63.3 | 1036 | 130 | Yes | No | AFUE
2012271 | Discontinued | AMANA | AMANA HEATING AND AIR CONDITIONING | AMH950704CX |  | Natural Gas,Propane Gas | Upflow,Horizontal | Non-Weatherized | 69 | 66 | 96.1 | 63.3 | 1036 | 130 |  | No | AFUE
6624052 | Discontinued | DAIKIN | DAIKIN MANUFACTURING COMPANY, L.P. | DM96HS0704CX |  | Natural Gas,Propane Gas | Upflow,Horizontal | Non-Weatherized | 69 | 66 | 96.1 | 63.3 | 1036 | 130 |  | No | AFUE
2002185 | Discontinued | GOODMAN | GOODMAN MANUFACTURING CO., LP. | GMH950904CX |  | Natural Gas,Propane Gas | Upflow,Horizontal | Non-Weatherized | 92 | 89 | 96.1 | 79.9 | 1067 | 137 | Yes | No | AFUE
2012267 | Discontinued | AMANA | AMANA HEATING AND AIR CONDITIONING | AMH950904CX |  | Natural Gas,Propane Gas | Upflow,Horizontal | Non-Weatherized | 92 | 89 | 96.1 | 79.9 | 1067 | 137 |  | No | AFUE
6624053 | Discontinued | DAIKIN | DAIKIN MANUFACTURING COMPANY, L.P. | DM96HS0904CX |  | Natural Gas,Propane Gas | Upflow,Horizontal | Non-Weatherized | 92 | 89 | 96.1 | 79.9 | 1067 | 137 |  | No | AFUE
2002186 | Discontinued | GOODMAN | GOODMAN MANUFACTURING CO., LP. | GMH950905DX |  | Natural Gas,Propane Gas | Upflow,Horizontal | Non-Weatherized | 92 | 89 | 96.1 | 80.2 | 947 | 126 | Yes | No | AFUE
2012270 | Discontinued | AMANA | AMANA HEATING AND AIR CONDITIONING | AMH950905DX |  | Natural Gas,Propane Gas | Upflow,Horizontal | Non-Weatherized | 92 | 89 | 96.1 | 80.2 | 947 | 126 |  | No | AFUE
2002187 | Discontinued | GOODMAN | GOODMAN MANUFACTURING CO., LP. | GMH951155DX |  | Natural Gas,Propane Gas | Upflow,Horizontal | Non-Weatherized | 115 | 110 | 96.1 | 96.1 | 1180 | 141 | Yes | No | AFUE
2012269 | Discontinued | AMANA | AMANA HEATING AND AIR CONDITIONING | AMH951155DX |  | Natural Gas,Propane Gas | Upflow,Horizontal | Non-Weatherized | 115 | 110 | 96.1 | 96.1 | 1180 | 141 |  | No | AFUE
6624054 | Discontinued | DAIKIN | DAIKIN MANUFACTURING COMPANY, L.P. | DM96HS1155DX |  | Natural Gas,Propane Gas | Upflow,Horizontal | Non-Weatherized | 115 | 110 | 96.1 | 96.1 | 1180 | 141 |  | No | AFUE
2002221 | Discontinued | AMANA | GOODMAN MANUFACTURING CO., LP. | APG154911541** |  | Natural Gas, Propane Gas | Downflow, Horizontal | Weatherized | 115 | 91 | 80 | 97.5 | 331 | 130 | Yes | Yes | AMACF
2002222 | Discontinued | AMANA | GOODMAN MANUFACTURING CO., LP. | APG153009041** |  | Natural Gas, Propane Gas | Downflow, Horizontal | Weatherized | 92 | 73 | 80 | 77.4 | 510 | 68 | Yes | Yes | AMACF
2002223 | Discontinued | AMANA | GOODMAN MANUFACTURING CO., LP. | GPG154211541** |  | Natural Gas, Propane Gas | Downflow, Horizontal | Weatherized | 115 | 91 | 80 | 97.5 | 331 | 130 | Yes | Yes | AMACF
3659155 | Discontinued | AMANA | AMANA HEATING AND AIR CONDITIONING | APG154211541** |  | Natural Gas, Propane Gas | Downflow, Horizontal | Weatherized | 115 | 91 | 80 | 97.5 | 331 | 130 |  | Yes | AMACF
3659156 | Discontinued | WHIRLPOOL GOLD | WHIRLPOOL | WGGE4542A115M |  | Natural Gas, Propane Gas | Downflow, Horizontal | Weatherized | 115 | 91 | 80 | 97.5 | 331 | 130 |  | Yes | AMACF
2002224 | Discontinued | GOODMAN | GOODMAN MANUFACTURING CO., LP. | GPG153009041** |  | Natural Gas,Propane Gas | Downflow,Horizontal | Weatherized | 92 | 73 | 80 | 77.4 | 510 | 68 | Yes | Yes | AMACF
4194105 | Discontinued | AMANA | AMANA HEATING AND AIR CONDITIONING | APG153009041 |  | Natural Gas,Propane Gas | Downflow,Horizontal | Weatherized | 92 | 73 | 80 | 77.4 | 510 | 68 |  | Yes | AMACF
2002225 | Discontinued | AMANA | GOODMAN MANUFACTURING CO., LP. | GPG153709041** |  | Natural Gas, Propane Gas | Downflow, Horizontal | Weatherized | 92 | 73 | 80 | 77.4 | 510 | 68 | Yes | Yes | AMACF
3659153 | Discontinued | AMANA | AMANA HEATING AND AIR CONDITIONING | APG153709041** |  | Natural Gas, Propane Gas | Downflow, Horizontal | Weatherized | 92 | 73 | 80 | 77.4 | 510 | 68 |  | Yes | AMACF
3659154 | Discontinued | WHIRLPOOL GOLD | WHIRLPOOL | WGGE4537A090M |  | Natural Gas, Propane Gas | Downflow, Horizontal | Weatherized | 92 | 73 | 80 | 77.4 | 510 | 68 |  | Yes | AMACF
2002226 | Discontinued | AMANA | GOODMAN MANUFACTURING CO., LP. | APG153709041** |  | Natural Gas, Propane Gas | Downflow, Horizontal | Weatherized | 92 | 73 | 80 | 77.4 | 510 | 68 | Yes | Yes | AMACF
2002227 | Discontinued | AMANA | GOODMAN MANUFACTURING CO., LP. | APG154211541** |  | Natural Gas, Propane Gas | Downflow, Horizontal | Weatherized | 115 | 91 | 80 | 97.5 | 331 | 130 | Yes | Yes | AMACF
2002228 | Discontinued | AMANA | GOODMAN MANUFACTURING CO., LP. | GPG154911541** |  | Natural Gas, Propane Gas | Downflow, Horizontal | Weatherized | 115 | 91 | 80 | 97.5 | 331 | 130 | Yes | Yes | AMACF
3659157 | Discontinued | AMANA | AMANA HEATING AND AIR CONDITIONING | APG154911541** |  | Natural Gas, Propane Gas | Downflow, Horizontal | Weatherized | 115 | 91 | 80 | 97.5 | 331 | 130 |  | Yes | AMACF
3659158 | Discontinued | WHIRLPOOL GOLD | WHIRLPOOL | WGGE4549A115M |  | Natural Gas, Propane Gas | Downflow, Horizontal | Weatherized | 115 | 91 | 80 | 97.5 | 331 | 130 |  | Yes | AMACF
2002232 | Discontinued | GOODMAN | GOODMAN MANUFACTURING CO., LP. | GMVC950704CX* |  | Natural Gas,Propane Gas | Upflow,Horizontal | Non-Weatherized | 69 | 67 | 96.1 | 65 | 272 | 120 | Yes | Yes | AFUE & AMACF
2012278 | Discontinued | AMANA | AMANA HEATING AND AIR CONDITIONING | AMVC950704CX |  | Natural Gas,Propane Gas | Upflow,Horizontal | Non-Weatherized | 69 | 67 | 96.1 | 65 | 272 | 120 |  | Yes | AFUE & AMACF
6628371 | Discontinued | DAIKIN | DAIKIN MANUFACTURING COMPANY, L.P. | DM96VC0704CX |  | Natural Gas,Propane Gas | Upflow,Horizontal | Non-Weatherized | 69 | 67 | 96.1 | 65 | 272 | 120 |  | Yes | AFUE & AMACF
2002233 | Discontinued | GOODMAN | GOODMAN MANUFACTURING CO., LP. | GMVC951155DX* |  | Natural Gas,Propane Gas | Upflow,Horizontal | Non-Weatherized | 115 | 109 | 96.1 | 97.7 | 401 | 113 | Yes | Yes | AFUE & AMACF
2012280 | Discontinued | AMANA | AMANA HEATING AND AIR CONDITIONING | AMVC951155DX |  | Natural Gas,Propane Gas | Upflow,Horizontal | Non-Weatherized | 115 | 109 | 96.1 | 97.7 | 401 | 113 |  | Yes | AFUE & AMACF
6628372 | Discontinued | DAIKIN | DAIKIN MANUFACTURING COMPANY, L.P. | DM96VC1155DX |  | Natural Gas,Propane Gas | Upflow,Horizontal | Non-Weatherized | 115 | 109 | 96.1 | 97.7 | 401 | 113 |  | Yes | AFUE & AMACF
2002234 | Discontinued | GOODMAN | GOODMAN MANUFACTURING CO., LP. | GMVC950453BX* |  | Natural Gas,Propane Gas | Upflow,Horizontal | Non-Weatherized | 46 | 45 | 96.1 | 32.3 | 210 | 137 | Yes | Yes | AFUE & AMACF
2012277 | Discontinued | AMANA | AMANA HEATING AND AIR CONDITIONING | AMVC950453BX |  | Natural Gas,Propane Gas | Upflow,Horizontal | Non-Weatherized | 46 | 45 | 96.1 | 32.3 | 210 | 137 |  | Yes | AFUE & AMACF
6628373 | Discontinued | DAIKIN | DAIKIN MANUFACTURING COMPANY, L.P. | DM96VC0453BX |  | Natural Gas,Propane Gas | Upflow,Horizontal | Non-Weatherized | 46 | 45 | 96.1 | 32.3 | 210 | 137 |  | Yes | AFUE & AMACF
2002235 | Discontinued | GOODMAN | GOODMAN MANUFACTURING CO., LP. | GMVC950905DX* |  | Natural Gas,Propane Gas | Upflow,Horizontal | Non-Weatherized | 92 | 90 | 96.1 | 80.6 | 428 | 123 | Yes | Yes | AFUE & AMACF
2012279 | Discontinued | AMANA | AMANA HEATING AND AIR CONDITIONING | AMVC950905DX |  | Natural Gas,Propane Gas | Upflow,Horizontal | Non-Weatherized | 92 | 90 | 96.1 | 80.6 | 428 | 123 |  | Yes | AFUE & AMACF
6628374 | Discontinued | DAIKIN | DAIKIN MANUFACTURING COMPANY, L.P. | DM96VC0905DX |  | Natural Gas,Propane Gas | Upflow,Horizontal | Non-Weatherized | 92 | 90 | 96.1 | 80.6 | 428 | 123 |  | Yes | AFUE & AMACF
2003183 | Active | GRANDAIRE, ECOTEMP | INTERNATIONAL COMFORT PRODUCTS | WFMR090C048** |  | Natural Gas, Propane Gas | Upflow, Downflow, Horizontal | Non-Weatherized | 88 | 71 | 80 | 76.4 | 940 | 77 | Yes | No
2003184 | Active | GRANDAIRE, ECOTEMP | INTERNATIONAL COMFORT PRODUCTS | WFMR045A036** |  | Natural Gas, Propane Gas | Upflow, Downflow, Horizontal | Non-Weatherized | 44 | 36 | 80 | 37.7 | 600 | 57 | Yes | No
2003185 | Active | GRANDAIRE, ECOTEMP | INTERNATIONAL COMFORT PRODUCTS | WFMR110C048** |  | Natural Gas, Propane Gas | Upflow, Downflow, Horizontal | Non-Weatherized | 110 | 89 | 80 | 97.2 | 768 | 93 | Yes | No
2003186 | Active | GRANDAIRE, ECOTEMP | INTERNATIONAL COMFORT PRODUCTS | WFMR090B042** |  | Natural Gas, Propane Gas | Upflow, Downflow, Horizontal | Non-Weatherized | 88 | 71 | 80 | 77.1 | 769 | 79 | Yes | No
2003187 | Active | GRANDAIRE, ECOTEMP | INTERNATIONAL COMFORT PRODUCTS | WFMR070A036** |  | Natural Gas, Propane Gas | Upflow, Downflow, Horizontal | Non-Weatherized | 66 | 54 | 80 | 57.2 | 728 | 59 | Yes | No
2003188 | Active | GRANDAIRE, ECOTEMP | INTERNATIONAL COMFORT PRODUCTS | WFMR070A024** |  | Natural Gas, Propane Gas | Upflow, Downflow, Horizontal | Non-Weatherized | 66 | 53 | 80 | 58.2 | 487 | 57 | Yes | No
2003189 | Active | GRANDAIRE, ECOTEMP | INTERNATIONAL COMFORT PRODUCTS | WFMR135D066** |  | Natural Gas, Propane Gas | Upflow, Downflow, Horizontal | Non-Weatherized | 132 | 107 | 80 | 114.6 | 1378 | 89 | Yes | No
2003190 | Active | GRANDAIRE, ECOTEMP | INTERNATIONAL COMFORT PRODUCTS | WFMR110C066** |  | Natural Gas, Propane Gas | Upflow, Downflow, Horizontal | Non-Weatherized | 110 | 89 | 80 | 94.2 | 1450 | 89 | Yes | No
2003191 | Active | GRANDAIRE, ECOTEMP | INTERNATIONAL COMFORT PRODUCTS | WFMR045A024** |  | Natural Gas, Propane Gas | Upflow, Downflow, Horizontal | Non-Weatherized | 44 | 35 | 80 | 38.5 | 410 | 57 | Yes | No
2003193 | Active | GRANDAIRE, ECOTEMP | INTERNATIONAL COMFORT PRODUCTS | WFMR090C48** |  | Natural Gas, Propane Gas | Upflow, Downflow, Horizontal | Non-Weatherized | 88 | 71 | 80 | 76.4 | 940 | 77 | Yes | No
2003295 | Active | GRANDAIRE, ECOTEMP | INTERNATIONAL COMFORT PRODUCTS | WFML090C048* |  | Natural Gas, Propane Gas | Upflow | Non-Weatherized | 88 | 71 | 80 | 76.4 | 940 | 77 | Yes | No
2003296 | Active | GRANDAIRE, ECOTEMP | INTERNATIONAL COMFORT PRODUCTS | WFML070A024* |  | Natural Gas, Propane Gas | Upflow | Non-Weatherized | 66 | 53 | 80 | 58.2 | 487 | 57 | Yes | No
2003297 | Active | GRANDAIRE, ECOTEMP | INTERNATIONAL COMFORT PRODUCTS | WFML110C048* |  | Natural Gas, Propane Gas | Upflow | Non-Weatherized | 110 | 89 | 80 | 97.2 | 768 | 93 | Yes | No
2003298 | Active | GRANDAIRE, ECOTEMP | INTERNATIONAL COMFORT PRODUCTS | WFML070A036** |  | Natural Gas, Propane Gas | Downflow, Horizontal | Non-Weatherized | 63 | 51 | 80 | 57 | 761 | 59 |  | No
2003300 | Active | GRANDAIRE, ECOTEMP | INTERNATIONAL COMFORT PRODUCTS | WFML090B042* |  | Natural Gas, Propane Gas | Upflow | Non-Weatherized | 88 | 71 | 80 | 77.1 | 769 | 79 | Yes | No
2003301 | Active | GRANDAIRE, ECOTEMP | INTERNATIONAL COMFORT PRODUCTS | WFML135D066* |  | Natural Gas, Propane Gas | Upflow | Non-Weatherized | 132 | 107 | 80 | 114.6 | 1378 | 89 | Yes | No
2003302 | Active | GRANDAIRE, ECOTEMP | INTERNATIONAL COMFORT PRODUCTS | WFML110C066** |  | Natural Gas, Propane Gas | Downflow, Horizontal | Non-Weatherized | 105 | 85 | 80 | 94 | 1515 | 89 |  | No
2003303 | Active | GRANDAIRE, ECOTEMP | INTERNATIONAL COMFORT PRODUCTS | WFML045A024** |  | Natural Gas,Propane Gas | Downflow,Horizontal | Non-Weatherized | 42 | 34 | 80 | 38.4 | 428 | 57 |  | No
2003304 | Active | GRANDAIRE, ECOTEMP | INTERNATIONAL COMFORT PRODUCTS | WFML090C048** |  | Natural Gas, Propane Gas | Downflow, Horizontal | Non-Weatherized | 84 | 68 | 80 | 76.2 | 983 | 77 |  | No
2003305 | Active | GRANDAIRE, ECOTEMP | INTERNATIONAL COMFORT PRODUCTS | WFML110C048** |  | Natural Gas, Propane Gas | Downflow, Horizontal | Non-Weatherized | 105 | 85 | 80 | 97 | 803 | 93 |  | No
2003306 | Active | GRANDAIRE, ECOTEMP | INTERNATIONAL COMFORT PRODUCTS | WFML070A024** |  | Natural Gas, Propane Gas | Downflow, Horizontal | Non-Weatherized | 63 | 51 | 80 | 58.1 | 510 | 57 |  | No
2003307 | Active | GRANDAIRE, ECOTEMP | INTERNATIONAL COMFORT PRODUCTS | WFML090B042** |  | Natural Gas, Propane Gas | Downflow, Horizontal | Non-Weatherized | 84 | 68 | 80 | 77 | 805 | 79 |  | No
2003308 | Active | GRANDAIRE, ECOTEMP | INTERNATIONAL COMFORT PRODUCTS | WFML135D066** |  | Natural Gas, Propane Gas | Downflow, Horizontal | Non-Weatherized | 126 | 102 | 80 | 114.3 | 1441 | 89 |  | No
2003309 | Active | GRANDAIRE, ECOTEMP | INTERNATIONAL COMFORT PRODUCTS | WFML070A036* |  | Natural Gas, Propane Gas | Upflow | Non-Weatherized | 66 | 54 | 80 | 57.2 | 728 | 59 | Yes | No
2003337 | Active | GRANDAIRE, ECOTEMP | INTERNATIONAL COMFORT PRODUCTS | WFML135D66** |  | Natural Gas, Propane Gas | Downflow, Horizontal | Non-Weatherized | 126 | 102 | 80 | 114.3 | 1441 | 89 |  | No
2003340 | Active | GRANDAIRE, ECOTEMP | INTERNATIONAL COMFORT PRODUCTS | WFML135D66* |  | Natural Gas, Propane Gas | Upflow | Non-Weatherized | 132 | 107 | 80 | 114.6 | 1378 | 89 | Yes | No
2003586 | Discontinued | AIRQUEST,ARCOAIRE,COMFORTMAKER,DAY & NIGHT,HEIL,ICP COMMERCIAL,KEEPRITE,KENMORE,TEMPSTAR,MARATHERM | INTERNATIONAL COMFORT PRODUCTS | PGD436090K**0C* |  | Natural Gas, Propane Gas | Downflow, Horizontal | Weatherized | 90 | 72 | 79.3 | 78.2 |  | 92 |  | Yes
2003587 | Discontinued | AIRQUEST,ARCOAIRE,COMFORTMAKER,DAY & NIGHT,HEIL,ICP COMMERCIAL,KEEPRITE,KENMORE,TEMPSTAR,MARATHERM | INTERNATIONAL COMFORT PRODUCTS | PGD430060K**0C* |  | Natural Gas, Propane Gas | Downflow, Horizontal | Weatherized | 60 | 48 | 80 | 58.4 |  | 115 |  | Yes
2003588 | Discontinued | AIRQUEST,ARCOAIRE,COMFORTMAKER,DAY & NIGHT,HEIL,ICP COMMERCIAL,KEEPRITE,KENMORE,TEMPSTAR,MARATHERM | INTERNATIONAL COMFORT PRODUCTS | PGD442060K**0C* |  | Natural Gas, Propane Gas | Downflow, Horizontal | Weatherized | 60 | 47 | 78.5 | 60 |  | 113 |  | Yes
2003589 | Discontinued | AIRQUEST,ARCOAIRE,COMFORTMAKER,DAY & NIGHT,HEIL,ICP COMMERCIAL,KEEPRITE,KENMORE,TEMPSTAR,MARATHERM | INTERNATIONAL COMFORT PRODUCTS | PGD460115K**0C* |  | Natural Gas, Propane Gas | Downflow, Horizontal | Weatherized | 115 | 93 | 80.3 | 96.4 |  | 124 |  | Yes
2003590 | Discontinued | AIRQUEST,ARCOAIRE,COMFORTMAKER,DAY & NIGHT,HEIL,ICP COMMERCIAL,KEEPRITE,KENMORE,TEMPSTAR,MARATHERM | INTERNATIONAL COMFORT PRODUCTS | PGD448115K**0C* |  | Natural Gas, Propane Gas | Downflow, Horizontal | Weatherized | 115 | 93 | 80.3 | 95.4 |  | 123 |  | Yes
2003591 | Discontinued | AIRQUEST,ARCOAIRE,COMFORTMAKER,DAY & NIGHT,HEIL,ICP COMMERCIAL,KEEPRITE,KENMORE,TEMPSTAR,MARATHERM | INTERNATIONAL COMFORT PRODUCTS | PGD448130K**0C* |  | Natural Gas, Propane Gas | Downflow, Horizontal | Weatherized | 130 | 103 | 78.9 | 117 |  | 94 |  | Yes
2003592 | Discontinued | AIRQUEST,ARCOAIRE,COMFORTMAKER,DAY & NIGHT,HEIL,ICP COMMERCIAL,KEEPRITE,KENMORE,TEMPSTAR,MARATHERM | INTERNATIONAL COMFORT PRODUCTS | PGD448090K**0C* |  | Natural Gas, Propane Gas | Downflow, Horizontal | Weatherized | 90 | 73 | 80.4 | 78.1 |  | 77 |  | Yes
2003593 | Discontinued | AIRQUEST,ARCOAIRE,COMFORTMAKER,DAY & NIGHT,HEIL,ICP COMMERCIAL,KEEPRITE,KENMORE,TEMPSTAR,MARATHERM | INTERNATIONAL COMFORT PRODUCTS | PGD424060K**0C* |  | Natural Gas, Propane Gas | Downflow, Horizontal | Weatherized | 60 | 48 | 80 | 58.4 |  | 114 |  | Yes
2003594 | Discontinued | AIRQUEST,ARCOAIRE,COMFORTMAKER,DAY & NIGHT,HEIL,ICP COMMERCIAL,KEEPRITE,KENMORE,TEMPSTAR,MARATHERM | INTERNATIONAL COMFORT PRODUCTS | PGD430040K**0C* |  | Natural Gas, Propane Gas | Downflow, Horizontal | Weatherized | 40 | 32 | 80 | 39.5 |  | 83 |  | Yes
2003595 | Discontinued | AIRQUEST,ARCOAIRE,COMFORTMAKER,DAY & NIGHT,HEIL,ICP COMMERCIAL,KEEPRITE,KENMORE,TEMPSTAR,MARATHERM | INTERNATIONAL COMFORT PRODUCTS | PGD436060K**0C* |  | Natural Gas, Propane Gas | Downflow, Horizontal | Weatherized | 60 | 48 | 80 | 58.2 |  | 115 |  | Yes
2003596 | Discontinued | AIRQUEST,ARCOAIRE,COMFORTMAKER,DAY & NIGHT,HEIL,ICP COMMERCIAL,KEEPRITE,KENMORE,TEMPSTAR,MARATHERM | INTERNATIONAL COMFORT PRODUCTS | PGD460130K**0C* |  | Natural Gas, Propane Gas | Downflow, Horizontal | Weatherized | 130 | 103 | 78.9 | 117.5 |  | 87 |  | Yes
2003597 | Discontinued | AIRQUEST,ARCOAIRE,COMFORTMAKER,DAY & NIGHT,HEIL,ICP COMMERCIAL,KEEPRITE,KENMORE,TEMPSTAR,MARATHERM | INTERNATIONAL COMFORT PRODUCTS | PGD442090K**0C* |  | Natural Gas, Propane Gas | Downflow, Horizontal | Weatherized | 90 | 73 | 80.4 | 78.2 |  | 87 |  | Yes
2003598 | Discontinued | AIRQUEST,ARCOAIRE,COMFORTMAKER,DAY & NIGHT,HEIL,ICP COMMERCIAL,KEEPRITE,KENMORE,TEMPSTAR,MARATHERM | INTERNATIONAL COMFORT PRODUCTS | PGD424040K**0C* |  | Natural Gas, Propane Gas | Downflow, Horizontal | Weatherized | 40 | 32 | 80 | 39.5 |  | 80 |  | Yes
2003599 | Discontinued | AIRQUEST,ARCOAIRE,COMFORTMAKER,DAY & NIGHT,HEIL,ICP COMMERCIAL,KEEPRITE,KENMORE,TEMPSTAR,MARATHERM | INTERNATIONAL COMFORT PRODUCTS | PGD460090K**0C* |  | Natural Gas, Propane Gas | Downflow, Horizontal | Weatherized | 90 | 73 | 80.4 | 78.1 |  | 87 |  | Yes
2003600 | Discontinued | AIRQUEST,ARCOAIRE,COMFORTMAKER,DAY & NIGHT,HEIL,ICP COMMERCIAL,KEEPRITE,KENMORE,MARATHERM,TEMPSTAR | INTERNATIONAL COMFORT PRODUCTS | PGS460130K**0C* |  | Natural Gas, Propane Gas | Downflow, Horizontal | Weatherized | 130 | 103 | 78.9 | 117.5 |  | 87 |  | Yes
2003601 | Discontinued | AIRQUEST,ARCOAIRE,COMFORTMAKER,DAY & NIGHT,HEIL,ICP COMMERCIAL,KEEPRITE,KENMORE,MARATHERM,TEMPSTAR | INTERNATIONAL COMFORT PRODUCTS | PGS436060K**0C* |  | Natural Gas, Propane Gas | Downflow, Horizontal | Weatherized | 60 | 48 | 80 | 58.2 |  | 115 |  | Yes
2003602 | Discontinued | AIRQUEST,ARCOAIRE,COMFORTMAKER,DAY & NIGHT,HEIL,ICP COMMERCIAL,KEEPRITE,KENMORE,MARATHERM,TEMPSTAR | INTERNATIONAL COMFORT PRODUCTS | PGS460115K**0C* |  | Natural Gas, Propane Gas | Downflow, Horizontal | Weatherized | 115 | 93 | 80.3 | 96.4 |  | 124 |  | Yes
2003603 | Discontinued | AIRQUEST,ARCOAIRE,COMFORTMAKER,DAY & NIGHT,HEIL,ICP COMMERCIAL,KEEPRITE,KENMORE,MARATHERM,TEMPSTAR | INTERNATIONAL COMFORT PRODUCTS | PGS448115K**0C* |  | Natural Gas, Propane Gas | Downflow, Horizontal | Weatherized | 115 | 93 | 80.3 | 95.4 |  | 123 |  | Yes
2003604 | Discontinued | AIRQUEST,ARCOAIRE,COMFORTMAKER,DAY & NIGHT,HEIL,ICP COMMERCIAL,KEEPRITE,KENMORE,MARATHERM,TEMPSTAR | INTERNATIONAL COMFORT PRODUCTS | PGS448130K**0C* |  | Natural Gas, Propane Gas | Downflow, Horizontal | Weatherized | 130 | 103 | 78.9 | 117 |  | 94 |  | Yes
2003605 | Discontinued | AIRQUEST,ARCOAIRE,COMFORTMAKER,DAY & NIGHT,HEIL,ICP COMMERCIAL,KEEPRITE,KENMORE,MARATHERM,TEMPSTAR | INTERNATIONAL COMFORT PRODUCTS | PGS430040K**0C* |  | Natural Gas, Propane Gas | Downflow, Horizontal | Weatherized | 40 | 32 | 80 | 39.5 |  | 83 |  | Yes
2003606 | Discontinued | AIRQUEST,ARCOAIRE,COMFORTMAKER,DAY & NIGHT,HEIL,ICP COMMERCIAL,KEEPRITE,KENMORE,MARATHERM,TEMPSTAR | INTERNATIONAL COMFORT PRODUCTS | PGS460090K**0C* |  | Natural Gas, Propane Gas | Downflow, Horizontal | Weatherized | 90 | 73 | 80.4 | 78.1 |  | 87 |  | Yes
2003607 | Discontinued | AIRQUEST,ARCOAIRE,COMFORTMAKER,DAY & NIGHT,HEIL,ICP COMMERCIAL,KEEPRITE,KENMORE,MARATHERM,TEMPSTAR | INTERNATIONAL COMFORT PRODUCTS | PGS424060K**0C* |  | Natural Gas, Propane Gas | Downflow, Horizontal | Weatherized | 60 | 48 | 80 | 58.4 |  | 114 |  | Yes
2003608 | Discontinued | AIRQUEST,ARCOAIRE,COMFORTMAKER,DAY & NIGHT,HEIL,ICP COMMERCIAL,KEEPRITE,KENMORE,MARATHERM,TEMPSTAR | INTERNATIONAL COMFORT PRODUCTS | PGS442090K**0C* |  | Natural Gas, Propane Gas | Downflow, Horizontal | Weatherized | 90 | 73 | 80.4 | 78.2 |  | 87 |  | Yes
2003609 | Discontinued | AIRQUEST,ARCOAIRE,COMFORTMAKER,DAY & NIGHT,HEIL,ICP COMMERCIAL,KEEPRITE,KENMORE,MARATHERM,TEMPSTAR | INTERNATIONAL COMFORT PRODUCTS | PGS424040K**0C* |  | Natural Gas, Propane Gas | Downflow, Horizontal | Weatherized | 40 | 32 | 80 | 39.5 |  | 80 |  | Yes
2003610 | Discontinued | AIRQUEST,ARCOAIRE,COMFORTMAKER,DAY & NIGHT,HEIL,ICP COMMERCIAL,KEEPRITE,KENMORE,MARATHERM,TEMPSTAR | INTERNATIONAL COMFORT PRODUCTS | PGS436090K**0C* |  | Natural Gas, Propane Gas | Downflow, Horizontal | Weatherized | 90 | 72 | 79.3 | 78.2 |  | 92 |  | Yes
2003611 | Discontinued | AIRQUEST,ARCOAIRE,COMFORTMAKER,DAY & NIGHT,HEIL,ICP COMMERCIAL,KEEPRITE,KENMORE,MARATHERM,TEMPSTAR | INTERNATIONAL COMFORT PRODUCTS | PGS448090K**0C* |  | Natural Gas, Propane Gas | Downflow, Horizontal | Weatherized | 90 | 73 | 80.4 | 78.1 |  | 77 |  | Yes
2003612 | Discontinued | AIRQUEST,ARCOAIRE,COMFORTMAKER,DAY & NIGHT,HEIL,ICP COMMERCIAL,KEEPRITE,KENMORE,MARATHERM,TEMPSTAR | INTERNATIONAL COMFORT PRODUCTS | PGS430060K**0C* |  | Natural Gas, Propane Gas | Downflow, Horizontal | Weatherized | 60 | 48 | 80 | 58.4 |  | 115 |  | Yes
2003613 | Discontinued | AIRQUEST,ARCOAIRE,COMFORTMAKER,DAY & NIGHT,HEIL,ICP COMMERCIAL,KEEPRITE,KENMORE,MARATHERM,TEMPSTAR | INTERNATIONAL COMFORT PRODUCTS | PGS442060K**0C* |  | Natural Gas, Propane Gas | Downflow, Horizontal | Weatherized | 60 | 47 | 78.5 | 60 |  | 113 |  | Yes
2003614 | Discontinued | AIRQUEST,ARCOAIRE,COMFORTMAKER,DAY & NIGHT,HEIL,ICP COMMERCIAL,KEEPRITE,KENMORE,MARATHERM,TEMPSTAR | INTERNATIONAL COMFORT PRODUCTS | PDD348130K**0C* |  | Natural Gas, Propane Gas | Downflow, Horizontal | Weatherized | 130 | 103 | 78.9 | 117 |  | 94 |  | Yes
2003615 | Discontinued | AIRQUEST,ARCOAIRE,COMFORTMAKER,DAY & NIGHT,HEIL,ICP COMMERCIAL,KEEPRITE,KENMORE,MARATHERM,TEMPSTAR | INTERNATIONAL COMFORT PRODUCTS | PDD348115K**0C* |  | Natural Gas, Propane Gas | Downflow, Horizontal | Weatherized | 115 | 93 | 80.3 | 95.4 |  | 123 |  | Yes
2003616 | Discontinued | AIRQUEST,ARCOAIRE,COMFORTMAKER,DAY & NIGHT,HEIL,ICP COMMERCIAL,KEEPRITE,KENMORE,MARATHERM,TEMPSTAR | INTERNATIONAL COMFORT PRODUCTS | PDD324040K**0C* |  | Natural Gas, Propane Gas | Downflow, Horizontal | Weatherized | 40 | 32 | 80 | 39.5 |  | 80 |  | Yes
2003617 | Discontinued | AIRQUEST,ARCOAIRE,COMFORTMAKER,DAY & NIGHT,HEIL,ICP COMMERCIAL,KEEPRITE,KENMORE,MARATHERM,TEMPSTAR | INTERNATIONAL COMFORT PRODUCTS | PDD360115K**0C* |  | Natural Gas, Propane Gas | Downflow, Horizontal | Weatherized | 115 | 93 | 80.3 | 96.4 |  | 124 |  | Yes
2003618 | Discontinued | AIRQUEST,ARCOAIRE,COMFORTMAKER,DAY & NIGHT,HEIL,ICP COMMERCIAL,KEEPRITE,KENMORE,MARATHERM,TEMPSTAR | INTERNATIONAL COMFORT PRODUCTS | PDD330040K**0C* |  | Natural Gas, Propane Gas | Downflow, Horizontal | Weatherized | 40 | 32 | 80 | 39.5 |  | 83 |  | Yes
2003619 | Discontinued | AIRQUEST,ARCOAIRE,COMFORTMAKER,DAY & NIGHT,HEIL,ICP COMMERCIAL,KEEPRITE,KENMORE,MARATHERM,TEMPSTAR | INTERNATIONAL COMFORT PRODUCTS | PDD342090K**0C* |  | Natural Gas, Propane Gas | Downflow, Horizontal | Weatherized | 90 | 73 | 80.4 | 78.2 |  | 87 |  | Yes
2003620 | Discontinued | AIRQUEST,ARCOAIRE,COMFORTMAKER,DAY & NIGHT,HEIL,ICP COMMERCIAL,KEEPRITE,KENMORE,MARATHERM,TEMPSTAR | INTERNATIONAL COMFORT PRODUCTS | PDD348090K**0C* |  | Natural Gas, Propane Gas | Downflow, Horizontal | Weatherized | 90 | 73 | 80.4 | 78.1 |  | 77 |  | Yes
2003621 | Discontinued | AIRQUEST,ARCOAIRE,COMFORTMAKER,DAY & NIGHT,HEIL,ICP COMMERCIAL,KEEPRITE,KENMORE,MARATHERM,TEMPSTAR | INTERNATIONAL COMFORT PRODUCTS | PDD336090K**0C* |  | Natural Gas, Propane Gas | Downflow, Horizontal | Weatherized | 90 | 72 | 79.3 | 78.2 |  | 92 |  | Yes
2003622 | Discontinued | AIRQUEST,ARCOAIRE,COMFORTMAKER,DAY & NIGHT,HEIL,ICP COMMERCIAL,KEEPRITE,KENMORE,MARATHERM,TEMPSTAR | INTERNATIONAL COMFORT PRODUCTS | PDD360130K**0C* |  | Natural Gas, Propane Gas | Downflow, Horizontal | Weatherized | 130 | 103 | 78.9 | 117.5 |  | 87 |  | Yes
2003623 | Discontinued | AIRQUEST,ARCOAIRE,COMFORTMAKER,DAY & NIGHT,HEIL,ICP COMMERCIAL,KEEPRITE,KENMORE,MARATHERM,TEMPSTAR | INTERNATIONAL COMFORT PRODUCTS | PDD336060K**0C* |  | Natural Gas, Propane Gas | Downflow, Horizontal | Weatherized | 60 | 48 | 80 | 58.2 |  | 115 |  | Yes
2003624 | Discontinued | AIRQUEST,ARCOAIRE,COMFORTMAKER,DAY & NIGHT,HEIL,ICP COMMERCIAL,KEEPRITE,KENMORE,MARATHERM,TEMPSTAR | INTERNATIONAL COMFORT PRODUCTS | PDD342060K**0C* |  | Natural Gas, Propane Gas | Downflow, Horizontal | Weatherized | 60 | 47 | 78.5 | 60 |  | 113 |  | Yes
2003625 | Discontinued | AIRQUEST,ARCOAIRE,COMFORTMAKER,DAY & NIGHT,HEIL,ICP COMMERCIAL,KEEPRITE,KENMORE,MARATHERM,TEMPSTAR | INTERNATIONAL COMFORT PRODUCTS | PDD324060K**0C* |  | Natural Gas, Propane Gas | Downflow, Horizontal | Weatherized | 60 | 48 | 80 | 58.4 |  | 114 |  | Yes
2003626 | Discontinued | AIRQUEST,ARCOAIRE,COMFORTMAKER,DAY & NIGHT,HEIL,ICP COMMERCIAL,KEEPRITE,KENMORE,MARATHERM,TEMPSTAR | INTERNATIONAL COMFORT PRODUCTS | PDD330060K**0C* |  | Natural Gas, Propane Gas | Downflow, Horizontal | Weatherized | 60 | 48 | 80 | 58.4 |  | 115 |  | Yes
2003627 | Discontinued | AIRQUEST,ARCOAIRE,COMFORTMAKER,DAY & NIGHT,HEIL,ICP COMMERCIAL,KEEPRITE,KENMORE,MARATHERM,TEMPSTAR | INTERNATIONAL COMFORT PRODUCTS | PDD360090K**0C* |  | Natural Gas, Propane Gas | Downflow, Horizontal | Weatherized | 90 | 73 | 80.4 | 78.1 |  | 87 |  | Yes
2003628 | Discontinued | AIRQUEST,ARCOAIRE,COMFORTMAKER,DAY & NIGHT,HEIL,ICP COMMERCIAL,KEEPRITE,KENMORE,MARATHERM,TEMPSTAR | INTERNATIONAL COMFORT PRODUCTS | PDS360115K**0C* |  | Natural Gas, Propane Gas | Downflow, Horizontal | Weatherized | 115 | 93 | 80.3 | 96.4 |  | 124 |  | Yes
2003629 | Discontinued | AIRQUEST,ARCOAIRE,COMFORTMAKER,DAY & NIGHT,HEIL,ICP COMMERCIAL,KEEPRITE,KENMORE,MARATHERM,TEMPSTAR | INTERNATIONAL COMFORT PRODUCTS | PDS360130K**0C* |  | Natural Gas, Propane Gas | Downflow, Horizontal | Weatherized | 130 | 103 | 78.9 | 117.5 |  | 87 |  | Yes
2003630 | Discontinued | AIRQUEST,ARCOAIRE,COMFORTMAKER,DAY & NIGHT,HEIL,ICP COMMERCIAL,KEEPRITE,KENMORE,MARATHERM,TEMPSTAR | INTERNATIONAL COMFORT PRODUCTS | PDS330040K**0C* |  | Natural Gas, Propane Gas | Downflow, Horizontal | Weatherized | 40 | 32 | 80 | 39.5 |  | 83 |  | Yes
2003631 | Discontinued | AIRQUEST,ARCOAIRE,COMFORTMAKER,DAY & NIGHT,HEIL,ICP COMMERCIAL,KEEPRITE,KENMORE,MARATHERM,TEMPSTAR | INTERNATIONAL COMFORT PRODUCTS | PDS348130K**0C* |  | Natural Gas, Propane Gas | Downflow, Horizontal | Weatherized | 130 | 103 | 78.9 | 117 |  | 94 |  | Yes
2003632 | Discontinued | AIRQUEST,ARCOAIRE,COMFORTMAKER,DAY & NIGHT,HEIL,ICP COMMERCIAL,KEEPRITE,KENMORE,MARATHERM,TEMPSTAR | INTERNATIONAL COMFORT PRODUCTS | PDS336090K**0C* |  | Natural Gas, Propane Gas | Downflow, Horizontal | Weatherized | 90 | 72 | 79.3 | 78.2 |  | 92 |  | Yes
2003633 | Discontinued | AIRQUEST,ARCOAIRE,COMFORTMAKER,DAY & NIGHT,HEIL,ICP COMMERCIAL,KEEPRITE,KENMORE,MARATHERM,TEMPSTAR | INTERNATIONAL COMFORT PRODUCTS | PDS324040K**0C* |  | Natural Gas, Propane Gas | Downflow, Horizontal | Weatherized | 40 | 32 | 80 | 39.5 |  | 80 |  | Yes
2003634 | Discontinued | AIRQUEST,ARCOAIRE,COMFORTMAKER,DAY & NIGHT,HEIL,ICP COMMERCIAL,KEEPRITE,KENMORE,MARATHERM,TEMPSTAR | INTERNATIONAL COMFORT PRODUCTS | PDS324060K**0C* |  | Natural Gas, Propane Gas | Downflow, Horizontal | Weatherized | 60 | 48 | 80 | 58.4 |  | 114 |  | Yes
2003635 | Discontinued | AIRQUEST,ARCOAIRE,COMFORTMAKER,DAY & NIGHT,HEIL,ICP COMMERCIAL,KEEPRITE,KENMORE,MARATHERM,TEMPSTAR | INTERNATIONAL COMFORT PRODUCTS | PDS342060K**0C* |  | Natural Gas, Propane Gas | Downflow, Horizontal | Weatherized | 60 | 47 | 78.5 | 60 |  | 113 |  | Yes
2003636 | Discontinued | AIRQUEST,ARCOAIRE,COMFORTMAKER,DAY & NIGHT,HEIL,ICP COMMERCIAL,KEEPRITE,KENMORE,MARATHERM,TEMPSTAR | INTERNATIONAL COMFORT PRODUCTS | PDS348115K**0C* |  | Natural Gas, Propane Gas | Downflow, Horizontal | Weatherized | 115 | 93 | 80.3 | 95.4 |  | 123 |  | Yes
2003637 | Discontinued | AIRQUEST,ARCOAIRE,COMFORTMAKER,DAY & NIGHT,HEIL,ICP COMMERCIAL,KEEPRITE,KENMORE,MARATHERM,TEMPSTAR | INTERNATIONAL COMFORT PRODUCTS | PDS360090K**0C* |  | Natural Gas, Propane Gas | Downflow, Horizontal | Weatherized | 90 | 73 | 80.4 | 78.1 |  | 87 |  | Yes
2003638 | Discontinued | AIRQUEST,ARCOAIRE,COMFORTMAKER,DAY & NIGHT,HEIL,ICP COMMERCIAL,KEEPRITE,KENMORE,MARATHERM,TEMPSTAR | INTERNATIONAL COMFORT PRODUCTS | PDS348090K**0C* |  | Natural Gas, Propane Gas | Downflow, Horizontal | Weatherized | 90 | 73 | 80.4 | 78.1 |  | 77 |  | Yes
2003639 | Discontinued | AIRQUEST,ARCOAIRE,COMFORTMAKER,DAY & NIGHT,HEIL,ICP COMMERCIAL,KEEPRITE,KENMORE,MARATHERM,TEMPSTAR | INTERNATIONAL COMFORT PRODUCTS | PDS330060K**0C* |  | Natural Gas, Propane Gas | Downflow, Horizontal | Weatherized | 60 | 48 | 80 | 58.4 |  | 115 |  | Yes
2003640 | Discontinued | AIRQUEST,ARCOAIRE,COMFORTMAKER,DAY & NIGHT,HEIL,ICP COMMERCIAL,KEEPRITE,KENMORE,MARATHERM,TEMPSTAR | INTERNATIONAL COMFORT PRODUCTS | PDS336060K**0C* |  | Natural Gas, Propane Gas | Downflow, Horizontal | Weatherized | 60 | 48 | 80 | 58.2 |  | 115 |  | Yes
2003641 | Discontinued | AIRQUEST,ARCOAIRE,COMFORTMAKER,DAY & NIGHT,HEIL,ICP COMMERCIAL,KEEPRITE,KENMORE,MARATHERM,TEMPSTAR | INTERNATIONAL COMFORT PRODUCTS | PDS342090K**0C* |  | Natural Gas, Propane Gas | Downflow, Horizontal | Weatherized | 90 | 73 | 80.4 | 78.2 |  | 87 |  | Yes
2003642 | Discontinued | AIRQUEST,ARCOAIRE,COMFORTMAKER,DAY & NIGHT,HEIL,ICP COMMERCIAL,KEEPRITE,KENMORE,MARATHERM,TEMPSTAR | INTERNATIONAL COMFORT PRODUCTS | PGD348115K**0C* |  | Natural Gas, Propane Gas | Downflow, Horizontal | Weatherized | 115 | 93 | 80.3 | 95.4 |  | 123 |  | Yes
2003643 | Discontinued | AIRQUEST,ARCOAIRE,COMFORTMAKER,DAY & NIGHT,HEIL,ICP COMMERCIAL,KEEPRITE,KENMORE,MARATHERM,TEMPSTAR | INTERNATIONAL COMFORT PRODUCTS | PGD360130K**0C* |  | Natural Gas, Propane Gas | Downflow, Horizontal | Weatherized | 130 | 103 | 78.9 | 117.5 |  | 87 |  | Yes
2003644 | Discontinued | AIRQUEST,ARCOAIRE,COMFORTMAKER,DAY & NIGHT,HEIL,ICP COMMERCIAL,KEEPRITE,KENMORE,MARATHERM,TEMPSTAR | INTERNATIONAL COMFORT PRODUCTS | PGD342090K**0C* |  | Natural Gas, Propane Gas | Downflow, Horizontal | Weatherized | 90 | 73 | 80.4 | 78.2 |  | 87 |  | Yes
2003645 | Discontinued | AIRQUEST,ARCOAIRE,COMFORTMAKER,DAY & NIGHT,HEIL,ICP COMMERCIAL,KEEPRITE,KENMORE,MARATHERM,TEMPSTAR | INTERNATIONAL COMFORT PRODUCTS | PGD348130K**0C* |  | Natural Gas, Propane Gas | Downflow, Horizontal | Weatherized | 130 | 103 | 78.9 | 117 |  | 94 |  | Yes
2003646 | Discontinued | AIRQUEST,ARCOAIRE,COMFORTMAKER,DAY & NIGHT,HEIL,ICP COMMERCIAL,KEEPRITE,KENMORE,MARATHERM,TEMPSTAR | INTERNATIONAL COMFORT PRODUCTS | PGD324040K**0C* |  | Natural Gas, Propane Gas | Downflow, Horizontal | Weatherized | 40 | 32 | 80 | 39.5 |  | 80 |  | Yes
2003647 | Discontinued | AIRQUEST,ARCOAIRE,COMFORTMAKER,DAY & NIGHT,HEIL,ICP COMMERCIAL,KEEPRITE,KENMORE,MARATHERM,TEMPSTAR | INTERNATIONAL COMFORT PRODUCTS | PGD324060K**0C* |  | Natural Gas, Propane Gas | Downflow, Horizontal | Weatherized | 60 | 48 | 80 | 58.4 |  | 114 |  | Yes
2003648 | Discontinued | AIRQUEST,ARCOAIRE,COMFORTMAKER,DAY & NIGHT,HEIL,ICP COMMERCIAL,KEEPRITE,KENMORE,MARATHERM,TEMPSTAR | INTERNATIONAL COMFORT PRODUCTS | PGD336090K**0C* |  | Natural Gas, Propane Gas | Downflow, Horizontal | Weatherized | 90 | 72 | 79.3 | 78.2 |  | 92 |  | Yes
2003649 | Discontinued | AIRQUEST,ARCOAIRE,COMFORTMAKER,DAY & NIGHT,HEIL,ICP COMMERCIAL,KEEPRITE,KENMORE,MARATHERM,TEMPSTAR | INTERNATIONAL COMFORT PRODUCTS | PGD330060K**0C* |  | Natural Gas, Propane Gas | Downflow, Horizontal | Weatherized | 60 | 48 | 80 | 58.4 |  | 115 |  | Yes
2003650 | Discontinued | AIRQUEST,ARCOAIRE,COMFORTMAKER,DAY & NIGHT,HEIL,ICP COMMERCIAL,KEEPRITE,KENMORE,MARATHERM,TEMPSTAR | INTERNATIONAL COMFORT PRODUCTS | PGD336060K**0C* |  | Natural Gas, Propane Gas | Downflow, Horizontal | Weatherized | 60 | 48 | 80 | 58.2 |  | 115 |  | Yes
2003651 | Discontinued | AIRQUEST,ARCOAIRE,COMFORTMAKER,DAY & NIGHT,HEIL,ICP COMMERCIAL,KEEPRITE,KENMORE,MARATHERM,TEMPSTAR | INTERNATIONAL COMFORT PRODUCTS | PGD360090K**0C* |  | Natural Gas, Propane Gas | Downflow, Horizontal | Weatherized | 90 | 73 | 80.4 | 78.1 |  | 87 |  | Yes
2003652 | Discontinued | AIRQUEST,ARCOAIRE,COMFORTMAKER,DAY & NIGHT,HEIL,ICP COMMERCIAL,KEEPRITE,KENMORE,MARATHERM,TEMPSTAR | INTERNATIONAL COMFORT PRODUCTS | PGD348090K**0C* |  | Natural Gas, Propane Gas | Downflow, Horizontal | Weatherized | 90 | 73 | 80.4 | 78.1 |  | 77 |  | Yes
2003653 | Discontinued | AIRQUEST,ARCOAIRE,COMFORTMAKER,DAY & NIGHT,HEIL,ICP COMMERCIAL,KEEPRITE,KENMORE,MARATHERM,TEMPSTAR | INTERNATIONAL COMFORT PRODUCTS | PGD342060K**0C* |  | Natural Gas, Propane Gas | Downflow, Horizontal | Weatherized | 60 | 47 | 78.5 | 60 |  | 113 |  | Yes
2003654 | Discontinued | AIRQUEST,ARCOAIRE,COMFORTMAKER,DAY & NIGHT,HEIL,ICP COMMERCIAL,KEEPRITE,KENMORE,MARATHERM,TEMPSTAR | INTERNATIONAL COMFORT PRODUCTS | PGD330040K**0C* |  | Natural Gas, Propane Gas | Downflow, Horizontal | Weatherized | 40 | 32 | 80 | 39.5 |  | 83 |  | Yes
2003655 | Discontinued | AIRQUEST,ARCOAIRE,COMFORTMAKER,DAY & NIGHT,HEIL,ICP COMMERCIAL,KEEPRITE,KENMORE,MARATHERM,TEMPSTAR | INTERNATIONAL COMFORT PRODUCTS | PGD360115K**0C* |  | Natural Gas, Propane Gas | Downflow, Horizontal | Weatherized | 115 | 93 | 80.3 | 96.4 |  | 124 |  | Yes
2003656 | Discontinued | AIRQUEST,ARCOAIRE,COMFORTMAKER,DAY & NIGHT,HEIL,ICP COMMERCIAL,KEEPRITE,KENMORE,MARATHERM,TEMPSTAR | INTERNATIONAL COMFORT PRODUCTS | PGS360090K**0C* |  | Natural Gas, Propane Gas | Downflow, Horizontal | Weatherized | 90 | 73 | 80.4 | 78.1 |  | 87 |  | Yes
2003657 | Discontinued | AIRQUEST,ARCOAIRE,COMFORTMAKER,DAY & NIGHT,HEIL,ICP COMMERCIAL,KEEPRITE,KENMORE,MARATHERM,TEMPSTAR | INTERNATIONAL COMFORT PRODUCTS | PGS324040K**0C* |  | Natural Gas, Propane Gas | Downflow, Horizontal | Weatherized | 40 | 32 | 80 | 39.5 |  | 80 |  | Yes
2003658 | Discontinued | AIRQUEST,ARCOAIRE,COMFORTMAKER,DAY & NIGHT,HEIL,ICP COMMERCIAL,KEEPRITE,KENMORE,MARATHERM,TEMPSTAR | INTERNATIONAL COMFORT PRODUCTS | PGS336090K**0C* |  | Natural Gas, Propane Gas | Downflow, Horizontal | Weatherized | 90 | 72 | 79.3 | 78.2 |  | 92 |  | Yes
2003659 | Discontinued | AIRQUEST,ARCOAIRE,COMFORTMAKER,DAY & NIGHT,HEIL,ICP COMMERCIAL,KEEPRITE,KENMORE,MARATHERM,TEMPSTAR | INTERNATIONAL COMFORT PRODUCTS | PGS336060K**0C* |  | Natural Gas, Propane Gas | Downflow, Horizontal | Weatherized | 60 | 48 | 80 | 58.2 |  | 115 |  | Yes
2003660 | Discontinued | AIRQUEST,ARCOAIRE,COMFORTMAKER,DAY & NIGHT,HEIL,ICP COMMERCIAL,KEEPRITE,KENMORE,MARATHERM,TEMPSTAR | INTERNATIONAL COMFORT PRODUCTS | PGS348115K**0C* |  | Natural Gas, Propane Gas | Downflow, Horizontal | Weatherized | 115 | 93 | 80.3 | 95.4 |  | 123 |  | Yes
2003661 | Discontinued | AIRQUEST,ARCOAIRE,COMFORTMAKER,DAY & NIGHT,HEIL,ICP COMMERCIAL,KEEPRITE,KENMORE,MARATHERM,TEMPSTAR | INTERNATIONAL COMFORT PRODUCTS | PGS342090K**0C* |  | Natural Gas, Propane Gas | Downflow, Horizontal | Weatherized | 90 | 73 | 80.4 | 78.2 |  | 87 |  | Yes
2003662 | Discontinued | AIRQUEST,ARCOAIRE,COMFORTMAKER,DAY & NIGHT,HEIL,ICP COMMERCIAL,KEEPRITE,KENMORE,MARATHERM,TEMPSTAR | INTERNATIONAL COMFORT PRODUCTS | PGS348130K**0C* |  | Natural Gas, Propane Gas | Downflow, Horizontal | Weatherized | 130 | 103 | 78.9 | 117 |  | 94 |  | Yes
2003663 | Discontinued | AIRQUEST,ARCOAIRE,COMFORTMAKER,DAY & NIGHT,HEIL,ICP COMMERCIAL,KEEPRITE,KENMORE,MARATHERM,TEMPSTAR | INTERNATIONAL COMFORT PRODUCTS | PGS360130K**0C* |  | Natural Gas, Propane Gas | Downflow, Horizontal | Weatherized | 130 | 103 | 78.9 | 117.5 |  | 87 |  | Yes
2003664 | Discontinued | AIRQUEST,ARCOAIRE,COMFORTMAKER,DAY & NIGHT,HEIL,ICP COMMERCIAL,KEEPRITE,KENMORE,MARATHERM,TEMPSTAR | INTERNATIONAL COMFORT PRODUCTS | PGS324060K**0C* |  | Natural Gas, Propane Gas | Downflow, Horizontal | Weatherized | 60 | 48 | 80 | 58.4 |  | 114 |  | Yes
2003665 | Discontinued | AIRQUEST,ARCOAIRE,COMFORTMAKER,DAY & NIGHT,HEIL,ICP COMMERCIAL,KEEPRITE,KENMORE,MARATHERM,TEMPSTAR | INTERNATIONAL COMFORT PRODUCTS | PGS342060K**0C* |  | Natural Gas, Propane Gas | Downflow, Horizontal | Weatherized | 60 | 47 | 78.5 | 60 |  | 113 |  | Yes
2003666 | Discontinued | AIRQUEST,ARCOAIRE,COMFORTMAKER,DAY & NIGHT,HEIL,ICP COMMERCIAL,KEEPRITE,KENMORE,MARATHERM,TEMPSTAR | INTERNATIONAL COMFORT PRODUCTS | PGS348090K**0C* |  | Natural Gas, Propane Gas | Downflow, Horizontal | Weatherized | 90 | 73 | 80.4 | 78.1 |  | 77 |  | Yes
2003667 | Discontinued | AIRQUEST,ARCOAIRE,COMFORTMAKER,DAY & NIGHT,HEIL,ICP COMMERCIAL,KEEPRITE,KENMORE,MARATHERM,TEMPSTAR | INTERNATIONAL COMFORT PRODUCTS | PGS330060K**0C* |  | Natural Gas, Propane Gas | Downflow, Horizontal | Weatherized | 60 | 48 | 80 | 58.4 |  | 115 |  | Yes
2003668 | Discontinued | AIRQUEST,ARCOAIRE,COMFORTMAKER,DAY & NIGHT,HEIL,ICP COMMERCIAL,KEEPRITE,KENMORE,MARATHERM,TEMPSTAR | INTERNATIONAL COMFORT PRODUCTS | PGS330040K**0C* |  | Natural Gas, Propane Gas | Downflow, Horizontal | Weatherized | 40 | 32 | 80 | 39.5 |  | 83 |  | Yes
2003669 | Discontinued | AIRQUEST,ARCOAIRE,COMFORTMAKER,DAY & NIGHT,HEIL,ICP COMMERCIAL,KEEPRITE,KENMORE,MARATHERM,TEMPSTAR | INTERNATIONAL COMFORT PRODUCTS | PGS360115K**0C* |  | Natural Gas, Propane Gas | Downflow, Horizontal | Weatherized | 115 | 93 | 80.3 | 96.4 |  | 124 |  | Yes
2003670 | Discontinued | ECOTEMP,GRANDAIRE,VAIRE | INTERNATIONAL COMFORT PRODUCTS | WPG3244040RKC* |  | Natural Gas, Propane Gas | Downflow, Horizontal | Weatherized | 40 | 32 | 80 | 39.5 |  | 80 |  | Yes
2003671 | Discontinued | ECOTEMP,GRANDAIRE,VAIRE | INTERNATIONAL COMFORT PRODUCTS | WPG3244060RKC* |  | Natural Gas, Propane Gas | Downflow, Horizontal | Weatherized | 60 | 48 | 80 | 58.4 |  | 114 |  | Yes
2003672 | Discontinued | ECOTEMP,GRANDAIRE,VAIRE | INTERNATIONAL COMFORT PRODUCTS | WPG3604115RKC* |  | Natural Gas, Propane Gas | Downflow, Horizontal | Weatherized | 115 | 93 | 80.3 | 96.4 |  | 124 |  | Yes
2003673 | Discontinued | ECOTEMP,GRANDAIRE,VAIRE | INTERNATIONAL COMFORT PRODUCTS | WPG3484130RKC* |  | Natural Gas, Propane Gas | Downflow, Horizontal | Weatherized | 130 | 103 | 78.9 | 117 |  | 94 |  | Yes
2003674 | Discontinued | ECOTEMP,GRANDAIRE,VAIRE | INTERNATIONAL COMFORT PRODUCTS | WPG3604130RKC* |  | Natural Gas, Propane Gas | Downflow, Horizontal | Weatherized | 130 | 103 | 78.9 | 117.5 |  | 87 |  | Yes
2003675 | Discontinued | ECOTEMP,GRANDAIRE,VAIRE | INTERNATIONAL COMFORT PRODUCTS | WPG3484090RKC* |  | Natural Gas, Propane Gas | Downflow, Horizontal | Weatherized | 90 | 73 | 80.4 | 78.1 |  | 77 |  | Yes
2003676 | Discontinued | ECOTEMP,GRANDAIRE,VAIRE | INTERNATIONAL COMFORT PRODUCTS | WPG3604090RKC* |  | Natural Gas, Propane Gas | Downflow, Horizontal | Weatherized | 90 | 73 | 80.4 | 78.1 |  | 87 |  | Yes
2003677 | Discontinued | ECOTEMP,GRANDAIRE,VAIRE | INTERNATIONAL COMFORT PRODUCTS | WPG3304060RKC* |  | Natural Gas, Propane Gas | Downflow, Horizontal | Weatherized | 60 | 48 | 80 | 58.4 |  | 115 |  | Yes
2003678 | Discontinued | ECOTEMP,GRANDAIRE,VAIRE | INTERNATIONAL COMFORT PRODUCTS | WPG3364060RKC* |  | Natural Gas, Propane Gas | Downflow, Horizontal | Weatherized | 60 | 48 | 80 | 58.2 |  | 115 |  | Yes
2003679 | Discontinued | ECOTEMP,GRANDAIRE,VAIRE | INTERNATIONAL COMFORT PRODUCTS | WPG3424090RKC* |  | Natural Gas, Propane Gas | Downflow, Horizontal | Weatherized | 90 | 73 | 80.4 | 78.2 |  | 87 |  | Yes
2003680 | Discontinued | ECOTEMP,GRANDAIRE,VAIRE | INTERNATIONAL COMFORT PRODUCTS | WPG3424060RKC* |  | Natural Gas, Propane Gas | Downflow, Horizontal | Weatherized | 60 | 47 | 78.5 | 60 |  | 113 |  | Yes
2003681 | Discontinued | ECOTEMP,GRANDAIRE,VAIRE | INTERNATIONAL COMFORT PRODUCTS | WPG3484115RKC* |  | Natural Gas, Propane Gas | Downflow, Horizontal | Weatherized | 115 | 93 | 80.3 | 95.4 |  | 123 |  | Yes
2003682 | Discontinued | ECOTEMP,GRANDAIRE,VAIRE | INTERNATIONAL COMFORT PRODUCTS | WPG3304040RKC* |  | Natural Gas, Propane Gas | Downflow, Horizontal | Weatherized | 40 | 32 | 80 | 39.5 |  | 83 |  | Yes
2003683 | Discontinued | ECOTEMP,GRANDAIRE,VAIRE | INTERNATIONAL COMFORT PRODUCTS | WPG3364090RKC* |  | Natural Gas, Propane Gas | Downflow, Horizontal | Weatherized | 90 | 72 | 79.3 | 78.2 |  | 92 |  | Yes
2003694 | Discontinued | HEIL, AIRQUEST,ARCOAIRE,COMFORTMAKER,DAY & NIGHT,ICP COMMERCIAL,KEEPRITE,KENMORE,MARATHERM,TEMPSTAR | INTERNATIONAL COMFORT PRODUCTS | PGD536090K**0C* |  | Natural Gas, Propane Gas | Downflow, Horizontal | Weatherized | 90 | 73 | 80.4 | 78.2 |  | 87 |  | Yes
2003695 | Discontinued | HEIL, AIRQUEST,ARCOAIRE,COMFORTMAKER,DAY & NIGHT,ICP COMMERCIAL,KEEPRITE,KENMORE,MARATHERM,TEMPSTAR | INTERNATIONAL COMFORT PRODUCTS | PGD524060K**0C* |  | Natural Gas, Propane Gas | Downflow, Horizontal | Weatherized | 60 | 48 | 80 | 58.4 |  | 114 |  | Yes
2003696 | Discontinued | HEIL, AIRQUEST,ARCOAIRE,COMFORTMAKER,DAY & NIGHT,ICP COMMERCIAL,KEEPRITE,KENMORE,MARATHERM,TEMPSTAR | INTERNATIONAL COMFORT PRODUCTS | PGD560115K**0C* |  | Natural Gas, Propane Gas | Downflow, Horizontal | Weatherized | 115 | 93 | 80.3 | 96.2 |  | 124 |  | Yes
2003697 | Discontinued | HEIL, AIRQUEST,ARCOAIRE,COMFORTMAKER,DAY & NIGHT,ICP COMMERCIAL,KEEPRITE,KENMORE,MARATHERM,TEMPSTAR | INTERNATIONAL COMFORT PRODUCTS | PGD560090K**0C* |  | Natural Gas, Propane Gas | Downflow, Horizontal | Weatherized | 90 | 73 | 80.4 | 78.2 |  | 87 |  | Yes
2003698 | Discontinued | HEIL, AIRQUEST,ARCOAIRE,COMFORTMAKER,DAY & NIGHT,ICP COMMERCIAL,KEEPRITE,KENMORE,MARATHERM,TEMPSTAR | INTERNATIONAL COMFORT PRODUCTS | PGD548090K**0C* |  | Natural Gas, Propane Gas | Downflow, Horizontal | Weatherized | 90 | 73 | 80.4 | 78.1 |  | 77 |  | Yes
2003699 | Discontinued | HEIL, AIRQUEST,ARCOAIRE,COMFORTMAKER,DAY & NIGHT,ICP COMMERCIAL,KEEPRITE,KENMORE,MARATHERM,TEMPSTAR | INTERNATIONAL COMFORT PRODUCTS | PGD560130K**0C* |  | Natural Gas, Propane Gas | Downflow, Horizontal | Weatherized | 130 | 103 | 78.9 | 117.4 |  | 87 |  | Yes
2003700 | Discontinued | HEIL, AIRQUEST,ARCOAIRE,COMFORTMAKER,DAY & NIGHT,ICP COMMERCIAL,KEEPRITE,KENMORE,MARATHERM,TEMPSTAR | INTERNATIONAL COMFORT PRODUCTS | PGD524040K**0C* |  | Natural Gas, Propane Gas | Downflow, Horizontal | Weatherized | 40 | 32 | 80 | 39.5 |  | 80 |  | Yes
2003701 | Discontinued | HEIL, AIRQUEST,ARCOAIRE,COMFORTMAKER,DAY & NIGHT,ICP COMMERCIAL,KEEPRITE,KENMORE,MARATHERM,TEMPSTAR | INTERNATIONAL COMFORT PRODUCTS | PGD548130K**0C* |  | Natural Gas, Propane Gas | Downflow, Horizontal | Weatherized | 130 | 103 | 78.9 | 117.5 |  | 94 |  | Yes
2003702 | Discontinued | HEIL, AIRQUEST,ARCOAIRE,COMFORTMAKER,DAY & NIGHT,ICP COMMERCIAL,KEEPRITE,KENMORE,MARATHERM,TEMPSTAR | INTERNATIONAL COMFORT PRODUCTS | PGD536060K**0C* |  | Natural Gas, Propane Gas | Downflow, Horizontal | Weatherized | 60 | 47 | 78.5 | 60 |  | 113 |  | Yes
2003703 | Discontinued | AIRQUEST,ARCOAIRE,COMFORTMAKER,DAY & NIGHT,ICP COMMERCIAL,KEEPRITE,KENMORE,MARATHERM,TEMPSTAR | INTERNATIONAL COMFORT PRODUCTS | PGD548115K**0C* |  | Natural Gas, Propane Gas | Downflow, Horizontal | Weatherized | 115 | 93 | 80.3 | 96.4 |  | 123 |  | Yes
2003704 | Discontinued | AIRQUEST,ARCOAIRE,COMFORTMAKER,DAY & NIGHT,HEIL,ICP COMMERCIAL,KEEPRITE,KENMORE,MARATHERM,TEMPSTAR | INTERNATIONAL COMFORT PRODUCTS | PGS536090K**0C* |  | Natural Gas, Propane Gas | Downflow, Horizontal | Weatherized | 90 | 73 | 80.4 | 78.2 |  | 87 |  | Yes
2003705 | Discontinued | AIRQUEST,ARCOAIRE,COMFORTMAKER,DAY & NIGHT,HEIL,ICP COMMERCIAL,KEEPRITE,KENMORE,MARATHERM,TEMPSTAR | INTERNATIONAL COMFORT PRODUCTS | PGS548090K**0C* |  | Natural Gas, Propane Gas | Downflow, Horizontal | Weatherized | 90 | 73 | 80.4 | 78.1 |  | 77 |  | Yes
2003707 | Discontinued | AIRQUEST,ARCOAIRE,COMFORTMAKER,DAY & NIGHT,HEIL,ICP COMMERCIAL,KEEPRITE,KENMORE,MARATHERM,TEMPSTAR | INTERNATIONAL COMFORT PRODUCTS | PGS548115K**0C* |  | Natural Gas, Propane Gas | Downflow, Horizontal | Weatherized | 115 | 93 | 80.3 | 96.4 |  | 123 |  | Yes
2003708 | Discontinued | AIRQUEST,ARCOAIRE,COMFORTMAKER,DAY & NIGHT,HEIL,ICP COMMERCIAL,KEEPRITE,KENMORE,MARATHERM,TEMPSTAR | INTERNATIONAL COMFORT PRODUCTS | PGS524060K**0C* |  | Natural Gas, Propane Gas | Downflow, Horizontal | Weatherized | 60 | 48 | 80 | 58.4 |  | 114 |  | Yes
2003709 | Discontinued | AIRQUEST,ARCOAIRE,COMFORTMAKER,DAY & NIGHT,HEIL,ICP COMMERCIAL,KEEPRITE,KENMORE,MARATHERM,TEMPSTAR | INTERNATIONAL COMFORT PRODUCTS | PGS560090K**0C* |  | Natural Gas, Propane Gas | Downflow, Horizontal | Weatherized | 90 | 73 | 80.4 | 78.2 |  | 87 |  | Yes
2003710 | Discontinued | AIRQUEST,ARCOAIRE,COMFORTMAKER,DAY & NIGHT,HEIL,ICP COMMERCIAL,KEEPRITE,KENMORE,MARATHERM,TEMPSTAR | INTERNATIONAL COMFORT PRODUCTS | PGS560115K**0C* |  | Natural Gas, Propane Gas | Downflow, Horizontal | Weatherized | 115 | 93 | 80.3 | 96.2 |  | 124 |  | Yes
2003711 | Discontinued | AIRQUEST,ARCOAIRE,COMFORTMAKER,DAY & NIGHT,HEIL,ICP COMMERCIAL,KEEPRITE,KENMORE,MARATHERM,TEMPSTAR | INTERNATIONAL COMFORT PRODUCTS | PGS548130K**0C* |  | Natural Gas, Propane Gas | Downflow, Horizontal | Weatherized | 130 | 103 | 78.9 | 117.5 |  | 94 |  | Yes
2003712 | Discontinued | AIRQUEST,ARCOAIRE,COMFORTMAKER,DAY & NIGHT,HEIL,ICP COMMERCIAL,KEEPRITE,KENMORE,MARATHERM,TEMPSTAR | INTERNATIONAL COMFORT PRODUCTS | PGS536060K**0C* |  | Natural Gas, Propane Gas | Downflow, Horizontal | Weatherized | 60 | 47 | 78.5 | 60 |  | 113 |  | Yes
2003713 | Discontinued | AIRQUEST,ARCOAIRE,COMFORTMAKER,DAY & NIGHT,HEIL,ICP COMMERCIAL,KEEPRITE,KENMORE,MARATHERM,TEMPSTAR | INTERNATIONAL COMFORT PRODUCTS | PGS560130K**0C* |  | Natural Gas, Propane Gas | Downflow, Horizontal | Weatherized | 130 | 103 | 78.9 | 117.4 |  | 87 |  | Yes
2003724 | Discontinued | HEIL, AIRQUEST,ARCOAIRE,COMFORTMAKER,DAY & NIGHT,ICP COMMERCIAL,KEEPRITE,KENMORE,MARATHERM,TEMPSTAR | INTERNATIONAL COMFORT PRODUCTS | PGD524060K**1C* |  | Natural Gas, Propane Gas | Downflow, Horizontal | Weatherized | 60 | 48 | 80 | 58.4 |  | 114 |  | Yes
2003725 | Discontinued | HEIL, AIRQUEST,ARCOAIRE,COMFORTMAKER,DAY & NIGHT,ICP COMMERCIAL,KEEPRITE,KENMORE,MARATHERM,TEMPSTAR | INTERNATIONAL COMFORT PRODUCTS | PGD536060K**1C* |  | Natural Gas, Propane Gas | Downflow, Horizontal | Weatherized | 60 | 47 | 78.5 | 60 |  | 113 |  | Yes
2003726 | Discontinued | HEIL, AIRQUEST,ARCOAIRE,COMFORTMAKER,DAY & NIGHT,ICP COMMERCIAL,KEEPRITE,KENMORE,MARATHERM,TEMPSTAR | INTERNATIONAL COMFORT PRODUCTS | PGD548115K**1C* |  | Natural Gas, Propane Gas | Downflow, Horizontal | Weatherized | 115 | 93 | 80.3 | 96.4 |  | 123 |  | Yes
2003727 | Discontinued | HEIL, AIRQUEST,ARCOAIRE,COMFORTMAKER,DAY & NIGHT,ICP COMMERCIAL,KEEPRITE,KENMORE,MARATHERM,TEMPSTAR | INTERNATIONAL COMFORT PRODUCTS | PGD536090K**1C* |  | Natural Gas, Propane Gas | Downflow, Horizontal | Weatherized | 90 | 73 | 80.4 | 78.2 |  | 87 |  | Yes
2003728 | Discontinued | HEIL, AIRQUEST,ARCOAIRE,COMFORTMAKER,DAY & NIGHT,ICP COMMERCIAL,KEEPRITE,KENMORE,MARATHERM,TEMPSTAR | INTERNATIONAL COMFORT PRODUCTS | PGD548130K**1C* |  | Natural Gas, Propane Gas | Downflow, Horizontal | Weatherized | 130 | 103 | 78.9 | 117.5 |  | 94 |  | Yes
2003729 | Discontinued | HEIL, AIRQUEST,ARCOAIRE,COMFORTMAKER,DAY & NIGHT,ICP COMMERCIAL,KEEPRITE,KENMORE,MARATHERM,TEMPSTAR | INTERNATIONAL COMFORT PRODUCTS | PGD560090K**1C* |  | Natural Gas, Propane Gas | Downflow, Horizontal | Weatherized | 90 | 73 | 80.4 | 78.2 |  | 87 |  | Yes
2003730 | Discontinued | HEIL, AIRQUEST,ARCOAIRE,COMFORTMAKER,DAY & NIGHT,ICP COMMERCIAL,KEEPRITE,KENMORE,MARATHERM,TEMPSTAR | INTERNATIONAL COMFORT PRODUCTS | PGD524040K**1C* |  | Natural Gas, Propane Gas | Downflow, Horizontal | Weatherized | 40 | 32 | 80 | 39.5 |  | 80 |  | Yes
2003731 | Discontinued | HEIL, AIRQUEST,ARCOAIRE,COMFORTMAKER,DAY & NIGHT,ICP COMMERCIAL,KEEPRITE,KENMORE,MARATHERM,TEMPSTAR | INTERNATIONAL COMFORT PRODUCTS | PGD560130K**1C* |  | Natural Gas, Propane Gas | Downflow, Horizontal | Weatherized | 130 | 103 | 78.9 | 117.4 |  | 87 |  | Yes
2003732 | Discontinued | HEIL, AIRQUEST,ARCOAIRE,COMFORTMAKER,DAY & NIGHT,ICP COMMERCIAL,KEEPRITE,KENMORE,MARATHERM,TEMPSTAR | INTERNATIONAL COMFORT PRODUCTS | PGD560115K**1C* |  | Natural Gas, Propane Gas | Downflow, Horizontal | Weatherized | 115 | 93 | 80.3 | 96.2 |  | 124 |  | Yes
2003733 | Discontinued | HEIL, AIRQUEST,ARCOAIRE,COMFORTMAKER,DAY & NIGHT,ICP COMMERCIAL,KEEPRITE,KENMORE,MARATHERM,TEMPSTAR | INTERNATIONAL COMFORT PRODUCTS | PGD548090K**1C* |  | Natural Gas, Propane Gas | Downflow, Horizontal | Weatherized | 90 | 73 | 80.4 | 78.1 |  | 77 |  | Yes
2003734 | Discontinued | AIRQUEST,ARCOAIRE,COMFORTMAKER,DAY & NIGHT,HEIL,ICP COMMERCIAL,KEEPRITE,KENMORE,MARATHERM,TEMPSTAR | INTERNATIONAL COMFORT PRODUCTS | PGS536090K**1C* |  | Natural Gas, Propane Gas | Downflow, Horizontal | Weatherized | 90 | 73 | 80.4 | 78.2 |  | 87 |  | Yes
2003735 | Discontinued | AIRQUEST,ARCOAIRE,COMFORTMAKER,DAY & NIGHT,HEIL,ICP COMMERCIAL,KEEPRITE,KENMORE,MARATHERM,TEMPSTAR | INTERNATIONAL COMFORT PRODUCTS | PGS548090K**1C* |  | Natural Gas, Propane Gas | Downflow, Horizontal | Weatherized | 90 | 73 | 80.4 | 78.1 |  | 77 |  | Yes
2003736 | Discontinued | AIRQUEST,ARCOAIRE,COMFORTMAKER,DAY & NIGHT,HEIL,ICP COMMERCIAL,KEEPRITE,KENMORE,MARATHERM,TEMPSTAR | INTERNATIONAL COMFORT PRODUCTS | PGS560130K**1C* |  | Natural Gas, Propane Gas | Downflow, Horizontal | Weatherized | 130 | 103 | 78.9 | 117.4 |  | 87 |  | Yes
2003737 | Discontinued | AIRQUEST,ARCOAIRE,COMFORTMAKER,DAY & NIGHT,HEIL,ICP COMMERCIAL,KEEPRITE,KENMORE,MARATHERM,TEMPSTAR | INTERNATIONAL COMFORT PRODUCTS | PGS536060K**1C* |  | Natural Gas, Propane Gas | Downflow, Horizontal | Weatherized | 60 | 47 | 78.5 | 60 |  | 113 |  | Yes
2003738 | Discontinued | AIRQUEST,ARCOAIRE,COMFORTMAKER,DAY & NIGHT,HEIL,ICP COMMERCIAL,KEEPRITE,KENMORE,MARATHERM,TEMPSTAR | INTERNATIONAL COMFORT PRODUCTS | PGS548115K**1C* |  | Natural Gas, Propane Gas | Downflow, Horizontal | Weatherized | 115 | 93 | 80.3 | 96.4 |  | 123 |  | Yes
2003739 | Discontinued | AIRQUEST,ARCOAIRE,COMFORTMAKER,DAY & NIGHT,HEIL,ICP COMMERCIAL,KEEPRITE,KENMORE,MARATHERM,TEMPSTAR | INTERNATIONAL COMFORT PRODUCTS | PGS560115K**1C* |  | Natural Gas, Propane Gas | Downflow, Horizontal | Weatherized | 115 | 93 | 80.3 | 96.2 |  | 124 |  | Yes
2003740 | Discontinued | AIRQUEST,ARCOAIRE,COMFORTMAKER,DAY & NIGHT,HEIL,ICP COMMERCIAL,KEEPRITE,KENMORE,MARATHERM,TEMPSTAR | INTERNATIONAL COMFORT PRODUCTS | PGS524060K**1C* |  | Natural Gas, Propane Gas | Downflow, Horizontal | Weatherized | 60 | 48 | 80 | 58.4 |  | 114 |  | Yes
2003741 | Discontinued | AIRQUEST,ARCOAIRE,COMFORTMAKER,DAY & NIGHT,HEIL,ICP COMMERCIAL,KEEPRITE,KENMORE,MARATHERM,TEMPSTAR | INTERNATIONAL COMFORT PRODUCTS | PGS524040K**1C* |  | Natural Gas, Propane Gas | Downflow, Horizontal | Weatherized | 40 | 32 | 80 | 39.5 |  | 80 |  | Yes
2003742 | Discontinued | AIRQUEST,ARCOAIRE,COMFORTMAKER,DAY & NIGHT,HEIL,ICP COMMERCIAL,KEEPRITE,KENMORE,MARATHERM,TEMPSTAR | INTERNATIONAL COMFORT PRODUCTS | PGS560090K**1C* |  | Natural Gas, Propane Gas | Downflow, Horizontal | Weatherized | 90 | 73 | 80.4 | 78.2 |  | 87 |  | Yes
2003743 | Discontinued | AIRQUEST,ARCOAIRE,COMFORTMAKER,DAY & NIGHT,HEIL,ICP COMMERCIAL,KEEPRITE,KENMORE,MARATHERM,TEMPSTAR | INTERNATIONAL COMFORT PRODUCTS | PGS548130K**1C* |  | Natural Gas, Propane Gas | Downflow, Horizontal | Weatherized | 130 | 103 | 78.9 | 117.5 |  | 94 |  | Yes
2003744 | Discontinued | AIRQUEST,ARCOAIRE,COMFORTMAKER,DAY & NIGHT,HEIL,ICP COMMERCIAL,KEEPRITE,KENMORE,MARATHERM,TEMPSTAR | INTERNATIONAL COMFORT PRODUCTS | PGD330060K**1C* |  | Natural Gas, Propane Gas | Downflow, Horizontal | Weatherized | 60 | 48 | 80 | 58.4 |  | 115 |  | Yes
2003745 | Discontinued | AIRQUEST,ARCOAIRE,COMFORTMAKER,DAY & NIGHT,HEIL,ICP COMMERCIAL,KEEPRITE,KENMORE,MARATHERM,TEMPSTAR | INTERNATIONAL COMFORT PRODUCTS | PGD330040K**1C* |  | Natural Gas, Propane Gas | Downflow, Horizontal | Weatherized | 40 | 32 | 80 | 39.5 |  | 83 |  | Yes
2003746 | Discontinued | AIRQUEST,ARCOAIRE,COMFORTMAKER,DAY & NIGHT,HEIL,ICP COMMERCIAL,KEEPRITE,KENMORE,MARATHERM,TEMPSTAR | INTERNATIONAL COMFORT PRODUCTS | PGD360115K**1C* |  | Natural Gas, Propane Gas | Downflow, Horizontal | Weatherized | 115 | 93 | 80.3 | 96.4 |  | 124 |  | Yes
2003747 | Discontinued | AIRQUEST,ARCOAIRE,COMFORTMAKER,DAY & NIGHT,HEIL,ICP COMMERCIAL,KEEPRITE,KENMORE,MARATHERM,TEMPSTAR | INTERNATIONAL COMFORT PRODUCTS | PGD360130K**1C* |  | Natural Gas, Propane Gas | Downflow, Horizontal | Weatherized | 130 | 103 | 78.9 | 117.2 |  | 87 |  | Yes
2003748 | Discontinued | AIRQUEST,ARCOAIRE,COMFORTMAKER,DAY & NIGHT,HEIL,ICP COMMERCIAL,KEEPRITE,KENMORE,MARATHERM,TEMPSTAR | INTERNATIONAL COMFORT PRODUCTS | PGD348130K**1C* |  | Natural Gas, Propane Gas | Downflow, Horizontal | Weatherized | 130 | 103 | 78.9 | 117 |  | 94 |  | Yes
2003749 | Discontinued | AIRQUEST,ARCOAIRE,COMFORTMAKER,DAY & NIGHT,HEIL,ICP COMMERCIAL,KEEPRITE,KENMORE,MARATHERM,TEMPSTAR | INTERNATIONAL COMFORT PRODUCTS | PGD336090K**1C* |  | Natural Gas, Propane Gas | Downflow, Horizontal | Weatherized | 90 | 72 | 79.3 | 78.2 |  | 92 |  | Yes
2003750 | Discontinued | AIRQUEST,ARCOAIRE,COMFORTMAKER,DAY & NIGHT,HEIL,ICP COMMERCIAL,KEEPRITE,KENMORE,MARATHERM,TEMPSTAR | INTERNATIONAL COMFORT PRODUCTS | PGD336060K**1C* |  | Natural Gas, Propane Gas | Downflow, Horizontal | Weatherized | 60 | 48 | 80 | 58.2 |  | 115 |  | Yes
2003751 | Discontinued | AIRQUEST,ARCOAIRE,COMFORTMAKER,DAY & NIGHT,HEIL,ICP COMMERCIAL,KEEPRITE,KENMORE,MARATHERM,TEMPSTAR | INTERNATIONAL COMFORT PRODUCTS | PGD324040K**1C* |  | Natural Gas, Propane Gas | Downflow, Horizontal | Weatherized | 40 | 32 | 80 | 39.5 |  | 80 |  | Yes
2003752 | Discontinued | AIRQUEST,ARCOAIRE,COMFORTMAKER,DAY & NIGHT,HEIL,ICP COMMERCIAL,KEEPRITE,KENMORE,MARATHERM,TEMPSTAR | INTERNATIONAL COMFORT PRODUCTS | PGD360090K**1C* |  | Natural Gas, Propane Gas | Downflow, Horizontal | Weatherized | 90 | 73 | 80.4 | 78.1 |  | 87 |  | Yes
2003753 | Discontinued | AIRQUEST,ARCOAIRE,COMFORTMAKER,DAY & NIGHT,HEIL,ICP COMMERCIAL,KEEPRITE,KENMORE,MARATHERM,TEMPSTAR | INTERNATIONAL COMFORT PRODUCTS | PGD342060K**1C* |  | Natural Gas, Propane Gas | Downflow, Horizontal | Weatherized | 60 | 47 | 78.5 | 60 |  | 113 |  | Yes
2003754 | Discontinued | AIRQUEST,ARCOAIRE,COMFORTMAKER,DAY & NIGHT,HEIL,ICP COMMERCIAL,KEEPRITE,KENMORE,MARATHERM,TEMPSTAR | INTERNATIONAL COMFORT PRODUCTS | PGD342090K**1C* |  | Natural Gas, Propane Gas | Downflow, Horizontal | Weatherized | 90 | 73 | 80.4 | 78.2 |  | 87 |  | Yes
2003755 | Discontinued | AIRQUEST,ARCOAIRE,COMFORTMAKER,DAY & NIGHT,HEIL,ICP COMMERCIAL,KEEPRITE,KENMORE,MARATHERM,TEMPSTAR | INTERNATIONAL COMFORT PRODUCTS | PGD348115K**1C* |  | Natural Gas, Propane Gas | Downflow, Horizontal | Weatherized | 115 | 93 | 80.3 | 95.4 |  | 123 |  | Yes
2003756 | Discontinued | AIRQUEST,ARCOAIRE,COMFORTMAKER,DAY & NIGHT,HEIL,ICP COMMERCIAL,KEEPRITE,KENMORE,MARATHERM,TEMPSTAR | INTERNATIONAL COMFORT PRODUCTS | PGD324060K**1C* |  | Natural Gas, Propane Gas | Downflow, Horizontal | Weatherized | 60 | 48 | 80 | 58.4 |  | 114 |  | Yes
2003757 | Discontinued | AIRQUEST,ARCOAIRE,COMFORTMAKER,DAY & NIGHT,HEIL,ICP COMMERCIAL,KEEPRITE,KENMORE,MARATHERM,TEMPSTAR | INTERNATIONAL COMFORT PRODUCTS | PGD348090K**1C* |  | Natural Gas, Propane Gas | Downflow, Horizontal | Weatherized | 90 | 73 | 80.4 | 78.1 |  | 77 |  | Yes
2003758 | Discontinued | AIRQUEST,ARCOAIRE,COMFORTMAKER,DAY & NIGHT,HEIL,ICP COMMERCIAL,KEEPRITE,KENMORE,MARATHERM,TEMPSTAR | INTERNATIONAL COMFORT PRODUCTS | PGS342090K**1C* |  | Natural Gas, Propane Gas | Downflow, Horizontal | Weatherized | 90 | 73 | 80.4 | 78.2 |  | 87 |  | Yes
2003759 | Discontinued | AIRQUEST,ARCOAIRE,COMFORTMAKER,DAY & NIGHT,HEIL,ICP COMMERCIAL,KEEPRITE,KENMORE,MARATHERM,TEMPSTAR | INTERNATIONAL COMFORT PRODUCTS | PGS348090K**1C* |  | Natural Gas, Propane Gas | Downflow, Horizontal | Weatherized | 90 | 73 | 80.4 | 78.1 |  | 77 |  | Yes
2003760 | Discontinued | AIRQUEST,ARCOAIRE,COMFORTMAKER,DAY & NIGHT,HEIL,ICP COMMERCIAL,KEEPRITE,KENMORE,MARATHERM,TEMPSTAR | INTERNATIONAL COMFORT PRODUCTS | PGS360115K**1C* |  | Natural Gas, Propane Gas | Downflow, Horizontal | Weatherized | 115 | 93 | 80.3 | 96.4 |  | 124 |  | Yes
2003761 | Discontinued | AIRQUEST,ARCOAIRE,COMFORTMAKER,DAY & NIGHT,HEIL,ICP COMMERCIAL,KEEPRITE,KENMORE,MARATHERM,TEMPSTAR | INTERNATIONAL COMFORT PRODUCTS | PGS348115K**1C* |  | Natural Gas, Propane Gas | Downflow, Horizontal | Weatherized | 115 | 93 | 80.3 | 95.4 |  | 123 |  | Yes
2003762 | Discontinued | AIRQUEST,ARCOAIRE,COMFORTMAKER,DAY & NIGHT,HEIL,ICP COMMERCIAL,KEEPRITE,KENMORE,MARATHERM,TEMPSTAR | INTERNATIONAL COMFORT PRODUCTS | PGS360130K**1C* |  | Natural Gas, Propane Gas | Downflow, Horizontal | Weatherized | 130 | 103 | 78.9 | 117.2 |  | 87 |  | Yes
2003763 | Discontinued | AIRQUEST,ARCOAIRE,COMFORTMAKER,DAY & NIGHT,HEIL,ICP COMMERCIAL,KEEPRITE,KENMORE,MARATHERM,TEMPSTAR | INTERNATIONAL COMFORT PRODUCTS | PGS336090K**1C* |  | Natural Gas, Propane Gas | Downflow, Horizontal | Weatherized | 90 | 72 | 79.3 | 78.2 |  | 92 |  | Yes
2003764 | Discontinued | AIRQUEST,ARCOAIRE,COMFORTMAKER,DAY & NIGHT,HEIL,ICP COMMERCIAL,KEEPRITE,KENMORE,MARATHERM,TEMPSTAR | INTERNATIONAL COMFORT PRODUCTS | PGS336060K**1C* |  | Natural Gas, Propane Gas | Downflow, Horizontal | Weatherized | 60 | 48 | 80 | 58.2 |  | 115 |  | Yes
2003765 | Discontinued | AIRQUEST,ARCOAIRE,COMFORTMAKER,DAY & NIGHT,HEIL,ICP COMMERCIAL,KEEPRITE,KENMORE,MARATHERM,TEMPSTAR | INTERNATIONAL COMFORT PRODUCTS | PGS342060K**1C* |  | Natural Gas, Propane Gas | Downflow, Horizontal | Weatherized | 60 | 47 | 78.5 | 60 |  | 113 |  | Yes
2003766 | Discontinued | AIRQUEST,ARCOAIRE,COMFORTMAKER,DAY & NIGHT,HEIL,ICP COMMERCIAL,KEEPRITE,KENMORE,MARATHERM,TEMPSTAR | INTERNATIONAL COMFORT PRODUCTS | PGS330040K**1C* |  | Natural Gas, Propane Gas | Downflow, Horizontal | Weatherized | 40 | 32 | 80 | 39.5 |  | 83 |  | Yes
2003767 | Discontinued | AIRQUEST,ARCOAIRE,COMFORTMAKER,DAY & NIGHT,HEIL,ICP COMMERCIAL,KEEPRITE,KENMORE,MARATHERM,TEMPSTAR | INTERNATIONAL COMFORT PRODUCTS | PGS360090K**1C* |  | Natural Gas, Propane Gas | Downflow, Horizontal | Weatherized | 90 | 73 | 80.4 | 78.1 |  | 87 |  | Yes
2003768 | Discontinued | AIRQUEST,ARCOAIRE,COMFORTMAKER,DAY & NIGHT,HEIL,ICP COMMERCIAL,KEEPRITE,KENMORE,MARATHERM,TEMPSTAR | INTERNATIONAL COMFORT PRODUCTS | PGS324060K**1C* |  | Natural Gas, Propane Gas | Downflow, Horizontal | Weatherized | 60 | 48 | 80 | 58.4 |  | 114 |  | Yes
2003769 | Discontinued | AIRQUEST,ARCOAIRE,COMFORTMAKER,DAY & NIGHT,HEIL,ICP COMMERCIAL,KEEPRITE,KENMORE,MARATHERM,TEMPSTAR | INTERNATIONAL COMFORT PRODUCTS | PGS330060K**1C* |  | Natural Gas, Propane Gas | Downflow, Horizontal | Weatherized | 60 | 48 | 80 | 58.4 |  | 115 |  | Yes
2003770 | Discontinued | AIRQUEST,ARCOAIRE,COMFORTMAKER,DAY & NIGHT,HEIL,ICP COMMERCIAL,KEEPRITE,KENMORE,MARATHERM,TEMPSTAR | INTERNATIONAL COMFORT PRODUCTS | PGS324040K**1C* |  | Natural Gas, Propane Gas | Downflow, Horizontal | Weatherized | 40 | 32 | 80 | 39.5 |  | 80 |  | Yes
2003771 | Discontinued | AIRQUEST,ARCOAIRE,COMFORTMAKER,DAY & NIGHT,HEIL,ICP COMMERCIAL,KEEPRITE,KENMORE,MARATHERM,TEMPSTAR | INTERNATIONAL COMFORT PRODUCTS | PGS348130K**1C* |  | Natural Gas, Propane Gas | Downflow, Horizontal | Weatherized | 130 | 103 | 78.9 | 117 |  | 94 |  | Yes
2003772 | Discontinued | ECOTEMP,GRANDAIRE,VAIRE | INTERNATIONAL COMFORT PRODUCTS | WPG3364060LKC* |  | Natural Gas, Propane Gas | Downflow, Horizontal | Weatherized | 60 | 48 | 80 | 58.2 |  | 115 |  | Yes
2003773 | Discontinued | ECOTEMP,GRANDAIRE,VAIRE | INTERNATIONAL COMFORT PRODUCTS | WPG3424090LKC* |  | Natural Gas, Propane Gas | Downflow, Horizontal | Weatherized | 90 | 73 | 80.4 | 78.2 |  | 87 |  | Yes
2003774 | Discontinued | ECOTEMP,GRANDAIRE,VAIRE | INTERNATIONAL COMFORT PRODUCTS | WPG3364090LKC* |  | Natural Gas, Propane Gas | Downflow, Horizontal | Weatherized | 90 | 72 | 79.3 | 78.2 |  | 92 |  | Yes
2003775 | Discontinued | ECOTEMP,GRANDAIRE,VAIRE | INTERNATIONAL COMFORT PRODUCTS | WPG3604115LKC* |  | Natural Gas, Propane Gas | Downflow, Horizontal | Weatherized | 115 | 93 | 80.3 | 96.4 |  | 124 |  | Yes
2003776 | Discontinued | ECOTEMP,GRANDAIRE,VAIRE | INTERNATIONAL COMFORT PRODUCTS | WPG3304060LKC* |  | Natural Gas, Propane Gas | Downflow, Horizontal | Weatherized | 60 | 48 | 80 | 58.4 |  | 115 |  | Yes
2003777 | Discontinued | ECOTEMP,GRANDAIRE,VAIRE | INTERNATIONAL COMFORT PRODUCTS | WPG3244040LKC* |  | Natural Gas, Propane Gas | Downflow, Horizontal | Weatherized | 40 | 32 | 80 | 39.5 |  | 80 |  | Yes
2003778 | Discontinued | ECOTEMP,GRANDAIRE,VAIRE | INTERNATIONAL COMFORT PRODUCTS | WPG3604130LKC* |  | Natural Gas, Propane Gas | Downflow, Horizontal | Weatherized | 130 | 103 | 78.9 | 117.2 |  | 87 |  | Yes
2003779 | Discontinued | ECOTEMP,GRANDAIRE,VAIRE | INTERNATIONAL COMFORT PRODUCTS | WPG3244060LKC* |  | Natural Gas, Propane Gas | Downflow, Horizontal | Weatherized | 60 | 48 | 80 | 58.4 |  | 114 |  | Yes
2003780 | Discontinued | ECOTEMP,GRANDAIRE,VAIRE | INTERNATIONAL COMFORT PRODUCTS | WPG3484090LKC* |  | Natural Gas, Propane Gas | Downflow, Horizontal | Weatherized | 90 | 73 | 80.4 | 78.1 |  | 77 |  | Yes
2003781 | Discontinued | ECOTEMP,GRANDAIRE,VAIRE | INTERNATIONAL COMFORT PRODUCTS | WPG3304040LKC* |  | Natural Gas, Propane Gas | Downflow, Horizontal | Weatherized | 40 | 32 | 80 | 39.5 |  | 83 |  | Yes
2003782 | Discontinued | ECOTEMP,GRANDAIRE,VAIRE | INTERNATIONAL COMFORT PRODUCTS | WPG3484115LKC* |  | Natural Gas, Propane Gas | Downflow, Horizontal | Weatherized | 115 | 93 | 80.3 | 95.4 |  | 123 |  | Yes
2003783 | Discontinued | ECOTEMP,GRANDAIRE,VAIRE | INTERNATIONAL COMFORT PRODUCTS | WPG3604090LKC* |  | Natural Gas, Propane Gas | Downflow, Horizontal | Weatherized | 90 | 73 | 80.4 | 78.1 |  | 87 |  | Yes
2003784 | Discontinued | ECOTEMP,GRANDAIRE,VAIRE | INTERNATIONAL COMFORT PRODUCTS | WPG3484130LKC* |  | Natural Gas, Propane Gas | Downflow, Horizontal | Weatherized | 130 | 103 | 78.9 | 117 |  | 94 |  | Yes
2003785 | Discontinued | ECOTEMP,GRANDAIRE,VAIRE | INTERNATIONAL COMFORT PRODUCTS | WPG3424060LKC* |  | Natural Gas, Propane Gas | Downflow, Horizontal | Weatherized | 60 | 47 | 78.5 | 60 |  | 113 |  | Yes
2003786 | Discontinued | AIRQUEST,ARCOAIRE,COMFORTMAKER,DAY & NIGHT,HEIL,ICP COMMERCIAL,KEEPRITE,KENMORE,MARATHERM,TEMPSTAR | INTERNATIONAL COMFORT PRODUCTS | PDD360090K**1C* |  | Natural Gas, Propane Gas | Downflow, Horizontal | Weatherized | 90 | 73 | 80.4 | 78.1 |  | 87 |  | Yes
2003787 | Discontinued | AIRQUEST,ARCOAIRE,COMFORTMAKER,DAY & NIGHT,HEIL,ICP COMMERCIAL,KEEPRITE,KENMORE,MARATHERM,TEMPSTAR | INTERNATIONAL COMFORT PRODUCTS | PDD330040K**1C* |  | Natural Gas, Propane Gas | Downflow, Horizontal | Weatherized | 40 | 32 | 80 | 39.5 |  | 83 |  | Yes
2003788 | Discontinued | AIRQUEST,ARCOAIRE,COMFORTMAKER,DAY & NIGHT,HEIL,ICP COMMERCIAL,KEEPRITE,KENMORE,MARATHERM,TEMPSTAR | INTERNATIONAL COMFORT PRODUCTS | PDD342090K**1C* |  | Natural Gas, Propane Gas | Downflow, Horizontal | Weatherized | 90 | 73 | 80.4 | 78.2 |  | 87 |  | Yes
2003789 | Discontinued | AIRQUEST,ARCOAIRE,COMFORTMAKER,DAY & NIGHT,HEIL,ICP COMMERCIAL,KEEPRITE,KENMORE,MARATHERM,TEMPSTAR | INTERNATIONAL COMFORT PRODUCTS | PDD342060K**1C* |  | Natural Gas, Propane Gas | Downflow, Horizontal | Weatherized | 60 | 47 | 78.5 | 60 |  | 113 |  | Yes
2003790 | Discontinued | AIRQUEST,ARCOAIRE,COMFORTMAKER,DAY & NIGHT,HEIL,ICP COMMERCIAL,KEEPRITE,KENMORE,MARATHERM,TEMPSTAR | INTERNATIONAL COMFORT PRODUCTS | PDD348115K**1C* |  | Natural Gas, Propane Gas | Downflow, Horizontal | Weatherized | 115 | 93 | 80.3 | 95.4 |  | 123 |  | Yes
2003791 | Discontinued | AIRQUEST,ARCOAIRE,COMFORTMAKER,DAY & NIGHT,HEIL,ICP COMMERCIAL,KEEPRITE,KENMORE,MARATHERM,TEMPSTAR | INTERNATIONAL COMFORT PRODUCTS | PDD330060K**1C* |  | Natural Gas, Propane Gas | Downflow, Horizontal | Weatherized | 60 | 48 | 80 | 58.4 |  | 115 |  | Yes
2003792 | Discontinued | AIRQUEST,ARCOAIRE,COMFORTMAKER,DAY & NIGHT,HEIL,ICP COMMERCIAL,KEEPRITE,KENMORE,MARATHERM,TEMPSTAR | INTERNATIONAL COMFORT PRODUCTS | PDD348090K**1C* |  | Natural Gas, Propane Gas | Downflow, Horizontal | Weatherized | 90 | 73 | 80.4 | 78.1 |  | 77 |  | Yes
2003793 | Discontinued | AIRQUEST,ARCOAIRE,COMFORTMAKER,DAY & NIGHT,HEIL,ICP COMMERCIAL,KEEPRITE,KENMORE,MARATHERM,TEMPSTAR | INTERNATIONAL COMFORT PRODUCTS | PDD336060K**1C* |  | Natural Gas, Propane Gas | Downflow, Horizontal | Weatherized | 60 | 48 | 80 | 58.2 |  | 115 |  | Yes
2003794 | Discontinued | AIRQUEST,ARCOAIRE,COMFORTMAKER,DAY & NIGHT,HEIL,ICP COMMERCIAL,KEEPRITE,KENMORE,MARATHERM,TEMPSTAR | INTERNATIONAL COMFORT PRODUCTS | PDD336090K**1C* |  | Natural Gas, Propane Gas | Downflow, Horizontal | Weatherized | 90 | 72 | 79.3 | 78.2 |  | 92 |  | Yes
2003795 | Discontinued | AIRQUEST,ARCOAIRE,COMFORTMAKER,DAY & NIGHT,HEIL,ICP COMMERCIAL,KEEPRITE,KENMORE,MARATHERM,TEMPSTAR | INTERNATIONAL COMFORT PRODUCTS | PDD324040K**1C* |  | Natural Gas, Propane Gas | Downflow, Horizontal | Weatherized | 40 | 32 | 80 | 39.5 |  | 80 |  | Yes
2003796 | Discontinued | AIRQUEST,ARCOAIRE,COMFORTMAKER,DAY & NIGHT,HEIL,ICP COMMERCIAL,KEEPRITE,KENMORE,MARATHERM,TEMPSTAR | INTERNATIONAL COMFORT PRODUCTS | PDD324060K**1C* |  | Natural Gas, Propane Gas | Downflow, Horizontal | Weatherized | 60 | 48 | 80 | 58.4 |  | 114 |  | Yes
2003797 | Discontinued | AIRQUEST,ARCOAIRE,COMFORTMAKER,DAY & NIGHT,HEIL,ICP COMMERCIAL,KEEPRITE,KENMORE,MARATHERM,TEMPSTAR | INTERNATIONAL COMFORT PRODUCTS | PDD360130K**1C* |  | Natural Gas, Propane Gas | Downflow, Horizontal | Weatherized | 130 | 103 | 78.9 | 117.5 |  | 87 |  | Yes
2003798 | Discontinued | AIRQUEST,ARCOAIRE,COMFORTMAKER,DAY & NIGHT,HEIL,ICP COMMERCIAL,KEEPRITE,KENMORE,MARATHERM,TEMPSTAR | INTERNATIONAL COMFORT PRODUCTS | PDD360115K**1C* |  | Natural Gas, Propane Gas | Downflow, Horizontal | Weatherized | 115 | 93 | 80.3 | 96.4 |  | 124 |  | Yes
2003799 | Discontinued | AIRQUEST,ARCOAIRE,COMFORTMAKER,DAY & NIGHT,HEIL,ICP COMMERCIAL,KEEPRITE,KENMORE,MARATHERM,TEMPSTAR | INTERNATIONAL COMFORT PRODUCTS | PDD348130K**1C* |  | Natural Gas, Propane Gas | Downflow, Horizontal | Weatherized | 130 | 103 | 78.9 | 117 |  | 94 |  | Yes
2003800 | Discontinued | AIRQUEST,ARCOAIRE,COMFORTMAKER,DAY & NIGHT,HEIL,ICP COMMERCIAL,KEEPRITE,KENMORE,MARATHERM,TEMPSTAR | INTERNATIONAL COMFORT PRODUCTS | PDS348115K**1C* |  | Natural Gas, Propane Gas | Downflow, Horizontal | Weatherized | 115 | 93 | 80.3 | 95.4 |  | 123 |  | Yes
2003801 | Discontinued | AIRQUEST,ARCOAIRE,COMFORTMAKER,DAY & NIGHT,HEIL,ICP COMMERCIAL,KEEPRITE,KENMORE,MARATHERM,TEMPSTAR | INTERNATIONAL COMFORT PRODUCTS | PDS348130K**1C* |  | Natural Gas, Propane Gas | Downflow, Horizontal | Weatherized | 130 | 103 | 78.9 | 117 |  | 94 |  | Yes
2003802 | Discontinued | AIRQUEST,ARCOAIRE,COMFORTMAKER,DAY & NIGHT,HEIL,ICP COMMERCIAL,KEEPRITE,KENMORE,MARATHERM,TEMPSTAR | INTERNATIONAL COMFORT PRODUCTS | PDS348090K**1C* |  | Natural Gas, Propane Gas | Downflow, Horizontal | Weatherized | 90 | 73 | 80.4 | 78.1 |  | 77 |  | Yes
2003803 | Discontinued | AIRQUEST,ARCOAIRE,COMFORTMAKER,DAY & NIGHT,HEIL,ICP COMMERCIAL,KEEPRITE,KENMORE,MARATHERM,TEMPSTAR | INTERNATIONAL COMFORT PRODUCTS | PDS360130K**1C* |  | Natural Gas, Propane Gas | Downflow, Horizontal | Weatherized | 130 | 103 | 78.9 | 117.5 |  | 87 |  | Yes
2003804 | Discontinued | AIRQUEST,ARCOAIRE,COMFORTMAKER,DAY & NIGHT,HEIL,ICP COMMERCIAL,KEEPRITE,KENMORE,MARATHERM,TEMPSTAR | INTERNATIONAL COMFORT PRODUCTS | PDS342090K**1C* |  | Natural Gas, Propane Gas | Downflow, Horizontal | Weatherized | 90 | 73 | 80.4 | 78.2 |  | 87 |  | Yes
2003805 | Discontinued | AIRQUEST,ARCOAIRE,COMFORTMAKER,DAY & NIGHT,HEIL,ICP COMMERCIAL,KEEPRITE,KENMORE,MARATHERM,TEMPSTAR | INTERNATIONAL COMFORT PRODUCTS | PDS330040K**1C* |  | Natural Gas, Propane Gas | Downflow, Horizontal | Weatherized | 40 | 32 | 80 | 39.5 |  | 83 |  | Yes
2003806 | Discontinued | AIRQUEST,ARCOAIRE,COMFORTMAKER,DAY & NIGHT,HEIL,ICP COMMERCIAL,KEEPRITE,KENMORE,MARATHERM,TEMPSTAR | INTERNATIONAL COMFORT PRODUCTS | PDS330060K**1C* |  | Natural Gas, Propane Gas | Downflow, Horizontal | Weatherized | 60 | 48 | 80 | 58.4 |  | 115 |  | Yes
2003807 | Discontinued | AIRQUEST,ARCOAIRE,COMFORTMAKER,DAY & NIGHT,HEIL,ICP COMMERCIAL,KEEPRITE,KENMORE,MARATHERM,TEMPSTAR | INTERNATIONAL COMFORT PRODUCTS | PDS324060K**1C* |  | Natural Gas, Propane Gas | Downflow, Horizontal | Weatherized | 60 | 48 | 80 | 58.4 |  | 114 |  | Yes
2003808 | Discontinued | AIRQUEST,ARCOAIRE,COMFORTMAKER,DAY & NIGHT,HEIL,ICP COMMERCIAL,KEEPRITE,KENMORE,MARATHERM,TEMPSTAR | INTERNATIONAL COMFORT PRODUCTS | PDS336060K**1C* |  | Natural Gas, Propane Gas | Downflow, Horizontal | Weatherized | 60 | 48 | 80 | 58.2 |  | 115 |  | Yes
2003809 | Discontinued | AIRQUEST,ARCOAIRE,COMFORTMAKER,DAY & NIGHT,HEIL,ICP COMMERCIAL,KEEPRITE,KENMORE,MARATHERM,TEMPSTAR | INTERNATIONAL COMFORT PRODUCTS | PDS360090K**1C* |  | Natural Gas, Propane Gas | Downflow, Horizontal | Weatherized | 90 | 73 | 80.4 | 78.1 |  | 87 |  | Yes
2003810 | Discontinued | AIRQUEST,ARCOAIRE,COMFORTMAKER,DAY & NIGHT,HEIL,ICP COMMERCIAL,KEEPRITE,KENMORE,MARATHERM,TEMPSTAR | INTERNATIONAL COMFORT PRODUCTS | PDS342060K**1C* |  | Natural Gas, Propane Gas | Downflow, Horizontal | Weatherized | 60 | 47 | 78.5 | 60 |  | 113 |  | Yes
2003811 | Discontinued | AIRQUEST,ARCOAIRE,COMFORTMAKER,DAY & NIGHT,HEIL,ICP COMMERCIAL,KEEPRITE,KENMORE,MARATHERM,TEMPSTAR | INTERNATIONAL COMFORT PRODUCTS | PDS324040K**1C* |  | Natural Gas, Propane Gas | Downflow, Horizontal | Weatherized | 40 | 32 | 80 | 39.5 |  | 80 |  | Yes
2003812 | Discontinued | AIRQUEST,ARCOAIRE,COMFORTMAKER,DAY & NIGHT,HEIL,ICP COMMERCIAL,KEEPRITE,KENMORE,MARATHERM,TEMPSTAR | INTERNATIONAL COMFORT PRODUCTS | PDS360115K**1C* |  | Natural Gas, Propane Gas | Downflow, Horizontal | Weatherized | 115 | 93 | 80.3 | 96.4 |  | 124 |  | Yes
2003813 | Discontinued | AIRQUEST,ARCOAIRE,COMFORTMAKER,DAY & NIGHT,HEIL,ICP COMMERCIAL,KEEPRITE,KENMORE,MARATHERM,TEMPSTAR | INTERNATIONAL COMFORT PRODUCTS | PDS336090K**1C* |  | Natural Gas, Propane Gas | Downflow, Horizontal | Weatherized | 90 | 72 | 79.3 | 78.2 |  | 92 |  | Yes
2003814 | Discontinued | AIRQUEST,ARCOAIRE,COMFORTMAKER,DAY & NIGHT,HEIL,ICP COMMERCIAL,KEEPRITE,KENMORE,MARATHERM,TEMPSTAR | INTERNATIONAL COMFORT PRODUCTS | PGD442060K**1C* |  | Natural Gas, Propane Gas | Downflow, Horizontal | Weatherized | 60 | 47 | 78.5 | 60 |  | 113 |  | Yes
2003815 | Discontinued | AIRQUEST,ARCOAIRE,COMFORTMAKER,DAY & NIGHT,HEIL,ICP COMMERCIAL,KEEPRITE,KENMORE,MARATHERM,TEMPSTAR | INTERNATIONAL COMFORT PRODUCTS | PGD430060K**1C* |  | Natural Gas, Propane Gas | Downflow, Horizontal | Weatherized | 60 | 48 | 80 | 58.4 |  | 115 |  | Yes
2003816 | Discontinued | AIRQUEST,ARCOAIRE,COMFORTMAKER,DAY & NIGHT,HEIL,ICP COMMERCIAL,KEEPRITE,KENMORE,MARATHERM,TEMPSTAR | INTERNATIONAL COMFORT PRODUCTS | PGD448115K**1C* |  | Natural Gas, Propane Gas | Downflow, Horizontal | Weatherized | 115 | 93 | 80.3 | 95.4 |  | 123 |  | Yes
2003817 | Discontinued | AIRQUEST,ARCOAIRE,COMFORTMAKER,DAY & NIGHT,HEIL,ICP COMMERCIAL,KEEPRITE,KENMORE,MARATHERM,TEMPSTAR | INTERNATIONAL COMFORT PRODUCTS | PGD460130K**1C* |  | Natural Gas, Propane Gas | Downflow, Horizontal | Weatherized | 130 | 103 | 78.9 | 117.5 |  | 87 |  | Yes
2003818 | Discontinued | AIRQUEST,ARCOAIRE,COMFORTMAKER,DAY & NIGHT,HEIL,ICP COMMERCIAL,KEEPRITE,KENMORE,MARATHERM,TEMPSTAR | INTERNATIONAL COMFORT PRODUCTS | PGD430040K**1C* |  | Natural Gas, Propane Gas | Downflow, Horizontal | Weatherized | 40 | 32 | 80 | 39.5 |  | 83 |  | Yes
2003819 | Discontinued | AIRQUEST,ARCOAIRE,COMFORTMAKER,DAY & NIGHT,HEIL,ICP COMMERCIAL,KEEPRITE,KENMORE,MARATHERM,TEMPSTAR | INTERNATIONAL COMFORT PRODUCTS | PGD436060K**1C* |  | Natural Gas, Propane Gas | Downflow, Horizontal | Weatherized | 60 | 48 | 80 | 58.2 |  | 115 |  | Yes
2003820 | Discontinued | AIRQUEST,ARCOAIRE,COMFORTMAKER,DAY & NIGHT,HEIL,ICP COMMERCIAL,KEEPRITE,KENMORE,MARATHERM,TEMPSTAR | INTERNATIONAL COMFORT PRODUCTS | PGD424040K**1C* |  | Natural Gas, Propane Gas | Downflow, Horizontal | Weatherized | 40 | 32 | 80 | 39.5 |  | 80 |  | Yes
2003821 | Discontinued | AIRQUEST,ARCOAIRE,COMFORTMAKER,DAY & NIGHT,HEIL,ICP COMMERCIAL,KEEPRITE,KENMORE,MARATHERM,TEMPSTAR | INTERNATIONAL COMFORT PRODUCTS | PGD424060K**1C* |  | Natural Gas, Propane Gas | Downflow, Horizontal | Weatherized | 60 | 48 | 80 | 58.4 |  | 114 |  | Yes
2003822 | Discontinued | AIRQUEST,ARCOAIRE,COMFORTMAKER,DAY & NIGHT,HEIL,ICP COMMERCIAL,KEEPRITE,KENMORE,MARATHERM,TEMPSTAR | INTERNATIONAL COMFORT PRODUCTS | PGD460090K**1C* |  | Natural Gas, Propane Gas | Downflow, Horizontal | Weatherized | 90 | 73 | 80.4 | 78.1 |  | 87 |  | Yes
2003823 | Discontinued | AIRQUEST,ARCOAIRE,COMFORTMAKER,DAY & NIGHT,HEIL,ICP COMMERCIAL,KEEPRITE,KENMORE,MARATHERM,TEMPSTAR | INTERNATIONAL COMFORT PRODUCTS | PGD448090K**1C* |  | Natural Gas, Propane Gas | Downflow, Horizontal | Weatherized | 90 | 73 | 80.4 | 78.1 |  | 77 |  | Yes
2003824 | Discontinued | AIRQUEST,ARCOAIRE,COMFORTMAKER,DAY & NIGHT,HEIL,ICP COMMERCIAL,KEEPRITE,KENMORE,MARATHERM,TEMPSTAR | INTERNATIONAL COMFORT PRODUCTS | PGD436090K**1C* |  | Natural Gas, Propane Gas | Downflow, Horizontal | Weatherized | 90 | 72 | 79.3 | 78.2 |  | 92 |  | Yes
2003825 | Discontinued | AIRQUEST,ARCOAIRE,COMFORTMAKER,DAY & NIGHT,HEIL,ICP COMMERCIAL,KEEPRITE,KENMORE,MARATHERM,TEMPSTAR | INTERNATIONAL COMFORT PRODUCTS | PGD442090K**1C* |  | Natural Gas, Propane Gas | Downflow, Horizontal | Weatherized | 90 | 73 | 80.4 | 78.2 |  | 87 |  | Yes
2003826 | Discontinued | AIRQUEST,ARCOAIRE,COMFORTMAKER,DAY & NIGHT,HEIL,ICP COMMERCIAL,KEEPRITE,KENMORE,MARATHERM,TEMPSTAR | INTERNATIONAL COMFORT PRODUCTS | PGD460115K**1C* |  | Natural Gas, Propane Gas | Downflow, Horizontal | Weatherized | 115 | 93 | 80.3 | 96.4 |  | 124 |  | Yes
2003828 | Discontinued | AIRQUEST,ARCOAIRE,COMFORTMAKER,DAY & NIGHT,HEIL,ICP COMMERCIAL,KEEPRITE,KENMORE,MARATHERM,TEMPSTAR | INTERNATIONAL COMFORT PRODUCTS | PGS460115K**1C* |  | Natural Gas, Propane Gas | Downflow, Horizontal | Weatherized | 115 | 93 | 80.3 | 96.4 |  | 124 |  | Yes
2003829 | Discontinued | AIRQUEST,ARCOAIRE,COMFORTMAKER,DAY & NIGHT,HEIL,ICP COMMERCIAL,KEEPRITE,KENMORE,MARATHERM,TEMPSTAR | INTERNATIONAL COMFORT PRODUCTS | PGS460130K**1C* |  | Natural Gas, Propane Gas | Downflow, Horizontal | Weatherized | 130 | 103 | 78.9 | 117.5 |  | 87 |  | Yes
2003830 | Discontinued | AIRQUEST,ARCOAIRE,COMFORTMAKER,DAY & NIGHT,HEIL,ICP COMMERCIAL,KEEPRITE,KENMORE,MARATHERM,TEMPSTAR | INTERNATIONAL COMFORT PRODUCTS | PGS430040K**1C* |  | Natural Gas, Propane Gas | Downflow, Horizontal | Weatherized | 40 | 32 | 80 | 39.5 |  | 83 |  | Yes
2003831 | Discontinued | AIRQUEST,ARCOAIRE,COMFORTMAKER,DAY & NIGHT,HEIL,ICP COMMERCIAL,KEEPRITE,KENMORE,MARATHERM,TEMPSTAR | INTERNATIONAL COMFORT PRODUCTS | PGS448130K**1C* |  | Natural Gas, Propane Gas | Downflow, Horizontal | Weatherized | 130 | 103 | 78.9 | 117 |  | 94 |  | Yes
2003832 | Discontinued | AIRQUEST,ARCOAIRE,COMFORTMAKER,DAY & NIGHT,HEIL,ICP COMMERCIAL,KEEPRITE,KENMORE,MARATHERM,TEMPSTAR | INTERNATIONAL COMFORT PRODUCTS | PGS442060K**1C* |  | Natural Gas, Propane Gas | Downflow, Horizontal | Weatherized | 60 | 47 | 78.5 | 60 |  | 113 |  | Yes
2003833 | Discontinued | AIRQUEST,ARCOAIRE,COMFORTMAKER,DAY & NIGHT,HEIL,ICP COMMERCIAL,KEEPRITE,KENMORE,MARATHERM,TEMPSTAR | INTERNATIONAL COMFORT PRODUCTS | PGS460090K**1C* |  | Natural Gas, Propane Gas | Downflow, Horizontal | Weatherized | 90 | 73 | 80.4 | 78.1 |  | 87 |  | Yes
2003834 | Discontinued | AIRQUEST,ARCOAIRE,COMFORTMAKER,DAY & NIGHT,HEIL,ICP COMMERCIAL,KEEPRITE,KENMORE,MARATHERM,TEMPSTAR | INTERNATIONAL COMFORT PRODUCTS | PGS436060K**1C* |  | Natural Gas, Propane Gas | Downflow, Horizontal | Weatherized | 60 | 48 | 80 | 58.2 |  | 115 |  | Yes
2003835 | Discontinued | AIRQUEST,ARCOAIRE,COMFORTMAKER,DAY & NIGHT,HEIL,ICP COMMERCIAL,KEEPRITE,KENMORE,MARATHERM,TEMPSTAR | INTERNATIONAL COMFORT PRODUCTS | PGS430060K**1C* |  | Natural Gas, Propane Gas | Downflow, Horizontal | Weatherized | 60 | 48 | 80 | 58.4 |  | 115 |  | Yes
2003836 | Discontinued | AIRQUEST,ARCOAIRE,COMFORTMAKER,DAY & NIGHT,HEIL,ICP COMMERCIAL,KEEPRITE,KENMORE,MARATHERM,TEMPSTAR | INTERNATIONAL COMFORT PRODUCTS | PGS442090K**1C* |  | Natural Gas, Propane Gas | Downflow, Horizontal | Weatherized | 90 | 73 | 80.4 | 78.2 |  | 87 |  | Yes
2003837 | Discontinued | AIRQUEST,ARCOAIRE,COMFORTMAKER,DAY & NIGHT,HEIL,ICP COMMERCIAL,KEEPRITE,KENMORE,MARATHERM,TEMPSTAR | INTERNATIONAL COMFORT PRODUCTS | PGS424060K**1C* |  | Natural Gas, Propane Gas | Downflow, Horizontal | Weatherized | 60 | 48 | 80 | 58.4 |  | 114 |  | Yes
2003838 | Discontinued | AIRQUEST,ARCOAIRE,COMFORTMAKER,DAY & NIGHT,HEIL,ICP COMMERCIAL,KEEPRITE,KENMORE,MARATHERM,TEMPSTAR | INTERNATIONAL COMFORT PRODUCTS | PGS448090K**1C* |  | Natural Gas, Propane Gas | Downflow, Horizontal | Weatherized | 90 | 73 | 80.4 | 78.1 |  | 77 |  | Yes
2003839 | Discontinued | AIRQUEST,ARCOAIRE,COMFORTMAKER,DAY & NIGHT,HEIL,ICP COMMERCIAL,KEEPRITE,KENMORE,MARATHERM,TEMPSTAR | INTERNATIONAL COMFORT PRODUCTS | PGS424040K**1C* |  | Natural Gas, Propane Gas | Downflow, Horizontal | Weatherized | 40 | 32 | 80 | 39.5 |  | 80 |  | Yes
2003840 | Discontinued | AIRQUEST,ARCOAIRE,COMFORTMAKER,DAY & NIGHT,HEIL,ICP COMMERCIAL,KEEPRITE,KENMORE,MARATHERM,TEMPSTAR | INTERNATIONAL COMFORT PRODUCTS | PGS448115K**1C* |  | Natural Gas, Propane Gas | Downflow, Horizontal | Weatherized | 115 | 93 | 80.3 | 95.4 |  | 123 |  | Yes
2003841 | Discontinued | AIRQUEST,ARCOAIRE,COMFORTMAKER,DAY & NIGHT,HEIL,ICP COMMERCIAL,KEEPRITE,KENMORE,MARATHERM,TEMPSTAR | INTERNATIONAL COMFORT PRODUCTS | PGS436090K**1C* |  | Natural Gas, Propane Gas | Downflow, Horizontal | Weatherized | 90 | 72 | 79.3 | 78.2 |  | 92 |  | Yes
2006232 | Discontinued | LANDMARK | LENNOX INDUSTRIES, INC. | KGA048**BH** |  | Natural Gas, Propane Gas | Downflow, Horizontal | Weatherized | 150 | 120 | 80 | 134.5 |  | 30 | Yes | No
2006233 | Discontinued | LANDMARK | LENNOX INDUSTRIES, INC. | KGA060**DH** |  | Natural Gas, Propane Gas | Downflow, Horizontal | Weatherized | 150 | 120 | 80 | 132.9 |  | 30 | Yes | No
2006234 | Discontinued | LANDMARK | LENNOX INDUSTRIES, INC. | KGA048**DH** |  | Natural Gas, Propane Gas | Downflow, Horizontal | Weatherized | 150 | 120 | 80 | 134.1 |  | 30 | Yes | No
2006235 | Discontinued | LANDMARK | LENNOX INDUSTRIES, INC. | KGA060**BH** |  | Natural Gas, Propane Gas | Downflow, Horizontal | Weatherized | 150 | 120 | 80 | 134.5 |  | 30 |  | No
2006236 | Discontinued | LANDMARK | LENNOX INDUSTRIES, INC. | KGA060**BX** |  | Natural Gas, Propane Gas | Downflow, Horizontal | Weatherized | 150 | 120 | 80 | 134.5 |  | 30 |  | No
2006237 | Discontinued | LANDMARK | LENNOX INDUSTRIES, INC. | KGA060**DX** |  | Natural Gas, Propane Gas | Downflow, Horizontal | Weatherized | 150 | 120 | 80 | 132.9 |  | 30 |  | No
2006238 | Discontinued | LANDMARK | LENNOX INDUSTRIES, INC. | KGA048**BX** |  | Natural Gas, Propane Gas | Downflow, Horizontal | Weatherized | 150 | 120 | 80 | 134.5 |  | 30 |  | No
2006239 | Discontinued | LANDMARK | LENNOX INDUSTRIES, INC. | KGA048**DX** |  | Natural Gas, Propane Gas | Downflow, Horizontal | Weatherized | 150 | 120 | 80 | 134.1 |  | 30 |  | No
2006240 | Discontinued | LANDMARK | LENNOX INDUSTRIES, INC. | KGA036**DS** |  | Natural Gas, Propane Gas | Downflow, Horizontal | Weatherized | 65 | 52 | 80 | 57.4 |  | 55 | Yes | No
2006241 | Discontinued | LANDMARK | LENNOX INDUSTRIES, INC. | KGA060**DT** |  | Natural Gas, Propane Gas | Downflow, Horizontal | Weatherized | 150 | 120 | 80 | 137 |  | 62 | Yes | No
2006242 | Discontinued | LANDMARK | LENNOX INDUSTRIES, INC. | KGA048**BS** |  | Natural Gas, Propane Gas | Downflow, Horizontal | Weatherized | 65 | 52 | 80 | 57.8 |  | 55 |  | No
2006243 | Discontinued | LANDMARK | LENNOX INDUSTRIES, INC. | KGA048**DS** |  | Natural Gas, Propane Gas | Downflow, Horizontal | Weatherized | 65 | 52 | 80 | 57.4 |  | 55 |  | No
2006244 | Discontinued | LANDMARK | LENNOX INDUSTRIES, INC. | KGA060**BT** |  | Natural Gas, Propane Gas | Downflow, Horizontal | Weatherized | 150 | 120 | 80 | 136.3 |  | 62 |  | No
2006245 | Discontinued | LANDMARK | LENNOX INDUSTRIES, INC. | KGA048**DT** |  | Natural Gas, Propane Gas | Downflow, Horizontal | Weatherized | 150 | 120 | 80 | 137 |  | 62 | Yes | No
2006246 | Discontinued | LANDMARK | LENNOX INDUSTRIES, INC. | KGA030**DS** |  | Natural Gas, Propane Gas | Downflow, Horizontal | Weatherized | 65 | 52 | 80 | 58.4 |  | 60 |  | No
2006247 | Discontinued | LANDMARK | LENNOX INDUSTRIES, INC. | KGA060**DM** |  | Natural Gas, Propane Gas | Downflow, Horizontal | Weatherized | 105 | 84 | 80 | 96.8 |  | 56 | Yes | No
2006248 | Discontinued | LANDMARK | LENNOX INDUSTRIES, INC. | KGA036**BS** |  | Natural Gas, Propane Gas | Downflow, Horizontal | Weatherized | 65 | 52 | 80 | 57.8 |  | 55 | Yes | No
2006249 | Discontinued | LANDMARK | LENNOX INDUSTRIES, INC. | KGA048**BM** |  | Natural Gas, Propane Gas | Downflow, Horizontal | Weatherized | 105 | 84 | 80 | 97.4 |  | 56 |  | No
2006250 | Discontinued | LANDMARK | LENNOX INDUSTRIES, INC. | KGA036**BM** |  | Natural Gas, Propane Gas | Downflow, Horizontal | Weatherized | 105 | 84 | 80 | 97.4 |  | 56 | Yes | No
2006251 | Discontinued | LANDMARK | LENNOX INDUSTRIES, INC. | KGA060**BS** |  | Natural Gas, Propane Gas | Downflow, Horizontal | Weatherized | 65 | 52 | 80 | 57.8 |  | 55 |  | No
2006252 | Discontinued | LANDMARK | LENNOX INDUSTRIES, INC. | KGA060**BM** |  | Natural Gas, Propane Gas | Downflow, Horizontal | Weatherized | 105 | 84 | 80 | 97.1 |  | 56 |  | No
2006253 | Discontinued | LANDMARK | LENNOX INDUSTRIES, INC. | KGA024**DS** |  | Natural Gas, Propane Gas | Downflow, Horizontal | Weatherized | 65 | 52 | 80 | 58.4 |  | 60 | Yes | No
2006254 | Discontinued | LANDMARK | LENNOX INDUSTRIES, INC. | KGA048**BT** |  | Natural Gas, Propane Gas | Downflow, Horizontal | Weatherized | 150 | 120 | 80 | 136.3 |  | 62 | Yes | No
2006255 | Discontinued | LANDMARK | LENNOX INDUSTRIES, INC. | KGA060**DS** |  | Natural Gas, Propane Gas | Downflow, Horizontal | Weatherized | 65 | 52 | 80 | 58.4 |  | 60 | Yes | No
2006256 | Discontinued | LANDMARK | LENNOX INDUSTRIES, INC. | KGA048**DM** |  | Natural Gas, Propane Gas | Downflow, Horizontal | Weatherized | 105 | 84 | 80 | 97.4 |  | 56 |  | No
2006257 | Discontinued | LANDMARK | LENNOX INDUSTRIES, INC. | KGA036**DM** |  | Natural Gas, Propane Gas | Downflow, Horizontal | Weatherized | 105 | 84 | 80 | 97.4 |  | 56 | Yes | No
2006258 | Discontinued | LANDMARK | LENNOX INDUSTRIES, INC. | KGA048**DY** |  | Natural Gas, Propane Gas | Downflow, Horizontal | Weatherized | 105 | 84 | 80 | 97.4 |  | 56 |  | No
2006259 | Discontinued | LANDMARK | LENNOX INDUSTRIES, INC. | KGA060**DZ** |  | Natural Gas, Propane Gas | Downflow, Horizontal | Weatherized | 150 | 120 | 80 | 137 |  | 62 |  | No
2006260 | Discontinued | LANDMARK | LENNOX INDUSTRIES, INC. | KGA048**DW** |  | Natural Gas, Propane Gas | Downflow, Horizontal | Weatherized | 65 | 52 | 80 | 57.4 |  | 55 |  | No
2006261 | Discontinued | LANDMARK | LENNOX INDUSTRIES, INC. | KGA048**BY** |  | Natural Gas, Propane Gas | Downflow, Horizontal | Weatherized | 105 | 84 | 80 | 97.4 |  | 56 |  | No
2006262 | Discontinued | LANDMARK | LENNOX INDUSTRIES, INC. | KGA036**BW** |  | Natural Gas, Propane Gas | Downflow, Horizontal | Weatherized | 65 | 52 | 80 | 57.8 |  | 55 |  | No
2006263 | Discontinued | LANDMARK | LENNOX INDUSTRIES, INC. | KGA036**BY** |  | Natural Gas, Propane Gas | Downflow, Horizontal | Weatherized | 105 | 84 | 80 | 97.4 |  | 56 |  | No
2006264 | Discontinued | LANDMARK | LENNOX INDUSTRIES, INC. | KGA036**DY** |  | Natural Gas, Propane Gas | Downflow, Horizontal | Weatherized | 105 | 84 | 80 | 97.4 |  | 56 |  | No
2006265 | Discontinued | LANDMARK | LENNOX INDUSTRIES, INC. | KGA060**DY** |  | Natural Gas, Propane Gas | Downflow, Horizontal | Weatherized | 105 | 84 | 80 | 96.8 |  | 56 |  | No
2006266 | Discontinued | LANDMARK | LENNOX INDUSTRIES, INC. | KGA048**BZ** |  | Natural Gas, Propane Gas | Downflow, Horizontal | Weatherized | 150 | 120 | 80 | 136.3 |  | 62 |  | No
2006267 | Discontinued | LANDMARK | LENNOX INDUSTRIES, INC. | KGA048**DZ** |  | Natural Gas, Propane Gas | Downflow, Horizontal | Weatherized | 150 | 120 | 80 | 137 |  | 62 |  | No
2006268 | Discontinued | LANDMARK | LENNOX INDUSTRIES, INC. | KGA024**DW** |  | Natural Gas, Propane Gas | Downflow, Horizontal | Weatherized | 65 | 52 | 80 | 58.4 |  | 60 |  | No
2006269 | Discontinued | LANDMARK | LENNOX INDUSTRIES, INC. | KGA060**BZ** |  | Natural Gas, Propane Gas | Downflow, Horizontal | Weatherized | 150 | 120 | 80 | 136.3 |  | 62 |  | No
2006270 | Discontinued | LANDMARK | LENNOX INDUSTRIES, INC. | KGA030**DW** |  | Natural Gas, Propane Gas | Downflow, Horizontal | Weatherized | 65 | 52 | 80 | 58.4 |  | 60 |  | No
2006271 | Discontinued | LANDMARK | LENNOX INDUSTRIES, INC. | KGA048**BW** |  | Natural Gas, Propane Gas | Downflow, Horizontal | Weatherized | 65 | 52 | 80 | 57.8 |  | 55 |  | No
2006272 | Discontinued | LANDMARK | LENNOX INDUSTRIES, INC. | KGA060**BY** |  | Natural Gas, Propane Gas | Downflow, Horizontal | Weatherized | 105 | 84 | 80 | 97.1 |  | 56 |  | No
2006273 | Discontinued | LANDMARK | LENNOX INDUSTRIES, INC. | KGA060**BW** |  | Natural Gas, Propane Gas | Downflow, Horizontal | Weatherized | 65 | 52 | 80 | 57.8 |  | 55 |  | No
2006274 | Discontinued | LANDMARK | LENNOX INDUSTRIES, INC. | KGA060**DW** |  | Natural Gas, Propane Gas | Downflow, Horizontal | Weatherized | 65 | 52 | 80 | 58.4 |  | 60 |  | No
2006275 | Discontinued | LANDMARK | LENNOX INDUSTRIES, INC. | KGA036**DW** |  | Natural Gas, Propane Gas | Downflow, Horizontal | Weatherized | 65 | 52 | 80 | 57.4 |  | 55 |  | No
2006386 | Active | NEWMAC | NEWMAC MANUFACTURING INC. | NMR 101V |  | Oil |  | Non-Weatherized | 119 | 99 | 85.1 | 111.1 | 528 | 151 | Yes | Yes | AMACF
2006387 | Active | NEWMAC | NEWMAC MANUFACTURING INC. | NLF 101V |  | Oil |  | Non-Weatherized | 119 | 99 | 85.1 | 111.3 | 498 | 151 | Yes | Yes | AMACF
2006388 | Active | NEWMAC | NEWMAC MANUFACTURING INC. | LFR 80V |  | Oil | Upflow | Non-Weatherized | 93 | 76 | 85 | 73.7 | 491 | 151 | Yes | Yes
2006389 | Active | NEWMAC | NEWMAC MANUFACTURING INC. | NL2 101V |  | Oil |  | Non-Weatherized | 119 | 101 | 85.9 | 110.2 | 491 | 151 | Yes | Yes | AMACF
2006390 | Active | NEWMAC | NEWMAC MANUFACTURING INC. | NV2 112 |  | Oil |  | Non-Weatherized | 125 | 106 | 85.1 | 111.6 | 1048 | 139 | Yes | No
2006391 | Active | NEWMAC | NEWMAC MANUFACTURING INC. | NV2 104V |  | Oil |  | Non-Weatherized | 119 | 101 | 85.1 | 109 | 1097 | 160 | Yes | No
2006392 | Active | NEWMAC | NEWMAC MANUFACTURING INC. | NL2 101V** |  | Oil |  | Non-Weatherized | 126 | 106 | 85.9 | 110.5 | 575 | 139 | Yes | No | AMACF
2006394 | Active | NEWMAC | NEWMAC MANUFACTURING INC. | NLF 101V* |  | Oil |  | Non-Weatherized | 119 | 99 | 85.1 | 113.7 | 668 | 160 | Yes | No | AMACF
2006395 | Active | NEWMAC | NEWMAC MANUFACTURING INC. | NH3 109 |  | Oil | Upflow | Non-Weatherized | 128 | 107 | 85.1 | 113.4 | 1044 | 142 | Yes | No
2006397 | Active | NEWMAC | NEWMAC MANUFACTURING INC. | NMR 101V* |  | Oil |  | Non-Weatherized | 119 | 99 | 85.1 | 113.4 | 610 | 160 | Yes | No | AMACF
2006405 | Active | NEWMAC | NEWMAC MANUFACTURING INC. | NV3 148V |  | Oil |  | Non-Weatherized | 175 | 148 | 85 | 165.1 | 1158 | 176 | Yes | No
2006406 | Active | NEWMAC | NEWMAC MANUFACTURING INC. | LFR 88 |  | Oil | Upflow | Non-Weatherized | 102 | 83 | 85 | 94.9 | 766 | 136 | Yes | No
2006407 | Active | NEWMAC | NEWMAC MANUFACTURING INC. | NV2 102V |  | Oil |  | Non-Weatherized | 119 | 101 | 85.1 | 108.5 | 1137 | 210 | Yes | No
2006408 | Active | NEWMAC | NEWMAC MANUFACTURING INC. | NV3 155V |  | Oil |  | Non-Weatherized | 184 | 153 | 83.9 | 165.8 | 1204 | 165 | Yes | No
2006410 | Active | NEWMAC | NEWMAC MANUFACTURING INC. | NV3 145V |  | Oil |  | Non-Weatherized | 175 | 147 | 85 | 165.9 | 1191 | 205 | Yes | No
2006411 | Active | NEWMAC | NEWMAC MANUFACTURING INC. | NL3 121 |  | Oil |  | Non-Weatherized | 140 | 116 | 85.9 | 132.6 | 637 | 190 | Yes | No | AMACF
2006413 | Active | NEWMAC | NEWMAC MANUFACTURING INC. | NV2 111V |  | Oil |  | Non-Weatherized | 126 | 106 | 85.1 | 109.4 | 849 | 139 | Yes | No
2006417 | Active | NEWMAC | NEWMAC MANUFACTURING INC. | LFR 87 |  | Oil | Upflow | Non-Weatherized | 102 | 83 | 85 | 94.9 | 769 | 136 | Yes | No
2006418 | Active | NEWMAC | NEWMAC MANUFACTURING INC. | NL3 149 |  | Oil |  | Non-Weatherized | 175 | 143 | 85 | 155.4 | 689 | 200 | Yes | Yes | AMACF
2006419 | Active | NEWMAC | NEWMAC MANUFACTURING INC. | NL3 160 |  | Oil |  | Non-Weatherized | 190 | 156 | 83.8 | 172.6 | 755 | 210 | Yes | No | AMACF
2006421 | Active | NEWMAC | NEWMAC MANUFACTURING INC. | NMP 109V |  | Oil | Upflow | Non-Weatherized | 129 | 105 | 85 | 111.5 | 1495 | 139 | Yes | No
2006431 | Active | NEWMAC | NEWMAC MANUFACTURING INC. | NMP 101V |  | Oil | Upflow | Non-Weatherized | 118 | 97 | 85 | 110 | 1605 | 139 | Yes | No
2006432 | Active | NEWMAC | NEWMAC MANUFACTURING INC. | NV3 144 |  | Oil |  | Non-Weatherized | 175 | 148 | 85 | 168.8 | 1169 | 161 | Yes | No
2006435 | Active | NEWMAC | NEWMAC MANUFACTURING INC. | NH3 101 |  | Oil | Upflow | Non-Weatherized | 118 | 98 | 85.1 | 113 | 1140 | 160 | Yes | No
2006438 | Active | NEWMAC | NEWMAC MANUFACTURING INC. | NLF 101V** |  | Oil |  | Non-Weatherized | 126 | 106 | 85.1 | 110.5 | 575 | 139 | Yes | No | AMACF
2006439 | Active | NEWMAC | NEWMAC MANUFACTURING INC. | NMR 101V** |  | Oil |  | Non-Weatherized | 126 | 106 | 85.1 | 110.5 | 575 | 139 | Yes | No | AMACF
2006441 | Active | NEWMAC | NEWMAC MANUFACTURING INC. | NL2 101V* |  | Oil |  | Non-Weatherized | 119 | 101 | 85.9 | 111.2 | 630 | 160 | Yes | No | AMACF
2006444 | Active | NEWMAC | NEWMAC MANUFACTURING INC. | NH3 99 |  | Oil | Upflow | Non-Weatherized | 118 | 98 | 85.1 | 112.8 | 1186 | 210 | Yes | No
2006445 | Active | NEWMAC | NEWMAC MANUFACTURING INC. | LFR 80V* |  | Oil | Upflow | Non-Weatherized | 93 | 76 | 85 | 74.8 | 614 | 170 | Yes | No
2006446 | Active | NEWMAC | NEWMAC MANUFACTURING INC. | LFR 86V |  | Oil | Upflow | Non-Weatherized | 100 | 82 | 85 | 93.4 | 767 | 136 | Yes | No
2007014 | Active | MERIDIAN,TFC | TEXAS FURNACE, LLC | VCA090NH3R |  | Natural Gas, Propane Gas | Upflow | Non-Weatherized | 90 | 82 | 90.9 | 84.7 |  | 91 |  | No
2008855 | Active | CROWN | CROWN BOILER CO. | UCA090NH3R |  | Natural Gas, Propane Gas | Upflow | Non-Weatherized | 90 | 82 | 90.9 | 84.7 |  | 91 |  | No
2007015 | Discontinued | MERIDIAN,TFC | TEXAS FURNACE, LLC | VSA090NH3R |  | Natural Gas, Propane Gas | Upflow | Non-Weatherized | 90 | 82 | 90.9 | 84.7 |  | 91 |  | No
2007017 | Discontinued | MERIDIAN,TFC | TEXAS FURNACE, LLC | CCA090NH4R |  | Natural Gas, Propane Gas | Downflow, Horizontal | Non-Weatherized | 90 | 81 | 90.4 | 85.1 |  | 87 |  | No
2008850 | Discontinued | CROWN | CROWN BOILER CO. | DCA090NH4R |  | Natural Gas, Propane Gas | Downflow, Horizontal | Non-Weatherized | 90 | 81 | 90.4 | 85.1 |  | 87 |  | No
2007027 | Discontinued | MERIDIAN,TFC | TEXAS FURNACE, LLC | VSA126NH5R |  | Natural Gas, Propane Gas | Upflow | Non-Weatherized | 126 | 115 | 90.9 | 118.6 | 944 | 102 | Yes | No
2007029 | Discontinued | MERIDIAN,TFC | TEXAS FURNACE, LLC | CSA090NH3R |  | Natural Gas, Propane Gas | Downflow, Horizontal | Non-Weatherized | 90 | 81 | 90.4 | 84.9 | 764 | 87 | Yes | No
2007033 | Discontinued | MERIDIAN,TFC | TEXAS FURNACE, LLC | CSA090NH3RX |  | Natural Gas, Propane Gas | Downflow, Horizontal | Non-Weatherized | 90 | 81 | 90.4 | 84.9 |  | 89 |  | No
2007036 | Discontinued | MERIDIAN,TFC | TEXAS FURNACE, LLC | CSA054NH3RX |  | Natural Gas, Propane Gas | Downflow, Horizontal | Non-Weatherized | 54 | 48 | 90.4 | 50.8 |  | 74 |  | No
2007037 | Discontinued | MERIDIAN,TFC | TEXAS FURNACE, LLC | VSA054NH3R |  | Natural Gas, Propane Gas | Upflow | Non-Weatherized | 54 | 49 | 90.9 | 50.2 |  | 77 |  | No
2007039 | Discontinued | MERIDIAN,TFC | TEXAS FURNACE, LLC | CSA054NH3R |  | Natural Gas, Propane Gas | Downflow, Horizontal | Non-Weatherized | 54 | 48 | 90.4 | 50.8 |  | 74 | Yes | No
2007042 | Discontinued | MERIDIAN,TFC | TEXAS FURNACE, LLC | VSA090NH4RX |  | Natural Gas, Propane Gas | Upflow | Non-Weatherized | 90 | 82 | 90.9 | 84.9 |  | 94 |  | No
2007043 | Discontinued | MERIDIAN,TFC | TEXAS FURNACE, LLC | CSA108NH5R |  | Natural Gas, Propane Gas | Downflow, Horizontal | Non-Weatherized | 108 | 97 | 90.4 | 102.9 |  | 103 |  | No
2007045 | Discontinued | MERIDIAN,TFC | TEXAS FURNACE, LLC | CCA108NH5R |  | Natural Gas, Propane Gas | Downflow, Horizontal | Non-Weatherized | 108 | 98 | 90.4 | 102.9 |  | 103 |  | No
2008868 | Discontinued | CROWN | CROWN BOILER CO. | DCA108NH5R |  | Natural Gas, Propane Gas | Downflow, Horizontal | Non-Weatherized | 108 | 98 | 90.4 | 102.9 |  | 103 |  | No
2007047 | Discontinued | MERIDIAN,TFC | TEXAS FURNACE, LLC | VSA108NH5RX |  | Natural Gas, Propane Gas | Upflow | Non-Weatherized | 108 | 99 | 90.9 | 101.6 |  | 103 |  | No
2007048 | Active | MERIDIAN,TFC | TEXAS FURNACE, LLC | VCA108NH5R |  | Natural Gas, Propane Gas | Upflow | Non-Weatherized | 108 | 99 | 90.9 | 101.6 |  | 103 |  | No
2008871 | Active | CROWN | CROWN BOILER CO. | UCA108NH5R |  | Natural Gas, Propane Gas | Upflow | Non-Weatherized | 108 | 99 | 90.9 | 101.6 |  | 103 |  | No
2007052 | Discontinued | MERIDIAN,TFC | TEXAS FURNACE, LLC | VSA126NH5RX |  | Natural Gas, Propane Gas | Upflow | Non-Weatherized | 126 | 115 | 90.9 | 118.6 |  | 102 |  | No
2007054 | Discontinued | MERIDIAN,TFC | TEXAS FURNACE, LLC | VSA072NH3RX |  | Natural Gas, Propane Gas | Upflow | Non-Weatherized | 72 | 66 | 90.9 | 67 |  | 79 |  | No
2007056 | Active | MERIDIAN,TFC | TEXAS FURNACE, LLC | VCA126NH5R |  | Natural Gas, Propane Gas | Upflow | Non-Weatherized | 126 | 115 | 90.9 | 118.6 |  | 102 |  | No
2008883 | Active | CROWN | CROWN BOILER CO. | UCA126NH5R |  | Natural Gas, Propane Gas | Upflow | Non-Weatherized | 126 | 115 | 90.9 | 118.6 |  | 102 |  | No
2007057 | Discontinued | MERIDIAN,TFC | TEXAS FURNACE, LLC | CCA090NH3R |  | Natural Gas, Propane Gas | Downflow, Horizontal | Non-Weatherized | 90 | 81 | 90.4 | 84.9 |  | 89 |  | No
2008849 | Discontinued | CROWN | CROWN BOILER CO. | DCA090NH3R |  | Natural Gas, Propane Gas | Downflow, Horizontal | Non-Weatherized | 90 | 81 | 90.4 | 84.9 |  | 89 |  | No
2007062 | Discontinued | MERIDIAN,TFC | TEXAS FURNACE, LLC | CSA072NH4RX |  | Natural Gas, Propane Gas | Downflow, Horizontal | Non-Weatherized | 72 | 65 | 90.4 | 67.8 |  | 77 |  | No
2007065 | Discontinued | MERIDIAN,TFC | TEXAS FURNACE, LLC | CCA072NH3R |  | Natural Gas, Propane Gas | Downflow, Horizontal | Non-Weatherized | 72 | 65 | 90.4 | 67.4 |  | 77 |  | No
2008826 | Discontinued | CROWN | CROWN BOILER CO. | DCA072NH3R |  | Natural Gas, Propane Gas | Downflow, Horizontal | Non-Weatherized | 72 | 65 | 90.4 | 67.4 |  | 77 |  | No
2007072 | Discontinued | MERIDIAN,TFC | TEXAS FURNACE, LLC | VSA072NH4RX |  | Natural Gas, Propane Gas | Upflow | Non-Weatherized | 72 | 66 | 90.9 | 67.5 |  | 80 |  | No
2007074 | Active | MERIDIAN,TFC | TEXAS FURNACE, LLC | VCA072NH4R |  | Natural Gas, Propane Gas | Upflow | Non-Weatherized | 72 | 66 | 90.9 | 67.5 |  | 80 |  | No
2008833 | Active | CROWN | CROWN BOILER CO. | UCA072NH4R |  | Natural Gas, Propane Gas | Upflow | Non-Weatherized | 72 | 66 | 90.9 | 67.5 |  | 80 |  | No
2007075 | Active | MERIDIAN,TFC | TEXAS FURNACE, LLC | VCA072NH3R |  | Natural Gas, Propane Gas | Upflow | Non-Weatherized | 72 | 66 | 90.9 | 67 |  | 79 |  | No
2008832 | Active | CROWN | CROWN BOILER CO. | UCA072NH3R |  | Natural Gas, Propane Gas | Upflow | Non-Weatherized | 72 | 66 | 90.9 | 67 |  | 79 |  | No
2007078 | Discontinued | MERIDIAN,TFC | TEXAS FURNACE, LLC | CSA126NH5R |  | Natural Gas, Propane Gas | Downflow, Horizontal | Non-Weatherized | 126 | 114 | 90.4 | 120.4 | 944 | 102 | Yes | No
2007079 | Discontinued | MERIDIAN,TFC | TEXAS FURNACE, LLC | CSA072NH4R |  | Natural Gas, Propane Gas | Downflow, Horizontal | Non-Weatherized | 72 | 65 | 90.4 | 67.8 |  | 77 | Yes | No
2007090 | Discontinued | MERIDIAN,TFC | TEXAS FURNACE, LLC | VSA090NH4R |  | Natural Gas, Propane Gas | Upflow | Non-Weatherized | 90 | 82 | 90.9 | 84.9 | 820 | 94 | Yes | No
2007093 | Discontinued | MERIDIAN,TFC | TEXAS FURNACE, LLC | CSA108NH5RX |  | Natural Gas, Propane Gas | Downflow, Horizontal | Non-Weatherized | 108 | 97 | 90.4 | 102.9 |  | 103 |  | No
2007094 | Discontinued | MERIDIAN,TFC | TEXAS FURNACE, LLC | VSA108NH5R |  | Natural Gas, Propane Gas | Upflow | Non-Weatherized | 108 | 99 | 90.9 | 101.6 |  | 103 | Yes | No
2007104 | Active | MERIDIAN,TFC | TEXAS FURNACE, LLC | VCA054NH3R |  | Natural Gas, Propane Gas | Upflow | Non-Weatherized | 54 | 49 | 90.9 | 50.2 |  | 77 |  | No
2008812 | Active | CROWN | CROWN BOILER CO. | UCA054NH3R |  | Natural Gas, Propane Gas | Upflow | Non-Weatherized | 54 | 49 | 90.9 | 50.2 |  | 77 |  | No
2007109 | Discontinued | MERIDIAN,TFC | TEXAS FURNACE, LLC | CSA126NH5RX |  | Natural Gas, Propane Gas | Downflow, Horizontal | Non-Weatherized | 126 | 114 | 90.4 | 120.4 |  | 102 |  | No
2007118 | Discontinued | MERIDIAN,TFC | TEXAS FURNACE, LLC | CSA072NH3RX |  | Natural Gas, Propane Gas | Downflow, Horizontal | Non-Weatherized | 72 | 65 | 90.4 | 67.4 |  | 77 |  | No
2007119 | Discontinued | MERIDIAN,TFC | TEXAS FURNACE, LLC | VSA072NH3R |  | Natural Gas, Propane Gas | Upflow | Non-Weatherized | 72 | 66 | 90.9 | 67 | 765 | 79 | Yes | No
2007126 | Discontinued | MERIDIAN,TFC | TEXAS FURNACE, LLC | VSA054NH3RX |  | Natural Gas, Propane Gas | Upflow | Non-Weatherized | 54 | 49 | 90.9 | 50.2 |  | 77 |  | No
2007127 | Discontinued | MERIDIAN,TFC | TEXAS FURNACE, LLC | CCA054NH3R |  | Natural Gas, Propane Gas | Downflow, Horizontal | Non-Weatherized | 54 | 48 | 90.4 | 50.8 |  | 74 |  | No
2008809 | Discontinued | CROWN | CROWN BOILER CO. | DCA054NH3R |  | Natural Gas, Propane Gas | Downflow, Horizontal | Non-Weatherized | 54 | 48 | 90.4 | 50.8 |  | 74 |  | No
2007131 | Discontinued | MERIDIAN,TFC | TEXAS FURNACE, LLC | CSA072NH3R |  | Natural Gas, Propane Gas | Downflow, Horizontal | Non-Weatherized | 72 | 65 | 90.4 | 67.4 | 751 | 77 | Yes | No
2007141 | Discontinued | MERIDIAN,TFC | TEXAS FURNACE, LLC | CCA126NH5R |  | Natural Gas, Propane Gas | Downflow, Horizontal | Non-Weatherized | 126 | 114 | 90.4 | 120.4 |  | 102 |  | No
2008880 | Discontinued | CROWN | CROWN BOILER CO. | DCA126NH5R |  | Natural Gas, Propane Gas | Downflow, Horizontal | Non-Weatherized | 126 | 114 | 90.4 | 120.4 |  | 102 |  | No
2007151 | Discontinued | MERIDIAN,TFC | TEXAS FURNACE, LLC | CSA090NH4R |  | Natural Gas, Propane Gas | Downflow, Horizontal | Non-Weatherized | 90 | 81 | 90.4 | 85.1 | 764 | 87 | Yes | No
2007160 | Active | MERIDIAN,TFC | TEXAS FURNACE, LLC | VCA090NH4R |  | Natural Gas, Propane Gas | Upflow | Non-Weatherized | 90 | 82 | 90.9 | 84.9 |  | 94 |  | No
2008856 | Active | CROWN | CROWN BOILER CO. | UCA090NH4R |  | Natural Gas, Propane Gas | Upflow | Non-Weatherized | 90 | 82 | 90.9 | 84.9 |  | 94 |  | No
2007161 | Discontinued | MERIDIAN,TFC | TEXAS FURNACE, LLC | CSA090NH4RX |  | Natural Gas, Propane Gas | Downflow, Horizontal | Non-Weatherized | 90 | 81 | 90.4 | 85.1 |  | 87 |  | No
2007164 | Discontinued | MERIDIAN,TFC | TEXAS FURNACE, LLC | VSA090NH3RX |  | Natural Gas, Propane Gas | Upflow | Non-Weatherized | 90 | 82 | 90.9 | 84.7 |  | 91 |  | No
2007174 | Discontinued | MERIDIAN,TFC | TEXAS FURNACE, LLC | VSA072NH4R |  | Natural Gas, Propane Gas | Upflow | Non-Weatherized | 72 | 66 | 90.9 | 67.5 | 810 | 80 | Yes | No
2007177 | Discontinued | MERIDIAN,TFC | TEXAS FURNACE, LLC | CCA072NH4R |  | Natural Gas, Propane Gas | Downflow, Horizontal | Non-Weatherized | 72 | 65 | 90.4 | 67.8 |  | 77 |  | No
2008827 | Discontinued | CROWN | CROWN BOILER CO. | DCA072NH4R |  | Natural Gas, Propane Gas | Downflow, Horizontal | Non-Weatherized | 72 | 65 | 90.4 | 67.8 |  | 77 |  | No
2007179 | Active | ALLSTYLE,MERIDIAN,STYLEQUEST,TFC | TEXAS FURNACE, LLC | ABA080NI5R |  | Natural Gas, Propane Gas | Upflow, Downflow, Horizontal | Non-Weatherized | 80 | 65 | 80.2 | 75.8 | 676 | 55 | Yes | No
2007180 | Active | ALLSTYLE,MERIDIAN,STYLEQUEST,TFC | TEXAS FURNACE, LLC | ABA140NI5R |  | Natural Gas, Propane Gas | Upflow, Downflow, Horizontal | Non-Weatherized | 140 | 114 | 80.2 | 134.3 | 990 | 88 | Yes | No
2007181 | Active | ALLSTYLE,MERIDIAN,STYLEQUEST,TFC | TEXAS FURNACE, LLC | ABA140NI4R |  | Natural Gas, Propane Gas | Upflow, Downflow, Horizontal | Non-Weatherized | 140 | 114 | 80.2 | 134.1 | 990 | 77 | Yes | No
2007182 | Active | ALLSTYLE,MERIDIAN,STYLEQUEST,TFC | TEXAS FURNACE, LLC | ABA100NI4R |  | Natural Gas, Propane Gas | Upflow, Downflow, Horizontal | Non-Weatherized | 100 | 81 | 80.2 | 94.4 | 980 | 77 | Yes | No
2007183 | Active | ALLSTYLE,MERIDIAN,STYLEQUEST,TFC | TEXAS FURNACE, LLC | ABA100NI3R |  | Natural Gas, Propane Gas | Upflow, Downflow, Horizontal | Non-Weatherized | 100 | 81 | 80.2 | 96.2 |  | 79 | Yes | No
2007184 | Active | ALLSTYLE,MERIDIAN,STYLEQUEST,TFC | TEXAS FURNACE, LLC | ABA100NI5R |  | Natural Gas, Propane Gas | Upflow, Downflow, Horizontal | Non-Weatherized | 100 | 81 | 80.2 | 95.1 | 990 | 83 | Yes | No
2007185 | Active | ALLSTYLE,MERIDIAN,STYLEQUEST,TFC | TEXAS FURNACE, LLC | ABA120NI5R |  | Natural Gas, Propane Gas | Upflow, Downflow, Horizontal | Non-Weatherized | 120 | 98 | 80.2 | 114.6 | 990 | 88 | Yes | No
2007186 | Active | ALLSTYLE,MERIDIAN,STYLEQUEST,TFC | TEXAS FURNACE, LLC | ABA120NI4R |  | Natural Gas, Propane Gas | Upflow, Downflow, Horizontal | Non-Weatherized | 120 | 98 | 80.2 | 114.1 | 990 | 82 | Yes | No
2007187 | Discontinued | ALLSTYLE,MERIDIAN,STYLEQUEST,TFC | TEXAS FURNACE, LLC | ABA080NI2R |  | Natural Gas, Propane Gas | Upflow, Downflow, Horizontal | Non-Weatherized | 80 | 65 | 80.2 | 77.1 |  | 50 | Yes | No
2007188 | Active | ALLSTYLE,MERIDIAN,STYLEQUEST,TFC | TEXAS FURNACE, LLC | ABA080NI4R |  | Natural Gas, Propane Gas | Upflow, Downflow, Horizontal | Non-Weatherized | 80 | 65 | 80.2 | 75.3 |  | 55 | Yes | No
2007189 | Active | ALLSTYLE,MERIDIAN,STYLEQUEST,TFC | TEXAS FURNACE, LLC | ABA080NI3R |  | Natural Gas, Propane Gas | Upflow, Downflow, Horizontal | Non-Weatherized | 80 | 65 | 80.2 | 76.2 | 680 | 56 | Yes | No
2007190 | Active | ALLSTYLE,MERIDIAN,STYLEQUEST,TFC | TEXAS FURNACE, LLC | ABA060NI3R |  | Natural Gas, Propane Gas | Upflow, Downflow, Horizontal | Non-Weatherized | 60 | 49 | 80.2 | 57.5 | 575 | 61 | Yes | No
2007191 | Discontinued | ALLSTYLE,MERIDIAN,STYLEQUEST,TFC | TEXAS FURNACE, LLC | ABA060NI2R |  | Natural Gas, Propane Gas | Upflow, Downflow, Horizontal | Non-Weatherized | 60 | 49 | 80.2 | 57.9 |  | 57 | Yes | No
2007192 | Discontinued | ALLSTYLE,MERIDIAN,STYLEQUEST,TFC | TEXAS FURNACE, LLC | ABA040NI2R |  | Natural Gas, Propane Gas | Upflow, Downflow, Horizontal | Non-Weatherized | 40 | 33 | 80.2 | 38.6 |  | 48 | Yes | No
2007193 | Active | ALLSTYLE,MERIDIAN,STYLEQUEST,TFC | TEXAS FURNACE, LLC | ABA040NI3R |  | Natural Gas, Propane Gas | Upflow, Downflow, Horizontal | Non-Weatherized | 40 | 33 | 80.2 | 37.8 |  | 57 | Yes | No
2007194 | Active | ALLSTYLE,MERIDIAN,STYLEQUEST,TFC | TEXAS FURNACE, LLC | ABA140NI5RX |  | Natural Gas, Propane Gas | Upflow, Downflow, Horizontal | Non-Weatherized | 140 | 114 | 80.2 | 134.3 |  | 88 |  | No
2007195 | Discontinued | ALLSTYLE,MERIDIAN,STYLEQUEST,TFC | TEXAS FURNACE, LLC | ABA040NI2RX |  | Natural Gas, Propane Gas | Upflow, Downflow, Horizontal | Non-Weatherized | 40 | 33 | 80.2 | 38.6 |  | 48 |  | No
2007196 | Active | ALLSTYLE,MERIDIAN,STYLEQUEST,TFC | TEXAS FURNACE, LLC | ABA140NI4RX |  | Natural Gas, Propane Gas | Upflow, Downflow, Horizontal | Non-Weatherized | 140 | 114 | 80.2 | 134.1 |  | 77 |  | No
2007197 | Active | ALLSTYLE,MERIDIAN,STYLEQUEST,TFC | TEXAS FURNACE, LLC | ABA040NI3RX |  | Natural Gas, Propane Gas | Upflow, Downflow, Horizontal | Non-Weatherized | 40 | 33 | 80.2 | 37.8 |  | 57 |  | No
2007198 | Active | ALLSTYLE,MERIDIAN,STYLEQUEST,TFC | TEXAS FURNACE, LLC | ABA120NI5RX |  | Natural Gas, Propane Gas | Upflow, Downflow, Horizontal | Non-Weatherized | 120 | 98 | 80.2 | 114.6 |  | 88 |  | No
2007199 | Active | ALLSTYLE,MERIDIAN,STYLEQUEST,TFC | TEXAS FURNACE, LLC | ABA120NI4RX |  | Natural Gas, Propane Gas | Upflow, Downflow, Horizontal | Non-Weatherized | 120 | 98 | 80.2 | 114.1 |  | 82 |  | No
2007200 | Active | ALLSTYLE,MERIDIAN,STYLEQUEST,TFC | TEXAS FURNACE, LLC | ABA100NI3RX |  | Natural Gas, Propane Gas | Upflow, Downflow, Horizontal | Non-Weatherized | 100 | 81 | 80.2 | 96.2 |  | 79 |  | No
2007201 | Active | ALLSTYLE,MERIDIAN,STYLEQUEST,TFC | TEXAS FURNACE, LLC | ABA080NI5RX |  | Natural Gas, Propane Gas | Upflow, Downflow, Horizontal | Non-Weatherized | 80 | 65 | 80.2 | 75.8 |  | 55 |  | No
2007202 | Discontinued | ALLSTYLE,MERIDIAN,STYLEQUEST,TFC | TEXAS FURNACE, LLC | ABA080NI2RX |  | Natural Gas, Propane Gas | Upflow, Downflow, Horizontal | Non-Weatherized | 80 | 65 | 80.2 | 77.1 |  | 50 |  | No
2007203 | Active | ALLSTYLE,MERIDIAN,STYLEQUEST,TFC | TEXAS FURNACE, LLC | ABA100NI5RX |  | Natural Gas, Propane Gas | Upflow, Downflow, Horizontal | Non-Weatherized | 100 | 81 | 80.2 | 95.1 |  | 83 |  | No
2007204 | Active | ALLSTYLE,MERIDIAN,STYLEQUEST,TFC | TEXAS FURNACE, LLC | ABA080NI4RX |  | Natural Gas, Propane Gas | Upflow, Downflow, Horizontal | Non-Weatherized | 80 | 65 | 80.2 | 75.3 |  | 55 |  | No
2007205 | Active | ALLSTYLE,MERIDIAN,STYLEQUEST,TFC | TEXAS FURNACE, LLC | ABA060NI3RX |  | Natural Gas, Propane Gas | Upflow, Downflow, Horizontal | Non-Weatherized | 60 | 49 | 80.2 | 57.5 |  | 61 |  | No
2007206 | Active | ALLSTYLE,MERIDIAN,STYLEQUEST,TFC | TEXAS FURNACE, LLC | ABA080NI3RX |  | Natural Gas, Propane Gas | Upflow, Downflow, Horizontal | Non-Weatherized | 80 | 65 | 80.2 | 76.2 |  | 56 |  | No
2007207 | Active | ALLSTYLE,MERIDIAN,STYLEQUEST,TFC | TEXAS FURNACE, LLC | ABA100NI4RX |  | Natural Gas, Propane Gas | Upflow, Downflow, Horizontal | Non-Weatherized | 100 | 81 | 80.2 | 94.4 |  | 77 |  | No
2007208 | Discontinued | ALLSTYLE,MERIDIAN,STYLEQUEST,TFC | TEXAS FURNACE, LLC | ABA060NI2RX |  | Natural Gas, Propane Gas | Upflow, Downflow, Horizontal | Non-Weatherized | 60 | 49 | 80.2 | 57.9 |  | 57 |  | No
2007891 | Active | ALLSTYLE,MERIDIAN,TFC | TEXAS FURNACE, LLC | VSB126NH5R |  | Natural Gas, Propane Gas | Upflow | Non-Weatherized | 126 | 115 | 92 | 119 | 800 | 100 | Yes | No
2007892 | Active | ALLSTYLE,MERIDIAN,TFC | TEXAS FURNACE, LLC | VSB090NH3R |  | Natural Gas, Propane Gas | Upflow | Non-Weatherized | 90 | 81 | 92 | 82 | 793 | 110 | Yes | No
2007893 | Active | ALLSTYLE,MERIDIAN,TFC | TEXAS FURNACE, LLC | VSB054NH3R |  | Natural Gas, Propane Gas | Upflow | Non-Weatherized | 54 | 48 | 92 | 49 |  | 70 | Yes | No
2007894 | Active | ALLSTYLE,MERIDIAN,TFC | TEXAS FURNACE, LLC | VSB108NH5R |  | Natural Gas, Propane Gas | Upflow | Non-Weatherized | 108 | 97 | 92 | 100 | 844 | 102 | Yes | No
2007895 | Active | ALLSTYLE,MERIDIAN,TFC | TEXAS FURNACE, LLC | VSB090NH4R |  | Natural Gas, Propane Gas | Upflow | Non-Weatherized | 90 | 82 | 92 | 85 |  | 108 | Yes | No
2007896 | Active | ALLSTYLE,MERIDIAN,TFC | TEXAS FURNACE, LLC | VSB072NH3R |  | Natural Gas, Propane Gas | Upflow | Non-Weatherized | 72 | 65 | 92 | 67 | 727 | 88 | Yes | No
2007897 | Active | ALLSTYLE,MERIDIAN,TFC | TEXAS FURNACE, LLC | VSB072NH4R |  | Natural Gas, Propane Gas | Upflow | Non-Weatherized | 72 | 66 | 92 | 68 |  | 85 | Yes | No
2007904 | Active | THERMO PRIDE | THERMO PRODUCTS, INC. | OH6FA072D48B |  | Oil | Upflow | Non-Weatherized | 85 | 72 | 83.3 | 74.4 | 718 | 140 | Yes | No
2007907 | Active | THERMO PRIDE | THERMO PRODUCTS, INC. | OH6FA072DV4B |  | Oil | Upflow | Non-Weatherized | 85 | 72 | 83.3 | 75.7 | 419 | 140 |  | Yes | AMACF
2007910 | Active | THERMO PRIDE | THERMO PRODUCTS, INC. | OH6FA072D48R |  | Oil | Upflow | Non-Weatherized | 85 | 73 | 86.1 | 72.2 | 650 | 127 |  | No
2007913 | Active | THERMO PRIDE | THERMO PRODUCTS, INC. | OH6FA072DV4R |  | Oil | Upflow | Non-Weatherized | 85 | 73 | 86.1 | 73.3 | 385 | 127 |  | Yes | AMACF
2007939 | Active | THERMO PRIDE | THERMO PRODUCTS, INC. | CDBI-50 |  | Natural Gas,Propane Gas | Downflow,Horizontal | Non-Weatherized | 50 | 47 | 91.5 | 51.9 | 362 | 119 | Yes | No
2007940 | Active | THERMO PRIDE | THERMO PRODUCTS, INC. | CHBI-50 |  | Natural Gas, Propane Gas | Upflow | Non-Weatherized | 50 | 47 | 95 | 49.9 | 340 | 119 | Yes | No | AFUE
2007941 | Active | THERMO PRIDE | THERMO PRODUCTS, INC. | CDBI-75 |  | Natural Gas,Propane Gas | Downflow,Horizontal | Non-Weatherized | 75 | 70 | 92 | 68 | 591 | 115 | Yes | No
2007943 | Active | THERMO PRIDE | THERMO PRODUCTS, INC. | CHBI-75 |  | Natural Gas,Propane Gas | Upflow | Non-Weatherized | 75 | 72 | 95.1 | 65.4 | 697 | 122 | Yes | No | AFUE
2007945 | Active | THERMO PRIDE | THERMO PRODUCTS, INC. | GMD1-80N | Yes | Natural Gas,Propane Gas | Downflow | Non-Weatherized | 80 | 65 | 81 | 77.3 | 550 | 76 | Yes | No
2007946 | Active | THERMO PRIDE | THERMO PRODUCTS, INC. | CDBI-100 |  | Natural Gas,Propane Gas | Downflow,Horizontal | Non-Weatherized | 100 | 94 | 92.5 | 101.5 | 796 | 127 | Yes | No
2007948 | Active | THERMO PRIDE | THERMO PRODUCTS, INC. | CHBI-100 |  | Natural Gas, Propane Gas | Upflow | Non-Weatherized | 100 | 94 | 95 | 98.8 | 800 | 126 | Yes | No | AFUE
2007950 | Active | THERMO PRIDE | THERMO PRODUCTS, INC. | CDBI-125 |  | Natural Gas,Propane Gas | Downflow,Horizontal | Non-Weatherized | 125 | 116 | 92 | 118.5 | 1115 | 128 | Yes | No
2007952 | Active | THERMO PRIDE | THERMO PRODUCTS, INC. | CHBI-125 |  | Natural Gas, Propane Gas | Upflow | Non-Weatherized | 125 | 116 | 93 | 117.1 | 1062 | 131 | Yes | No
2007954 | Active | THERMO PRIDE | THERMO PRODUCTS, INC. | PGL20-180 |  | Natural Gas, Propane Gas | Upflow | Non-Weatherized | 180 | 142 | 79.2 | 178.3 | 925 | 100 | Yes | No
2007957 | Active | SPIRIT, VALPRO | THERMO PRODUCTS, INC. | VHF-ABE-72 |  | Oil | Upflow | Non-Weatherized | 85 | 69 | 83 | 77.4 | 462 | 142 |  | Yes | AMACF
2016360 | Active | CROWN | CROWN BOILER CO. | CSHB60-90XE-72-B |  | Oil | Upflow | Non-Weatherized | 85 | 69 | 83 | 77.4 | 462 | 142 |  | Yes | AMACF
7174350 | Active | TRANE | TRANE | THV1C072A9V4SA |  | Oil | Upflow | Non-Weatherized | 85 | 69 | 83 | 77.4 | 462 | 142 |  | Yes | AMACF
2007961 | Active | SPIRIT, VALPRO | THERMO PRODUCTS, INC. | VHF-ABP-72 |  | Oil | Upflow | Non-Weatherized | 85 | 69 | 83 | 76.2 | 706 | 142 | Yes | No
2016361 | Active | CROWN | CROWN BOILER CO. | CSHB60-90PE-72-B |  | Oil | Upflow | Non-Weatherized | 85 | 69 | 83 | 76.2 | 706 | 142 |  | No
7173308 | Active | TRANE | TRANE | THV1C072A948SA |  | Oil | Upflow | Non-Weatherized | 85 | 69 | 83 | 76.2 | 706 | 142 |  | No
2007962 | Active | THERMO PRIDE | THERMO PRODUCTS, INC. | OH6FX090DV4R |  | Oil | Upflow | Non-Weatherized | 106 | 89 | 86.4 | 90.5 | 408 | 177 |  | Yes | AMACF
2007963 | Active | THERMO PRIDE | THERMO PRODUCTS, INC. | OH6FX072DV4R |  | Oil | Upflow | Non-Weatherized | 85 | 72 | 87 | 72.1 | 319 | 177 | Yes | Yes | AMACF
2007967 | Active | THERMO PRIDE | THERMO PRODUCTS, INC. | OD6*X090DV5R |  | Oil | Downflow, Horizontal | Non-Weatherized | 106 | 89 | 85 | 92 | 454 | 170 |  | Yes
2007968 | Active | THERMO PRIDE | THERMO PRODUCTS, INC. | OD6*X072DV5R |  | Oil | Downflow, Horizontal | Non-Weatherized | 85 | 72 | 86 | 73.2 | 346 | 170 | Yes | Yes
2007972 | Active | THERMO PRIDE | THERMO PRODUCTS, INC. | OD6*072DV5R |  | Oil | Downflow, Horizontal | Non-Weatherized | 85 | 72 | 85.7 | 73.5 | 416 | 119 |  | Yes
2007973 | Active | THERMO PRIDE | THERMO PRODUCTS, INC. | OD6*072D48R |  | Oil | Downflow, Horizontal | Non-Weatherized | 85 | 72 | 85.7 | 71.8 | 830 | 119 | Yes | No
2007974 | Active | THERMO PRIDE | THERMO PRODUCTS, INC. | OD6*072DV5B |  | Oil | Downflow, Horizontal | Non-Weatherized | 85 | 72 | 85.7 | 73.6 | 420 | 134 |  | Yes
2007975 | Active | THERMO PRIDE | THERMO PRODUCTS, INC. | OD6*072D48B |  | Oil | Downflow, Horizontal | Non-Weatherized | 85 | 72 | 85.7 | 71.7 | 884 | 134 |  | No
2007985 | Active | THERMO PRIDE | THERMO PRODUCTS, INC. | GMD1-60N | Yes | Natural Gas,Propane Gas | Downflow | Non-Weatherized | 60 | 50 | 81.6 | 75.4 | 849 | 91 | Yes | No
2007995 | Active | THERMO PRIDE | THERMO PRODUCTS, INC. | OL20-151*D-B |  | Oil |  | Non-Weatherized | 185 | 153 | 85 | 163.8 | 1539 | 123 | Yes | No
2007996 | Active | THERMO PRIDE | THERMO PRODUCTS, INC. | OL20-151*DE-B |  | Oil |  | Non-Weatherized | 185 | 153 | 85 | 165.9 | 1003 | 128 |  | Yes | AMACF
2007997 | Active | THERMO PRIDE | THERMO PRODUCTS, INC. | OH6FA072D48N |  | Oil | Upflow | Non-Weatherized | 85 | 71 | 85.6 | 72.5 | 702 | 146 |  | No
2008000 | Active | THERMO PRIDE | THERMO PRODUCTS, INC. | OH6FA072DV4N |  | Oil | Upflow | Non-Weatherized | 85 | 71 | 85.6 | 73.9 | 385 | 146 |  | Yes | AMACF
2008137 | Active | XR80 | TRANE | TUD1B080A9361A* |  | Natural Gas, Propane Gas | Upflow, Horizontal | Non-Weatherized | 80 | 63 | 80 | 76 | 818 | 77 | Yes | No
2016580 | Active | SILVER SI+ | AMERICAN STANDARD HEATING & AIR CONDITIONING | AUD1B080A9361A* |  | Natural Gas, Propane Gas | Upflow, Horizontal | Non-Weatherized | 80 | 63 | 80 | 76 | 818 | 77 |  | No
2008138 | Active | XR80 | TRANE | TUD1C080A9601A* |  | Natural Gas, Propane Gas | Upflow, Horizontal | Non-Weatherized | 80 | 63 | 80 | 75.1 | 961 | 70 | Yes | No
2016581 | Active | SILVER SI+ | AMERICAN STANDARD HEATING & AIR CONDITIONING | AUD1C080A9601A* |  | Natural Gas, Propane Gas | Upflow, Horizontal | Non-Weatherized | 80 | 63 | 80 | 75.1 | 961 | 70 |  | No
2008140 | Active | XR80 | TRANE | TDD1B080A9451A* |  | Natural Gas, Propane Gas | Downflow, Horizontal | Non-Weatherized | 80 | 64 | 80 | 76.8 | 677 | 79 | Yes | No
2016583 | Active | SILVER SI+ | AMERICAN STANDARD HEATING & AIR CONDITIONING | ADD1B080A9451A* |  | Natural Gas, Propane Gas | Downflow, Horizontal | Non-Weatherized | 80 | 64 | 80 | 76.8 | 677 | 79 |  | No
5370947 | Active | AMERISTAR | INGERSOLL RAND | M801P080BD45AA* |  | Natural Gas, Propane Gas | Downflow, Horizontal | Non-Weatherized | 80 | 64 | 80 | 76.8 | 677 | 79 |  | No
2008141 | Active | XR80 | TRANE | TUD1B080A9241A* |  | Natural Gas, Propane Gas | Upflow, Horizontal | Non-Weatherized | 80 | 64 | 80 | 77.9 | 477 | 77 | Yes | No | AMACF
2016584 | Active | SILVER SI+ | AMERICAN STANDARD HEATING & AIR CONDITIONING | AUD1B080A9241A* |  | Natural Gas, Propane Gas | Upflow, Horizontal | Non-Weatherized | 80 | 64 | 80 | 77.9 | 477 | 77 |  | No | AMACF
2008142 | Active | XR80 | TRANE | TUD1B080A9481A* |  | Natural Gas, Propane Gas | Upflow, Horizontal | Non-Weatherized | 80 | 64 | 80 | 76.1 | 801 | 78 | Yes | No
2016585 | Active | SILVER SI+ | AMERICAN STANDARD HEATING & AIR CONDITIONING | AUD1B080A9481A* |  | Natural Gas, Propane Gas | Upflow, Horizontal | Non-Weatherized | 80 | 64 | 80 | 76.1 | 801 | 78 |  | No
2008143 | Active | XR80 | TRANE | TUD1B100A9361A* |  | Natural Gas, Propane Gas | Upflow, Horizontal | Non-Weatherized | 100 | 79 | 80 | 96.2 | 789 | 79 | Yes | No
2016586 | Active | SILVER SI+ | AMERICAN STANDARD HEATING & AIR CONDITIONING | AUD1B100A9361A* |  | Natural Gas, Propane Gas | Upflow, Horizontal | Non-Weatherized | 100 | 79 | 80 | 96.2 | 789 | 79 |  | No
2008144 | Active | XR80 | TRANE | TUD1C100A9481A* |  | Natural Gas, Propane Gas | Upflow, Horizontal | Non-Weatherized | 100 | 79 | 80 | 95.3 | 956 | 81 | Yes | No
2016587 | Active | SILVER SI+ | AMERICAN STANDARD HEATING & AIR CONDITIONING | AUD1C100A9481A* |  | Natural Gas, Propane Gas | Upflow, Horizontal | Non-Weatherized | 100 | 79 | 80 | 95.3 | 956 | 81 |  | No
2008145 | Active | XR80 | TRANE | TUD1C100A9601A* |  | Natural Gas, Propane Gas | Upflow, Horizontal | Non-Weatherized | 100 | 79 | 80 | 95.6 | 880 | 50 | Yes | No
2016588 | Active | SILVER SI+ | AMERICAN STANDARD HEATING & AIR CONDITIONING | AUD1C100A9601A* |  | Natural Gas, Propane Gas | Upflow, Horizontal | Non-Weatherized | 100 | 79 | 80 | 95.6 | 880 | 50 |  | No
2008146 | Active | XR80 | TRANE | TDD1B100A9451A* |  | Natural Gas, Propane Gas | Downflow, Horizontal | Non-Weatherized | 100 | 80 | 80 | 95.3 | 942 | 79 | Yes | No
2016589 | Active | SILVER SI+ | AMERICAN STANDARD HEATING & AIR CONDITIONING | ADD1B100A9451A* |  | Natural Gas, Propane Gas | Downflow, Horizontal | Non-Weatherized | 100 | 80 | 80 | 95.3 | 942 | 79 |  | No
2008147 | Active | XR80 | TRANE | TDD1C100A9481A* |  | Natural Gas, Propane Gas | Downflow, Horizontal | Non-Weatherized | 100 | 80 | 80 | 95.4 | 927 | 80 | Yes | No
2016590 | Active | SILVER SI+ | AMERICAN STANDARD HEATING & AIR CONDITIONING | ADD1C100A9481A* |  | Natural Gas, Propane Gas | Downflow, Horizontal | Non-Weatherized | 100 | 80 | 80 | 95.4 | 927 | 80 |  | No
5370948 | Active | AMERISTAR | INGERSOLL RAND | M801P100CD48AA* |  | Natural Gas, Propane Gas | Downflow, Horizontal | Non-Weatherized | 100 | 80 | 80 | 95.4 | 927 | 80 |  | No
2008148 | Active | XR80 | TRANE | TUD1B100A9451A* |  | Natural Gas, Propane Gas | Upflow, Horizontal | Non-Weatherized | 100 | 80 | 80 | 95.4 | 937 | 76 | Yes | No
2016591 | Active | SILVER SI+ | AMERICAN STANDARD HEATING & AIR CONDITIONING | AUD1B100A9451A* |  | Natural Gas, Propane Gas | Upflow, Horizontal | Non-Weatherized | 100 | 80 | 80 | 95.4 | 937 | 76 |  | No
2008149 | Active | XR80 | TRANE | TUD1D100A9721A* |  | Natural Gas, Propane Gas | Upflow, Horizontal | Non-Weatherized | 100 | 80 | 80 | 94.3 | 1128 | 60 | Yes | No
2016592 | Active | SILVER SI+ | AMERICAN STANDARD HEATING & AIR CONDITIONING | AUD1D100A9721A* |  | Natural Gas, Propane Gas | Upflow, Horizontal | Non-Weatherized | 100 | 80 | 80 | 94.3 | 1128 | 60 |  | No
2008150 | Active | XR80 | TRANE | TDD1C100A9541A* |  | Natural Gas, Propane Gas | Downflow, Horizontal | Non-Weatherized | 100 | 81 | 80 | 96 | 821 | 78 | Yes | No
2016593 | Active | SILVER SI+ | AMERICAN STANDARD HEATING & AIR CONDITIONING | ADD1C100A9541A* |  | Natural Gas, Propane Gas | Downflow, Horizontal | Non-Weatherized | 100 | 81 | 80 | 96 | 821 | 78 |  | No
2008151 | Active | XR80 | TRANE | TDD1C120A9541A* |  | Natural Gas, Propane Gas | Downflow, Horizontal | Non-Weatherized | 120 | 96 | 80 | 114.1 | 1162 | 83 | Yes | No
2016594 | Active | SILVER SI+ | AMERICAN STANDARD HEATING & AIR CONDITIONING | ADD1C120A9541A* |  | Natural Gas, Propane Gas | Downflow, Horizontal | Non-Weatherized | 120 | 96 | 80 | 114.1 | 1162 | 83 |  | No
2008152 | Active | XR80 | TRANE | TDD1D120A9601A* |  | Natural Gas, Propane Gas | Downflow, Horizontal | Non-Weatherized | 120 | 96 | 80 | 114.1 | 1170 | 85 | Yes | No
2016595 | Active | SILVER SI+ | AMERICAN STANDARD HEATING & AIR CONDITIONING | ADD1D120A9601A* |  | Natural Gas, Propane Gas | Downflow, Horizontal | Non-Weatherized | 120 | 96 | 80 | 114.1 | 1170 | 85 |  | No
5370949 | Active | AMERISTAR | INGERSOLL RAND | M801P120DD60AA* |  | Natural Gas, Propane Gas | Downflow, Horizontal | Non-Weatherized | 120 | 96 | 80 | 114.1 | 1170 | 85 |  | No
2008153 | Active | XR80 | TRANE | TUD1C120A9541A* |  | Natural Gas, Propane Gas | Upflow, Horizontal | Non-Weatherized | 120 | 96 | 80 | 114.2 | 1155 | 70 | Yes | No
2016596 | Active | SILVER SI+ | AMERICAN STANDARD HEATING & AIR CONDITIONING | AUD1C120A9541A* |  | Natural Gas, Propane Gas | Upflow, Horizontal | Non-Weatherized | 120 | 96 | 80 | 114.2 | 1155 | 70 |  | No
2008154 | Active | XR80 | TRANE | TUD1D120A9601A* |  | Natural Gas, Propane Gas | Upflow, Horizontal | Non-Weatherized | 120 | 96 | 80 | 114.2 | 1144 | 75 | Yes | No
2016597 | Active | SILVER SI+ | AMERICAN STANDARD HEATING & AIR CONDITIONING | AUD1D120A9601A* |  | Natural Gas, Propane Gas | Upflow, Horizontal | Non-Weatherized | 120 | 96 | 80 | 114.2 | 1144 | 75 |  | No
2008155 | Active | XR80 | TRANE | TUD1D140A9601A* |  | Natural Gas, Propane Gas | Upflow, Horizontal | Non-Weatherized | 140 | 111 | 80 | 133.5 | 1284 | 85 | Yes | No
2016598 | Active | SILVER SI+ | AMERICAN STANDARD HEATING & AIR CONDITIONING | AUD1D140A9601A* |  | Natural Gas, Propane Gas | Upflow, Horizontal | Non-Weatherized | 140 | 111 | 80 | 133.5 | 1284 | 85 |  | No
2008156 | Active | XR80 | TRANE | TDD1D140A9601A* |  | Natural Gas, Propane Gas | Downflow, Horizontal | Non-Weatherized | 140 | 113 | 80 | 134.2 | 1151 | 77 | Yes | No
2016599 | Active | SILVER SI+ | AMERICAN STANDARD HEATING & AIR CONDITIONING | ADD1D140A9601A* |  | Natural Gas, Propane Gas | Downflow, Horizontal | Non-Weatherized | 140 | 113 | 80 | 134.2 | 1151 | 77 |  | No
5370950 | Active | AMERISTAR | INGERSOLL RAND | M801P140DD60AA |  | Natural Gas, Propane Gas | Downflow, Horizontal | Non-Weatherized | 140 | 113 | 80 | 134.2 | 1151 | 77 |  | No
2008158 | Active | XR80 | TRANE | TUD1A040A9241A* |  | Natural Gas, Propane Gas | Upflow, Horizontal | Non-Weatherized | 40 | 32 | 80 | 38.4 | 371 | 76 | Yes | No
2016574 | Active | SILVER SI+ | AMERICAN STANDARD HEATING & AIR CONDITIONING | AUD1A040A9241A* |  | Natural Gas, Propane Gas | Upflow, Horizontal | Non-Weatherized | 40 | 32 | 80 | 38.4 | 371 | 76 |  | No
2008159 | Active | XR80 | TRANE | TUD1A040A9301A* |  | Natural Gas, Propane Gas | Upflow, Horizontal | Non-Weatherized | 40 | 32 | 80 | 37.9 | 475 | 72 | Yes | No
2016575 | Active | SILVER SI+ | AMERICAN STANDARD HEATING & AIR CONDITIONING | AUD1A040A9301A* |  | Natural Gas, Propane Gas | Upflow, Horizontal | Non-Weatherized | 40 | 32 | 80 | 37.9 | 475 | 72 |  | No
2008160 | Active | XR80 | TRANE | TUD1A060A9241A* |  | Natural Gas, Propane Gas | Upflow, Horizontal | Non-Weatherized | 60 | 47 | 80 | 57.7 | 515 | 77 | Yes | No
2016576 | Active | SILVER SI+ | AMERICAN STANDARD HEATING & AIR CONDITIONING | AUD1A060A9241A* |  | Natural Gas, Propane Gas | Upflow, Horizontal | Non-Weatherized | 60 | 47 | 80 | 57.7 | 515 | 77 |  | No
2008161 | Active | XR80 | TRANE | TUD1A060A9361A* |  | Natural Gas, Propane Gas | Upflow, Horizontal | Non-Weatherized | 60 | 47 | 80 | 57 | 634 | 71 | Yes | No
2016577 | Active | SILVER SI+ | AMERICAN STANDARD HEATING & AIR CONDITIONING | AUD1A060A9361A* |  | Natural Gas, Propane Gas | Upflow, Horizontal | Non-Weatherized | 60 | 47 | 80 | 57 | 634 | 71 |  | No
2008162 | Active | XR80 | TRANE | TDD1A060A9241A* |  | Natural Gas, Propane Gas | Downflow, Horizontal | Non-Weatherized | 60 | 48 | 80 | 57.8 | 484 | 70 | Yes | No
2016578 | Active | SILVER SI+ | AMERICAN STANDARD HEATING & AIR CONDITIONING | ADD1A060A9241A* |  | Natural Gas, Propane Gas | Downflow, Horizontal | Non-Weatherized | 60 | 48 | 80 | 57.8 | 484 | 70 |  | No
5370942 | Active | AMERISTAR | INGERSOLL RAND | M801P060AD24AA* |  | Natural Gas, Propane Gas | Downflow, Horizontal | Non-Weatherized | 60 | 48 | 80 | 57.8 | 484 | 70 |  | No
2008163 | Active | XR80 | TRANE | TDD1A060A9361A* |  | Natural Gas, Propane Gas | Downflow, Horizontal | Non-Weatherized | 60 | 48 | 80 | 56.4 | 747 | 73 | Yes | No
2016579 | Active | SILVER SI+ | AMERICAN STANDARD HEATING & AIR CONDITIONING | ADD1A060A9361A* |  | Natural Gas, Propane Gas | Downflow, Horizontal | Non-Weatherized | 60 | 48 | 80 | 56.4 | 747 | 73 |  | No
5370946 | Active | AMERISTAR | INGERSOLL RAND | M801P060AD36AA* |  | Natural Gas, Propane Gas | Downflow, Horizontal | Non-Weatherized | 60 | 48 | 80 | 56.4 | 747 | 73 |  | No
2008188 | Active | XR80 | TRANE | TUD1B060A9361A |  | Natural Gas, Propane Gas | Upflow, Horizontal | Non-Weatherized | 60 | 48 | 80 | 57.4 | 585 | 80 | Yes | No
2016625 | Active | SILVER SI+ | AMERICAN STANDARD HEATING & AIR CONDITIONING | AUD1B060A9361A |  | Natural Gas, Propane Gas | Upflow, Horizontal | Non-Weatherized | 60 | 48 | 80 | 57.4 | 585 | 80 |  | No
2008192 | Active | XB90 | TRANE | TUC1B040A9241A* |  | Natural Gas,Propane Gas | Upflow,Horizontal | Non-Weatherized | 40 | 37 | 92.1 | 33.7 | 349 | 78 | Yes | No
2016628 | Discontinued | AMERISTAR | AMERICAN STANDARD HEATING & AIR CONDITIONING | CUX1B040A9241A* |  | Natural Gas,Propane Gas | Upflow,Horizontal | Non-Weatherized | 40 | 37 | 92.1 | 33.7 | 349 | 78 |  | No
2016639 | Active | SILVER SI | AMERICAN STANDARD HEATING & AIR CONDITIONING | AUC1B040A9241A* |  | Natural Gas,Propane Gas | Upflow,Horizontal | Non-Weatherized | 40 | 37 | 92.1 | 33.7 | 349 | 78 |  | No
2008193 | Active | XB90 | TRANE | TUC1B060A9361A* |  | Natural Gas,Propane Gas | Upflow,Horizontal | Non-Weatherized | 60 | 56 | 92.1 | 50.5 | 508 | 84 | Yes | No
2016629 | Discontinued | AMERISTAR | AMERICAN STANDARD HEATING & AIR CONDITIONING | CUX1B060A9361A* |  | Natural Gas,Propane Gas | Upflow,Horizontal | Non-Weatherized | 60 | 56 | 92.1 | 50.5 | 508 | 84 |  | No
2016640 | Active | SILVER SI | AMERICAN STANDARD HEATING & AIR CONDITIONING | AUC1B060A9361A* |  | Natural Gas,Propane Gas | Upflow,Horizontal | Non-Weatherized | 60 | 56 | 92.1 | 50.5 | 508 | 84 |  | No
2008194 | Active | XB90 | TRANE | TUC1B080A9421A* |  | Natural Gas,Propane Gas | Upflow,Horizontal | Non-Weatherized | 80 | 74 | 92.1 | 67.2 | 689 | 86 | Yes | No
2016630 | Discontinued | AMERISTAR | AMERICAN STANDARD HEATING & AIR CONDITIONING | CUX1B080A9421A* |  | Natural Gas,Propane Gas | Upflow,Horizontal | Non-Weatherized | 80 | 74 | 92.1 | 67.2 | 689 | 86 |  | No
2016641 | Active | SILVER SI | AMERICAN STANDARD HEATING & AIR CONDITIONING | AUC1B080A9421A* |  | Natural Gas,Propane Gas | Upflow,Horizontal | Non-Weatherized | 80 | 74 | 92.1 | 67.2 | 689 | 86 |  | No
2008195 | Active | XB90 | TRANE | TUC1C100A9481A* |  | Natural Gas,Propane Gas | Upflow,Horizontal | Non-Weatherized | 100 | 94 | 92.1 | 101 | 980 | 48 | Yes | No
2016631 | Discontinued | AMERISTAR | AMERICAN STANDARD HEATING & AIR CONDITIONING | CUX1C100A9481A* |  | Natural Gas,Propane Gas | Upflow,Horizontal | Non-Weatherized | 100 | 94 | 92.1 | 101 | 980 | 48 |  | No
2016642 | Active | SILVER SI | AMERICAN STANDARD HEATING & AIR CONDITIONING | AUC1C100A9481A* |  | Natural Gas,Propane Gas | Upflow,Horizontal | Non-Weatherized | 100 | 94 | 92.1 | 101 | 980 | 48 |  | No
2008196 | Active | XB90 | TRANE | TUC1D100A9601A* |  | Natural Gas,Propane Gas | Upflow,Horizontal | Non-Weatherized | 100 | 93 | 92.1 | 83.7 | 936 | 53 | Yes | No
2016632 | Discontinued | AMERISTAR | AMERICAN STANDARD HEATING & AIR CONDITIONING | CUX1D100A9601A* |  | Natural Gas,Propane Gas | Upflow,Horizontal | Non-Weatherized | 100 | 93 | 92.1 | 83.7 | 936 | 53 |  | No
2016643 | Active | SILVER SI | AMERICAN STANDARD HEATING & AIR CONDITIONING | AUC1D100A9601A* |  | Natural Gas,Propane Gas | Upflow,Horizontal | Non-Weatherized | 100 | 93 | 92.1 | 83.7 | 936 | 53 |  | No
2008197 | Active | XB90 | TRANE | TUC1D120A9601A* |  | Natural Gas,Propane Gas | Upflow,Horizontal | Non-Weatherized | 120 | 113 | 92.1 | 117.2 | 1281 | 70 | Yes | No
2016633 | Discontinued | AMERISTAR | AMERICAN STANDARD HEATING & AIR CONDITIONING | CUX1D120A9601A* |  | Natural Gas,Propane Gas | Upflow,Horizontal | Non-Weatherized | 120 | 113 | 92.1 | 117.2 | 1281 | 70 |  | No
2016644 | Active | SILVER SI | AMERICAN STANDARD HEATING & AIR CONDITIONING | AUC1D120A9601A* |  | Natural Gas,Propane Gas | Upflow,Horizontal | Non-Weatherized | 120 | 113 | 92.1 | 117.2 | 1281 | 70 |  | No
2008198 | Active | XB90 | TRANE | TDC1B040A9241A* |  | Natural Gas,Propane Gas | Downflow,Horizontal | Non-Weatherized | 40 | 37 | 92.1 | 32.6 | 349 | 83 | Yes | No
2016634 | Discontinued | AMERISTAR | AMERICAN STANDARD HEATING & AIR CONDITIONING | CDX1B040A9241A* |  | Natural Gas,Propane Gas | Downflow,Horizontal | Non-Weatherized | 40 | 37 | 92.1 | 32.6 | 349 | 83 |  | No
2016645 | Active | SILVER SI | AMERICAN STANDARD HEATING & AIR CONDITIONING | ADC1B040A9241A* |  | Natural Gas,Propane Gas | Downflow,Horizontal | Non-Weatherized | 40 | 37 | 92.1 | 32.6 | 349 | 83 |  | No
2008199 | Active | XB90 | TRANE | TDC1B060A9361A* |  | Natural Gas,Propane Gas | Downflow,Horizontal | Non-Weatherized | 60 | 55 | 92.1 | 50 | 519 | 86 | Yes | No
2016635 | Discontinued | AMERISTAR | AMERICAN STANDARD HEATING & AIR CONDITIONING | CDX1B060A9361A* |  | Natural Gas,Propane Gas | Downflow,Horizontal | Non-Weatherized | 60 | 55 | 92.1 | 50 | 519 | 86 |  | No
2016646 | Active | SILVER SI | AMERICAN STANDARD HEATING & AIR CONDITIONING | ADC1B060A9361A* |  | Natural Gas,Propane Gas | Downflow,Horizontal | Non-Weatherized | 60 | 55 | 92.1 | 50 | 519 | 86 |  | No
2008200 | Active | XB90 | TRANE | TDC1B080A9421A* |  | Natural Gas,Propane Gas | Downflow,Horizontal | Non-Weatherized | 80 | 74 | 92.1 | 67.1 | 837 | 112 | Yes | No
2016636 | Discontinued | AMERISTAR | AMERICAN STANDARD HEATING & AIR CONDITIONING | CDX1B080A9421A* |  | Natural Gas,Propane Gas | Downflow,Horizontal | Non-Weatherized | 80 | 74 | 92.1 | 67.1 | 837 | 112 |  | No
2016647 | Active | SILVER SI | AMERICAN STANDARD HEATING & AIR CONDITIONING | ADC1B080A9421A* |  | Natural Gas,Propane Gas | Downflow,Horizontal | Non-Weatherized | 80 | 74 | 92.1 | 67.1 | 837 | 112 |  | No
2008201 | Active | XB90 | TRANE | TDC1C100A9481A* |  | Natural Gas,Propane Gas | Downflow,Horizontal | Non-Weatherized | 100 | 92 | 92.1 | 83.6 | 876 | 127 | Yes | No
2016637 | Discontinued | AMERISTAR | AMERICAN STANDARD HEATING & AIR CONDITIONING | CDX1C100A9481A* |  | Natural Gas,Propane Gas | Downflow,Horizontal | Non-Weatherized | 100 | 92 | 92.1 | 83.6 | 876 | 127 |  | No
2016648 | Active | SILVER SI | AMERICAN STANDARD HEATING & AIR CONDITIONING | ADC1C100A9481A* |  | Natural Gas,Propane Gas | Downflow,Horizontal | Non-Weatherized | 100 | 92 | 92.1 | 83.6 | 876 | 127 |  | No
2008202 | Active | XB90 | TRANE | TDC1D120A9601A* |  | Natural Gas,Propane Gas | Downflow,Horizontal | Non-Weatherized | 120 | 111 | 92.1 | 117.3 | 1162 | 75 | Yes | No
2016638 | Discontinued | AMERISTAR | AMERICAN STANDARD HEATING & AIR CONDITIONING | CDX1D120A9601A* |  | Natural Gas,Propane Gas | Downflow,Horizontal | Non-Weatherized | 120 | 111 | 92.1 | 117.3 | 1162 | 75 |  | No
2016649 | Active | SILVER SI | AMERICAN STANDARD HEATING & AIR CONDITIONING | ADC1D120A9601A* |  | Natural Gas,Propane Gas | Downflow,Horizontal | Non-Weatherized | 120 | 111 | 92.1 | 117.3 | 1162 | 75 |  | No
2008203 | Active | XB80 | TRANE | TUE1A040A9241A* |  | Natural Gas, Propane Gas | Upflow, Horizontal | Non-Weatherized | 40 | 32 | 80 | 38.4 | 373 | 76 | Yes | No
2016667 | Active | SILVER SI | AMERICAN STANDARD HEATING & AIR CONDITIONING | AUE1A040A9241A* |  | Natural Gas, Propane Gas | Upflow, Horizontal | Non-Weatherized | 40 | 32 | 80 | 38.4 | 373 | 76 |  | No
5370930 | Active | AMERISTAR | INGERSOLL RAND | M801P040AU24AA* |  | Natural Gas, Propane Gas | Upflow, Horizontal | Non-Weatherized | 40 | 32 | 80 | 38.4 | 373 | 76 |  | No
2008204 | Active | XB80 | TRANE | TUE1A060A9241A* |  | Natural Gas, Propane Gas | Upflow, Horizontal | Non-Weatherized | 60 | 47 | 80 | 57.7 | 517 | 77 | Yes | No
2016668 | Active | SILVER SI | AMERICAN STANDARD HEATING & AIR CONDITIONING | AUE1A060A9241A* |  | Natural Gas, Propane Gas | Upflow, Horizontal | Non-Weatherized | 60 | 47 | 80 | 57.7 | 517 | 77 |  | No
5370931 | Active | AMERISTAR | INGERSOLL RAND | M801P060AU24AA* |  | Natural Gas, Propane Gas | Upflow, Horizontal | Non-Weatherized | 60 | 47 | 80 | 57.7 | 517 | 77 |  | No
2008205 | Active | XB80 | TRANE | TUE1A060A9361A* |  | Natural Gas, Propane Gas | Upflow, Horizontal | Non-Weatherized | 60 | 47 | 80 | 57 | 634 | 71 | Yes | No
2016669 | Active | SILVER SI | AMERICAN STANDARD HEATING & AIR CONDITIONING | AUE1A060A9361A* |  | Natural Gas, Propane Gas | Upflow, Horizontal | Non-Weatherized | 60 | 47 | 80 | 57 | 634 | 71 |  | No
5370932 | Active | AMERISTAR | INGERSOLL RAND | M801P060AU36AA* |  | Natural Gas, Propane Gas | Upflow, Horizontal | Non-Weatherized | 60 | 47 | 80 | 57 | 634 | 71 |  | No
2008206 | Active | XB80 | TRANE | TUE1B060A9361A* |  | Natural Gas, Propane Gas | Upflow, Horizontal | Non-Weatherized | 60 | 48 | 80 | 57.4 | 585 | 80 | Yes | No
2016670 | Active | SILVER SI | AMERICAN STANDARD HEATING & AIR CONDITIONING | AUE1B060A9361A* |  | Natural Gas, Propane Gas | Upflow, Horizontal | Non-Weatherized | 60 | 48 | 80 | 57.4 | 585 | 80 |  | No
2008207 | Active | XB80 | TRANE | TUE1B080A9361A* |  | Natural Gas, Propane Gas | Upflow, Horizontal | Non-Weatherized | 80 | 63 | 80 | 76 | 818 | 77 | Yes | No
2016671 | Active | SILVER SI | AMERICAN STANDARD HEATING & AIR CONDITIONING | AUE1B080A9361A* |  | Natural Gas, Propane Gas | Upflow, Horizontal | Non-Weatherized | 80 | 63 | 80 | 76 | 818 | 77 |  | No
5503625 | Active | AMERISTAR | AMERICAN STANDARD HEATING & AIR CONDITIONING | M801P080BU36AA* |  | Natural Gas, Propane Gas | Upflow, Horizontal | Non-Weatherized | 80 | 63 | 80 | 76 | 818 | 77 |  | No
2008208 | Active | XB80 | TRANE | TUE1B080A9481A* |  | Natural Gas, Propane Gas | Upflow, Horizontal | Non-Weatherized | 80 | 64 | 80 | 76.1 | 801 | 78 | Yes | No
2016672 | Active | SILVER SI | AMERICAN STANDARD HEATING & AIR CONDITIONING | AUE1B080A9481A* |  | Natural Gas, Propane Gas | Upflow, Horizontal | Non-Weatherized | 80 | 64 | 80 | 76.1 | 801 | 78 |  | No
5370933 | Active | AMERISTAR | INGERSOLL RAND | M801P080BU48AA* |  | Natural Gas, Propane Gas | Upflow, Horizontal | Non-Weatherized | 80 | 64 | 80 | 76.1 | 801 | 78 |  | No
2008209 | Active | XB80 | TRANE | TUE1B100A9361A* |  | Natural Gas, Propane Gas | Upflow, Horizontal | Non-Weatherized | 100 | 79 | 80 | 96.2 | 789 | 79 | Yes | No
2016673 | Active | SILVER SI | AMERICAN STANDARD HEATING & AIR CONDITIONING | AUE1B100A9361A* |  | Natural Gas, Propane Gas | Upflow, Horizontal | Non-Weatherized | 100 | 79 | 80 | 96.2 | 789 | 79 |  | No
5370934 | Active | AMERISTAR | INGERSOLL RAND | M801P100BU36AA* |  | Natural Gas, Propane Gas | Upflow, Horizontal | Non-Weatherized | 100 | 79 | 80 | 96.2 | 789 | 79 |  | No
2008210 | Active | XB80 | TRANE | TUE1C100A9481A* |  | Natural Gas, Propane Gas | Upflow, Horizontal | Non-Weatherized | 100 | 79 | 80 | 95.3 | 956 | 81 | Yes | No
2016674 | Active | SILVER SI | AMERICAN STANDARD HEATING & AIR CONDITIONING | AUE1C100A9481A* |  | Natural Gas, Propane Gas | Upflow, Horizontal | Non-Weatherized | 100 | 79 | 80 | 95.3 | 956 | 81 |  | No
5370935 | Active | AMERISTAR | INGERSOLL RAND | M801P100CU48AA* |  | Natural Gas, Propane Gas | Upflow, Horizontal | Non-Weatherized | 100 | 79 | 80 | 95.3 | 956 | 81 |  | No
2008211 | Active | XB80 | TRANE | TUE1C100A9601A* |  | Natural Gas, Propane Gas | Upflow, Horizontal | Non-Weatherized | 100 | 79 | 80 | 95.6 | 880 | 50 | Yes | No
2016675 | Active | SILVER SI | AMERICAN STANDARD HEATING & AIR CONDITIONING | AUE1C100A9601A* |  | Natural Gas, Propane Gas | Upflow, Horizontal | Non-Weatherized | 100 | 79 | 80 | 95.6 | 880 | 50 |  | No
5370936 | Active | AMERISTAR | INGERSOLL RAND | M801P100CU60AA* |  | Natural Gas, Propane Gas | Upflow, Horizontal | Non-Weatherized | 100 | 79 | 80 | 95.6 | 880 | 50 |  | No
2008212 | Active | XB80 | TRANE | TUE1D120A9601A* |  | Natural Gas,Propane Gas | Upflow,Horizontal | Non-Weatherized | 120 | 96 | 80 | 114.2 | 1144 | 75 | Yes | No
2016676 | Active | SILVER SI | AMERICAN STANDARD HEATING & AIR CONDITIONING | AUE1D120A9601A* |  | Natural Gas,Propane Gas | Upflow,Horizontal | Non-Weatherized | 120 | 96 | 80 | 114.2 | 1144 | 75 |  | No
5370937 | Active | AMERISTAR | INGERSOLL RAND | M801P120DU60AA* |  | Natural Gas,Propane Gas | Upflow,Horizontal | Non-Weatherized | 120 | 96 | 80 | 114.2 | 1144 | 75 |  | No
2008213 | Active | XB80 | TRANE | TUE1D140A9601A* |  | Natural Gas, Propane Gas | Upflow, Horizontal | Non-Weatherized | 140 | 111 | 80 | 133.5 | 1284 | 85 | Yes | No
2016677 | Active | SILVER SI | AMERICAN STANDARD HEATING & AIR CONDITIONING | AUE1D140A9601A* |  | Natural Gas, Propane Gas | Upflow, Horizontal | Non-Weatherized | 140 | 111 | 80 | 133.5 | 1284 | 85 |  | No
5370938 | Active | AMERISTAR | INGERSOLL RAND | M801P140DU60AA* |  | Natural Gas, Propane Gas | Upflow, Horizontal | Non-Weatherized | 140 | 111 | 80 | 133.5 | 1284 | 85 |  | No
2008214 | Active | XB80 | TRANE | TDE1A060A9361A* |  | Natural Gas, Propane Gas | Downflow, Horizontal | Non-Weatherized | 60 | 48 | 80 | 56.4 | 747 | 73 | Yes | No
2016661 | Active | AMERISTAR | AMERICAN STANDARD HEATING & AIR CONDITIONING | CDB1A060A9361A* |  | Natural Gas, Propane Gas | Downflow, Horizontal | Non-Weatherized | 60 | 48 | 80 | 56.4 | 747 | 73 |  | No
2016678 | Active | SILVER SI | AMERICAN STANDARD HEATING & AIR CONDITIONING | ADE1A060A9361A* |  | Natural Gas, Propane Gas | Downflow, Horizontal | Non-Weatherized | 60 | 48 | 80 | 56.4 | 747 | 73 |  | No
2008215 | Active | XB80 | TRANE | TDE1B060A9361A* |  | Natural Gas, Propane Gas | Downflow, Horizontal | Non-Weatherized | 60 | 48 | 80 | 57.3 | 583 | 82 | Yes | No
2016662 | Active | AMERISTAR | AMERICAN STANDARD HEATING & AIR CONDITIONING | CDB1B060A9361A* |  | Natural Gas, Propane Gas | Downflow, Horizontal | Non-Weatherized | 60 | 48 | 80 | 57.3 | 583 | 82 |  | No
2016679 | Active | SILVER SI | AMERICAN STANDARD HEATING & AIR CONDITIONING | ADE1B060A9361A* |  | Natural Gas, Propane Gas | Downflow, Horizontal | Non-Weatherized | 60 | 48 | 80 | 57.3 | 583 | 82 |  | No
2008216 | Active | XB80 | TRANE | TDE1B080A9451A* |  | Natural Gas,Propane Gas | Downflow,Horizontal | Non-Weatherized | 80 | 64 | 80 | 76.8 | 677 | 79 | Yes | No
2016663 | Active | AMERISTAR | AMERICAN STANDARD HEATING & AIR CONDITIONING | CDB1B080A9451A* |  | Natural Gas,Propane Gas | Downflow,Horizontal | Non-Weatherized | 80 | 64 | 80 | 76.8 | 677 | 79 |  | No
2016680 | Active | SILVER SI | AMERICAN STANDARD HEATING & AIR CONDITIONING | ADE1B080A9451A* |  | Natural Gas,Propane Gas | Downflow,Horizontal | Non-Weatherized | 80 | 64 | 80 | 76.8 | 677 | 79 |  | No
2008217 | Active | XB80 | TRANE | TDE1B100A9451A* |  | Natural Gas, Propane Gas | Downflow, Horizontal | Non-Weatherized | 100 | 80 | 80 | 95.3 | 942 | 79 | Yes | No
2016664 | Active | AMERISTAR | AMERICAN STANDARD HEATING & AIR CONDITIONING | CDB1B100A9451A* |  | Natural Gas, Propane Gas | Downflow, Horizontal | Non-Weatherized | 100 | 80 | 80 | 95.3 | 942 | 79 |  | No
2016681 | Active | SILVER SI | AMERICAN STANDARD HEATING & AIR CONDITIONING | ADE1B100A9451A* |  | Natural Gas, Propane Gas | Downflow, Horizontal | Non-Weatherized | 100 | 80 | 80 | 95.3 | 942 | 79 |  | No
2008218 | Active | XB80 | TRANE | TDE1C100A9601A* |  | Natural Gas, Propane Gas | Downflow, Horizontal | Non-Weatherized | 100 | 81 | 80 | 96 | 1035 | 78 | Yes | No
2016665 | Active | AMERISTAR | AMERICAN STANDARD HEATING & AIR CONDITIONING | CDB1C100A9601A* |  | Natural Gas, Propane Gas | Downflow, Horizontal | Non-Weatherized | 100 | 81 | 80 | 96 | 1035 | 78 |  | No
2016682 | Active | SILVER SI | AMERICAN STANDARD HEATING & AIR CONDITIONING | ADE1C100A9601A* |  | Natural Gas, Propane Gas | Downflow, Horizontal | Non-Weatherized | 100 | 81 | 80 | 96 | 1035 | 78 |  | No
5370951 | Active | AMERISTAR | INGERSOLL RAND | M801P100CD60AA* |  | Natural Gas, Propane Gas | Downflow, Horizontal | Non-Weatherized | 100 | 81 | 80 | 96 | 1035 | 78 |  | No
2008219 | Active | XB80 | TRANE | TDE1D120A9601A* |  | Natural Gas, Propane Gas | Downflow, Horizontal | Non-Weatherized | 120 | 96 | 80 | 114.1 | 1170 | 85 | Yes | No
2016666 | Active | AMERISTAR | AMERICAN STANDARD HEATING & AIR CONDITIONING | CDB1D120A9601A* |  | Natural Gas, Propane Gas | Downflow, Horizontal | Non-Weatherized | 120 | 96 | 80 | 114.1 | 1170 | 85 |  | No
2016683 | Active | SILVER SI | AMERICAN STANDARD HEATING & AIR CONDITIONING | ADE1D120A9601A* |  | Natural Gas, Propane Gas | Downflow, Horizontal | Non-Weatherized | 120 | 96 | 80 | 114.1 | 1170 | 85 |  | No
2008220 | Active | XT80 | TRANE | TDD1C100A9H51B* |  | Natural Gas, Propane Gas | Downflow, Horizontal | Non-Weatherized | 100 | 82 | 80 | 97 | 437 | 127 | Yes | Yes | AMACF
2016684 | Active | SILVER XI | AMERICAN STANDARD HEATING & AIR CONDITIONING | ADD1C100A9H51B* |  | Natural Gas, Propane Gas | Downflow, Horizontal | Non-Weatherized | 100 | 82 | 80 | 97 | 437 | 127 |  | Yes | AMACF
2008221 | Active | XT80 | TRANE | TUD1C080A9H41B* |  | Natural Gas, Propane Gas | Upflow, Horizontal | Non-Weatherized | 80 | 63 | 80 | 79.1 | 384 | 72 | Yes | Yes | AMACF
2016685 | Active | SILVER XI | AMERICAN STANDARD HEATING & AIR CONDITIONING | AUD1C080A9H41B* |  | Natural Gas, Propane Gas | Upflow, Horizontal | Non-Weatherized | 80 | 63 | 80 | 79.1 | 384 | 72 |  | Yes | AMACF
2008222 | Active | XT80 | TRANE | TUD1A040A9H21B* |  | Natural Gas, Propane Gas | Upflow, Horizontal | Non-Weatherized | 40 | 32 | 80 | 38.2 | 226 | 70 | Yes | Yes | AMACF
2016686 | Active | SILVER XI | AMERICAN STANDARD HEATING & AIR CONDITIONING | AUD1A040A9H21B* |  | Natural Gas, Propane Gas | Upflow, Horizontal | Non-Weatherized | 40 | 32 | 80 | 38.2 | 226 | 70 |  | Yes | AMACF
2008223 | Active | XT80 | TRANE | TDD1D120A9H51B* |  | Natural Gas, Propane Gas | Downflow, Horizontal | Non-Weatherized | 120 | 97 | 80 | 117 | 599 | 82 | Yes | Yes | AMACF
2016687 | Active | SILVER XI | AMERICAN STANDARD HEATING & AIR CONDITIONING | ADD1D120A9H51B* |  | Natural Gas, Propane Gas | Downflow, Horizontal | Non-Weatherized | 120 | 97 | 80 | 117 | 599 | 82 |  | Yes | AMACF
2008224 | Active | XT80 | TRANE | TDD1B080A9H31B* |  | Natural Gas, Propane Gas | Downflow, Horizontal | Non-Weatherized | 80 | 64 | 80 | 76.9 | 390 | 76 | Yes | Yes | AMACF
2016688 | Active | SILVER XI | AMERICAN STANDARD HEATING & AIR CONDITIONING | ADD1B080A9H31B* |  | Natural Gas, Propane Gas | Downflow, Horizontal | Non-Weatherized | 80 | 64 | 80 | 76.9 | 390 | 76 |  | Yes | AMACF
2008225 | Active | XT80 | TRANE | TDD1B060A9H31B* |  | Natural Gas, Propane Gas | Downflow, Horizontal | Non-Weatherized | 60 | 48 | 80 | 59 | 334 | 70 | Yes | Yes | AMACF
2016689 | Active | SILVER XI | AMERICAN STANDARD HEATING & AIR CONDITIONING | ADD1B060A9H31B* |  | Natural Gas, Propane Gas | Downflow, Horizontal | Non-Weatherized | 60 | 48 | 80 | 59 | 334 | 70 |  | Yes | AMACF
2008226 | Active | XT80 | TRANE | TUD1D140A9H51B* |  | Natural Gas, Propane Gas | Upflow, Horizontal | Non-Weatherized | 140 | 110 | 80 | 116 | 671 | 88 | Yes | Yes | AMACF
2016690 | Active | SILVER XI | AMERICAN STANDARD HEATING & AIR CONDITIONING | AUD1D140A9H51B* |  | Natural Gas, Propane Gas | Upflow, Horizontal | Non-Weatherized | 140 | 110 | 80 | 116 | 671 | 88 |  | Yes | AMACF
2008227 | Active | XT80 | TRANE | TUD1D120A9H51B* |  | Natural Gas, Propane Gas | Upflow, Horizontal | Non-Weatherized | 120 | 95 | 80 | 116 | 783 | 89 | Yes | Yes
2016691 | Active | SILVER XI | AMERICAN STANDARD HEATING & AIR CONDITIONING | AUD1D120A9H51B* |  | Natural Gas, Propane Gas | Upflow, Horizontal | Non-Weatherized | 120 | 95 | 80 | 116 | 783 | 89 |  | Yes
2008228 | Active | XT80 | TRANE | TUD1C100A9H51B* |  | Natural Gas, Propane Gas | Upflow, Horizontal | Non-Weatherized | 100 | 79 | 80 | 98.9 | 581 | 72 | Yes | Yes | AMACF
2016692 | Active | SILVER XI | AMERICAN STANDARD HEATING & AIR CONDITIONING | AUD1C100A9H51B* |  | Natural Gas, Propane Gas | Upflow, Horizontal | Non-Weatherized | 100 | 79 | 80 | 98.9 | 581 | 72 |  | Yes | AMACF
2008229 | Active | XT80 | TRANE | TUD1B100A9H31B* |  | Natural Gas, Propane Gas | Upflow, Horizontal | Non-Weatherized | 100 | 79 | 80 | 98 | 452 | 77 | Yes | Yes | AMACF
2016693 | Active | SILVER XI | AMERICAN STANDARD HEATING & AIR CONDITIONING | AUD1B100A9H31B* |  | Natural Gas, Propane Gas | Upflow, Horizontal | Non-Weatherized | 100 | 79 | 80 | 98 | 452 | 77 |  | Yes | AMACF
2008230 | Active | XT80 | TRANE | TUD1B080A9H31B* |  | Natural Gas, Propane Gas | Upflow, Horizontal | Non-Weatherized | 80 | 64 | 80 | 78 | 470 | 71 | Yes | Yes | AMACF
2016694 | Active | SILVER XI | AMERICAN STANDARD HEATING & AIR CONDITIONING | AUD1B080A9H31B* |  | Natural Gas, Propane Gas | Upflow, Horizontal | Non-Weatherized | 80 | 64 | 80 | 78 | 470 | 71 |  | Yes | AMACF
2008231 | Active | XT80 | TRANE | TUD1B060A9H31B* |  | Natural Gas, Propane Gas | Upflow, Horizontal | Non-Weatherized | 60 | 47 | 80 | 59.3 | 259 | 50 | Yes | Yes | AMACF
2016695 | Active | SILVER XI | AMERICAN STANDARD HEATING & AIR CONDITIONING | AUD1B060A9H31B* |  | Natural Gas, Propane Gas | Upflow, Horizontal | Non-Weatherized | 60 | 47 | 80 | 59.3 | 259 | 50 |  | Yes | AMACF
2008235 | Active | XT90 | TRANE | TUX1C100A9H41B* |  | Natural Gas,Propane Gas | Upflow,Horizontal | Non-Weatherized | 100 | 93 | 92.1 | 86 | 387 | 127 | Yes | Yes | AMACF
2016699 | Active | FREEDOM 90 HIGH EFFICIENCY | AMERICAN STANDARD HEATING & AIR CONDITIONING | AUX1C100A9H41B* |  | Natural Gas,Propane Gas | Upflow,Horizontal | Non-Weatherized | 100 | 93 | 92.1 | 86 | 387 | 127 |  | Yes | AMACF
2008236 | Active | XT90 | TRANE | TUX1D120A9H51B* |  | Natural Gas,Propane Gas | Upflow,Horizontal | Non-Weatherized | 120 | 112 | 92.1 | 119 | 793 | 75 | Yes | Yes
2016700 | Active | FREEDOM 90 HIGH EFFICIENCY | AMERICAN STANDARD HEATING & AIR CONDITIONING | AUX1D120A9H51B* |  | Natural Gas,Propane Gas | Upflow,Horizontal | Non-Weatherized | 120 | 112 | 92.1 | 119 | 793 | 75 |  | Yes
2008240 | Discontinued | XT90 | TRANE | TDX1C100A9H41B* |  | Natural Gas,Propane Gas | Downflow,Horizontal | Non-Weatherized | 100 | 92 | 91 | 86 | 512 | 117 | Yes | Yes | AMACF
2016704 | Discontinued | FREEDOM 90 HIGH EFFICIENCY | AMERICAN STANDARD HEATING & AIR CONDITIONING | ADX1C100A9H41B* |  | Natural Gas,Propane Gas | Downflow,Horizontal | Non-Weatherized | 100 | 92 | 91 | 86 | 512 | 117 |  | Yes | AMACF
2008241 | Discontinued | XT90 | TRANE | TDX1D120A9H51B* |  | Natural Gas,Propane Gas | Downflow,Horizontal | Non-Weatherized | 120 | 113 | 91 | 121 | 820 | 70 | Yes | Yes
2016705 | Discontinued | FREEDOM 90 HIGH EFFICIENCY | AMERICAN STANDARD HEATING & AIR CONDITIONING | ADX1D120A9H51B* |  | Natural Gas,Propane Gas | Downflow,Horizontal | Non-Weatherized | 120 | 113 | 91 | 121 | 820 | 70 |  | Yes
2008272 | Active | XL80 | TRANE | TUD2A040A9242A* |  | Natural Gas, Propane Gas | Upflow, Horizontal | Non-Weatherized | 40 | 32 | 80 | 36.8 | 699 | 95 | Yes | No
2016735 | Active | GOLD SM | AMERICAN STANDARD HEATING & AIR CONDITIONING | AUD2A040A9242A* |  | Natural Gas, Propane Gas | Upflow, Horizontal | Non-Weatherized | 40 | 32 | 80 | 36.8 | 699 | 95 |  | No
2008273 | Active | XL80 | TRANE | TUD2A060A9362A* |  | Natural Gas, Propane Gas | Upflow, Horizontal | Non-Weatherized | 60 | 47 | 80 | 54.1 | 696 | 99 | Yes | No
2016736 | Active | GOLD SM | AMERICAN STANDARD HEATING & AIR CONDITIONING | AUD2A060A9362A* |  | Natural Gas, Propane Gas | Upflow, Horizontal | Non-Weatherized | 60 | 47 | 80 | 54.1 | 696 | 99 |  | No
2008274 | Active | XL80 | TRANE | TUD2B080A9362A* |  | Natural Gas, Propane Gas | Upflow, Horizontal | Non-Weatherized | 80 | 63 | 80 | 72.8 | 217 | 102 | Yes | No | AMACF
2016738 | Active | GOLD SM | AMERICAN STANDARD HEATING & AIR CONDITIONING | AUD2B080A9362A* |  | Natural Gas, Propane Gas | Upflow, Horizontal | Non-Weatherized | 80 | 63 | 80 | 72.8 | 217 | 102 |  | No | AMACF
2008275 | Active | XL80 | TRANE | TUD2B080A9482A* |  | Natural Gas, Propane Gas | Upflow, Horizontal | Non-Weatherized | 80 | 63 | 80 | 73 | 215 | 78 | Yes | No | AMACF
2016739 | Active | GOLD SM | AMERICAN STANDARD HEATING & AIR CONDITIONING | AUD2B080A9482A* |  | Natural Gas, Propane Gas | Upflow, Horizontal | Non-Weatherized | 80 | 63 | 80 | 73 | 215 | 78 |  | No | AMACF
2008276 | Active | XL80 | TRANE | TUD2C100A9482A* |  | Natural Gas,Propane Gas | Upflow,Horizontal | Non-Weatherized | 100 | 79 | 80 | 91 | 155 | 105 | Yes | No | AMACF
2016740 | Active | GOLD SM | AMERICAN STANDARD HEATING & AIR CONDITIONING | AUD2C100A9482A* |  | Natural Gas,Propane Gas | Upflow,Horizontal | Non-Weatherized | 100 | 79 | 80 | 91 | 155 | 105 |  | No | AMACF
2008277 | Active | XL80 | TRANE | TUD2C100A9602A* |  | Natural Gas, Propane Gas | Upflow, Horizontal | Non-Weatherized | 100 | 80 | 80 | 90 | 1112 | 74 | Yes | No
2016751 | Active | GOLD SM | AMERICAN STANDARD HEATING & AIR CONDITIONING | AUD2C100A9602A* |  | Natural Gas, Propane Gas | Upflow, Horizontal | Non-Weatherized | 100 | 80 | 80 | 90 | 1112 | 74 |  | No
2008278 | Active | XL80 | TRANE | TUD2D100A9602A* |  | Natural Gas,Propane Gas | Upflow,Horizontal | Non-Weatherized | 100 | 80 | 80 | 91.5 | 1047 | 73 | Yes | No
2016741 | Active | GOLD SM | AMERICAN STANDARD HEATING & AIR CONDITIONING | AUD2D100A9602A* |  | Natural Gas,Propane Gas | Upflow,Horizontal | Non-Weatherized | 100 | 80 | 80 | 91.5 | 1047 | 73 |  | No
2008279 | Active | XL80 | TRANE | TUD2D120A9602A* |  | Natural Gas, Propane Gas | Upflow, Horizontal | Non-Weatherized | 120 | 95 | 80 | 109.9 | 1134 | 63 | Yes | No
2016742 | Active | GOLD SM | AMERICAN STANDARD HEATING & AIR CONDITIONING | AUD2D120A9602A* |  | Natural Gas, Propane Gas | Upflow, Horizontal | Non-Weatherized | 120 | 95 | 80 | 109.9 | 1134 | 63 |  | No
2008280 | Active | XL80 | TRANE | TUD2D140A9602A* |  | Natural Gas, Propane Gas | Upflow, Horizontal | Non-Weatherized | 140 | 112 | 80 | 128.6 | 1184 | 81 | Yes | No
2016743 | Active | GOLD SM | AMERICAN STANDARD HEATING & AIR CONDITIONING | AUD2D140A9602A* |  | Natural Gas, Propane Gas | Upflow, Horizontal | Non-Weatherized | 140 | 112 | 80 | 128.6 | 1184 | 81 |  | No
2008281 | Active | XL80 | TRANE | TDD2A040A9242A* |  | Natural Gas, Propane Gas | Downflow, Horizontal | Non-Weatherized | 40 | 32 | 80 | 36.7 | 477 | 77 | Yes | No
2016744 | Active | GOLD SM | AMERICAN STANDARD HEATING & AIR CONDITIONING | ADD2A040A9242A* |  | Natural Gas, Propane Gas | Downflow, Horizontal | Non-Weatherized | 40 | 32 | 80 | 36.7 | 477 | 77 |  | No
2008282 | Active | XL80 | TRANE | TDD2B080A9362A* |  | Natural Gas,Propane Gas | Downflow,Horizontal | Non-Weatherized | 80 | 64 | 80 | 72.9 | 215 | 76 | Yes | No | AMACF
2016754 | Active | GOLD SM | AMERICAN STANDARD HEATING & AIR CONDITIONING | ADD2B080A9362A* |  | Natural Gas,Propane Gas | Downflow,Horizontal | Non-Weatherized | 80 | 64 | 80 | 72.9 | 215 | 76 |  | No | AMACF
2008283 | Active | XL80 | TRANE | TDD2B100A9482A* |  | Natural Gas, Propane Gas | Downflow, Horizontal | Non-Weatherized | 100 | 79 | 80 | 94.5 | 1133 | 59 | Yes | No
2016746 | Active | GOLD SM | AMERICAN STANDARD HEATING & AIR CONDITIONING | ADD2B100A9482A* |  | Natural Gas, Propane Gas | Downflow, Horizontal | Non-Weatherized | 100 | 79 | 80 | 94.5 | 1133 | 59 |  | No
2008284 | Active | XL80 | TRANE | TDD2C100A9602A* |  | Natural Gas, Propane Gas | Downflow, Horizontal | Non-Weatherized | 100 | 81 | 80 | 89.6 | 1093 | 60 | Yes | No
2016747 | Active | GOLD SM | AMERICAN STANDARD HEATING & AIR CONDITIONING | ADD2C100A9602A* |  | Natural Gas, Propane Gas | Downflow, Horizontal | Non-Weatherized | 100 | 81 | 80 | 89.6 | 1093 | 60 |  | No
2008285 | Active | XL80 | TRANE | TDD2D120A9602A* |  | Natural Gas, Propane Gas | Downflow, Horizontal | Non-Weatherized | 120 | 96 | 80 | 109 | 1147 | 87 | Yes | No
2016748 | Active | GOLD SM | AMERICAN STANDARD HEATING & AIR CONDITIONING | ADD2D120A9602A* |  | Natural Gas, Propane Gas | Downflow, Horizontal | Non-Weatherized | 120 | 96 | 80 | 109 | 1147 | 87 |  | No
2008286 | Active | XL80 | TRANE | TDD2D140A9602A* |  | Natural Gas, Propane Gas | Downflow, Horizontal | Non-Weatherized | 140 | 113 | 80 | 128.3 | 1189 | 74 | Yes | No
2016749 | Active | GOLD SM | AMERICAN STANDARD HEATING & AIR CONDITIONING | ADD2D140A9602A* |  | Natural Gas, Propane Gas | Downflow, Horizontal | Non-Weatherized | 140 | 113 | 80 | 128.3 | 1189 | 74 |  | No
2008287 | Active | XL80 | TRANE | TDD2C100A9482A* |  | Natural Gas, Propane Gas | Downflow, Horizontal | Non-Weatherized | 100 | 79 | 80 | 92.1 | 1144 | 83 | Yes | No
2016752 | Active | GOLD SM | AMERICAN STANDARD HEATING & AIR CONDITIONING | ADD2C100A9482A* |  | Natural Gas, Propane Gas | Downflow, Horizontal | Non-Weatherized | 100 | 79 | 80 | 92.1 | 1144 | 83 |  | No
2008288 | Active | XL80 | TRANE | TDD2A060A9362A* |  | Natural Gas, Propane Gas | Downflow, Horizontal | Non-Weatherized | 60 | 47 | 80 | 54.6 | 477 | 82 | Yes | No
2016755 | Active | GOLD SM | AMERICAN STANDARD HEATING & AIR CONDITIONING | ADD2A060A9362A* |  | Natural Gas, Propane Gas | Downflow, Horizontal | Non-Weatherized | 60 | 47 | 80 | 54.6 | 477 | 82 |  | No
2008289 | Active | XL80 | TRANE | TDD2B060A9362A* |  | Natural Gas, Propane Gas | Downflow, Horizontal | Non-Weatherized | 60 | 47 | 80 | 54.6 | 480 | 82 | Yes | No
2016745 | Active | GOLD SM | AMERICAN STANDARD HEATING & AIR CONDITIONING | ADD2B060A9362A* |  | Natural Gas, Propane Gas | Downflow, Horizontal | Non-Weatherized | 60 | 47 | 80 | 54.6 | 480 | 82 |  | No
2008291 | Active | XL80 | TRANE | TUD2B100A9362A* |  | Natural Gas, Propane Gas | Upflow, Horizontal | Non-Weatherized | 100 | 79 | 80 | 92.2 | 314 | 104 | Yes | No | AMACF
2016750 | Active | GOLD SM | AMERICAN STANDARD HEATING & AIR CONDITIONING | AUD2B100A9362A* |  | Natural Gas, Propane Gas | Upflow, Horizontal | Non-Weatherized | 100 | 79 | 80 | 92.2 | 314 | 104 |  | No | AMACF
2008292 | Active | XL80 | TRANE | TUD2B060A9362A* |  | Natural Gas, Propane Gas | Upflow, Horizontal | Non-Weatherized | 60 | 47 | 80 | 54.1 | 679 | 99 | Yes | No
2016737 | Active | GOLD SM | AMERICAN STANDARD HEATING & AIR CONDITIONING | AUD2B060A9362A* |  | Natural Gas, Propane Gas | Upflow, Horizontal | Non-Weatherized | 60 | 47 | 80 | 54.1 | 679 | 99 |  | No
2008293 | Discontinued | TRANE | TRANE | 4YCZ6036A1075** |  | Natural Gas, Propane Gas | Downflow, Horizontal | Weatherized | 75 | 60 | 79.5 | 58 | 260 | 63 | Yes | Yes
2016418 | Discontinued | AMERICAN STANDARD | AMERICAN STANDARD HEATING & AIR CONDITIONING | 4YCZ6036A1075** |  | Natural Gas, Propane Gas | Downflow, Horizontal | Weatherized | 75 | 60 | 79.5 | 58 | 260 | 63 |  | Yes
2008294 | Discontinued | TRANE | TRANE | 4DCY4024A1064** |  | Natural Gas, Propane Gas | Downflow, Horizontal | Weatherized | 64 | 51 | 79 | 59 | 204 | 59 | Yes | Yes
2016417 | Discontinued | AMERICAN STANDARD | AMERICAN STANDARD HEATING & AIR CONDITIONING | 4DCY4024A1064** |  | Natural Gas, Propane Gas | Downflow, Horizontal | Weatherized | 64 | 51 | 79 | 59 | 204 | 59 |  | Yes
2008295 | Discontinued | TRANE | TRANE | 4YCY4060A1120** |  | Natural Gas, Propane Gas | Downflow, Horizontal | Weatherized | 120 | 96 | 80 | 112 | 752 | 79 | Yes | Yes
2016415 | Discontinued | AMERICAN STANDARD | AMERICAN STANDARD HEATING & AIR CONDITIONING | 4YCY4060A1120** |  | Natural Gas, Propane Gas | Downflow, Horizontal | Weatherized | 120 | 96 | 80 | 112 | 752 | 79 |  | Yes
2008296 | Discontinued | TRANE | TRANE | 4YCY4024A1064** |  | Natural Gas, Propane Gas | Downflow, Horizontal | Weatherized | 64 | 51 | 79 | 59 | 204 | 59 | Yes | Yes
2016414 | Discontinued | AMERICAN STANDARD | AMERICAN STANDARD HEATING & AIR CONDITIONING | 4YCY4024A1064** |  | Natural Gas, Propane Gas | Downflow, Horizontal | Weatherized | 64 | 51 | 79 | 59 | 204 | 59 |  | Yes
2008298 | Discontinued | TRANE | TRANE | 4DCZ6036A1075** |  | Natural Gas, Propane Gas | Downflow, Horizontal | Weatherized | 75 | 60 | 79.5 | 58 | 260 | 63 | Yes | Yes
2016413 | Discontinued | AMERICAN STANDARD | AMERICAN STANDARD HEATING & AIR CONDITIONING | 4DCZ6036A1075** |  | Natural Gas, Propane Gas | Downflow, Horizontal | Weatherized | 75 | 60 | 79.5 | 58 | 260 | 63 |  | Yes
2008299 | Discontinued | TRANE | TRANE | 4YCY4030A1075** |  | Natural Gas, Propane Gas | Downflow, Horizontal | Weatherized | 75 | 60 | 79.5 | 58 | 260 | 63 | Yes | Yes
2016471 | Discontinued | AMERICAN STANDARD | AMERICAN STANDARD HEATING & AIR CONDITIONING | 4YCY4030A1075** |  | Natural Gas, Propane Gas | Downflow, Horizontal | Weatherized | 75 | 60 | 79.5 | 58 | 260 | 63 |  | Yes
2008300 | Discontinued | TRANE | TRANE | 4YCZ6060A1120** |  | Natural Gas, Propane Gas | Downflow, Horizontal | Weatherized | 120 | 96 | 80 | 112 | 752 | 79 | Yes | Yes
2016419 | Discontinued | AMERICAN STANDARD | AMERICAN STANDARD HEATING & AIR CONDITIONING | 4YCZ6060A1120** |  | Natural Gas, Propane Gas | Downflow, Horizontal | Weatherized | 120 | 96 | 80 | 112 | 752 | 79 |  | Yes
2008301 | Discontinued | TRANE | TRANE | 4YCZ6048A1096** |  | Natural Gas, Propane Gas | Downflow, Horizontal | Weatherized | 96 | 77 | 80 | 96 | 411 | 72 | Yes | Yes
2016416 | Discontinued | AMERICAN STANDARD | AMERICAN STANDARD HEATING & AIR CONDITIONING | 4YCZ6048A1096** |  | Natural Gas, Propane Gas | Downflow, Horizontal | Weatherized | 96 | 77 | 80 | 96 | 411 | 72 |  | Yes
2008302 | Discontinued | TRANE | TRANE | 4DCY4042A1096** |  | Natural Gas, Propane Gas | Downflow, Horizontal | Weatherized | 96 | 77 | 80 | 96 | 411 | 72 | Yes | Yes
2016474 | Discontinued | AMERICAN STANDARD | AMERICAN STANDARD HEATING & AIR CONDITIONING | 4DCY4042A1096** |  | Natural Gas, Propane Gas | Downflow, Horizontal | Weatherized | 96 | 77 | 80 | 96 | 411 | 72 |  | Yes
2008303 | Discontinued | TRANE | TRANE | 4DCZ6048A1096** |  | Natural Gas, Propane Gas | Downflow, Horizontal | Weatherized | 96 | 77 | 80 | 96 | 411 | 72 | Yes | Yes
2016412 | Discontinued | AMERICAN STANDARD | AMERICAN STANDARD HEATING & AIR CONDITIONING | 4DCZ6048A1096** |  | Natural Gas, Propane Gas | Downflow, Horizontal | Weatherized | 96 | 77 | 80 | 96 | 411 | 72 |  | Yes
2008304 | Discontinued | TRANE | TRANE | 4DCY4030A1075** |  | Natural Gas, Propane Gas | Downflow, Horizontal | Weatherized | 75 | 60 | 79.5 | 58 | 260 | 63 | Yes | Yes
2016472 | Discontinued | AMERICAN STANDARD | AMERICAN STANDARD HEATING & AIR CONDITIONING | 4DCY4030A1075** |  | Natural Gas, Propane Gas | Downflow, Horizontal | Weatherized | 75 | 60 | 79.5 | 58 | 260 | 63 |  | Yes
2008305 | Discontinued | TRANE | TRANE | 4DCZ6060A1120** |  | Natural Gas, Propane Gas | Downflow, Horizontal | Weatherized | 120 | 96 | 80 | 112 | 752 | 79 | Yes | Yes
2016405 | Discontinued | AMERICAN STANDARD | AMERICAN STANDARD HEATING & AIR CONDITIONING | 4DCZ6060A1120** |  | Natural Gas, Propane Gas | Downflow, Horizontal | Weatherized | 120 | 96 | 80 | 112 | 752 | 79 |  | Yes
2008376 | Active | XC80 | TRANE | TDD2D120ACV52* |  | Natural Gas, Propane Gas | Downflow, Horizontal | Non-Weatherized | 120 | 95 | 80 | 113.2 | 388 | 91 | Yes | Yes | AMACF
2016784 | Active | PLATINUM SV | AMERICAN STANDARD HEATING & AIR CONDITIONING | ADD2D120ACV52* |  | Natural Gas, Propane Gas | Downflow, Horizontal | Non-Weatherized | 120 | 95 | 80 | 113.2 | 388 | 91 |  | Yes | AMACF
2008377 | Active | XC80 | TRANE | TDD2B080ACV32* |  | Natural Gas, Propane Gas | Downflow, Horizontal | Non-Weatherized | 80 | 63 | 80 | 76.3 | 293 | 67 | Yes | Yes | AMACF
2016789 | Active | PLATINUM SV | AMERICAN STANDARD HEATING & AIR CONDITIONING | ADD2B080ACV32* |  | Natural Gas, Propane Gas | Downflow, Horizontal | Non-Weatherized | 80 | 63 | 80 | 76.3 | 293 | 67 |  | Yes | AMACF
2008378 | Active | XC80 | TRANE | TDD2B060ACV32* |  | Natural Gas, Propane Gas | Downflow, Horizontal | Non-Weatherized | 60 | 48 | 80 | 57.6 | 233 | 97 | Yes | Yes | AMACF
2016788 | Active | PLATINUM SV | AMERICAN STANDARD HEATING & AIR CONDITIONING | ADD2B060ACV32* |  | Natural Gas, Propane Gas | Downflow, Horizontal | Non-Weatherized | 60 | 48 | 80 | 57.6 | 233 | 97 |  | Yes | AMACF
2008379 | Active | XC80 | TRANE | TDD2C100ACV52* |  | Natural Gas, Propane Gas | Downflow, Horizontal | Non-Weatherized | 100 | 81 | 80 | 95 | 297 | 70 | Yes | Yes | AMACF
2016787 | Active | PLATINUM SV | AMERICAN STANDARD HEATING & AIR CONDITIONING | ADD2C100ACV52* |  | Natural Gas, Propane Gas | Downflow, Horizontal | Non-Weatherized | 100 | 81 | 80 | 95 | 297 | 70 |  | Yes | AMACF
2008380 | Active | XC80 | TRANE | TUD2B100ACV32* |  | Natural Gas, Propane Gas | Upflow, Horizontal | Non-Weatherized | 100 | 81 | 80 | 94.1 | 318 | 75 | Yes | Yes | AMACF
2016792 | Active | PLATINUM SV | AMERICAN STANDARD HEATING & AIR CONDITIONING | AUD2B100ACV32* |  | Natural Gas, Propane Gas | Upflow, Horizontal | Non-Weatherized | 100 | 81 | 80 | 94.1 | 318 | 75 |  | Yes | AMACF
2008381 | Active | XC80 | TRANE | TUD2C100ACV52* |  | Natural Gas, Propane Gas | Upflow, Horizontal | Non-Weatherized | 100 | 79 | 80 | 95.9 | 346 | 65 | Yes | Yes | AMACF
2016785 | Active | PLATINUM SV | AMERICAN STANDARD HEATING & AIR CONDITIONING | AUD2C100ACV52* |  | Natural Gas, Propane Gas | Upflow, Horizontal | Non-Weatherized | 100 | 79 | 80 | 95.9 | 346 | 65 |  | Yes | AMACF
2008382 | Active | XC80 | TRANE | TUD2B060ACV32* |  | Natural Gas, Propane Gas | Upflow, Horizontal | Non-Weatherized | 60 | 48 | 80 | 57.7 | 231 | 97 | Yes | Yes | AMACF
2016791 | Active | PLATINUM SV | AMERICAN STANDARD HEATING & AIR CONDITIONING | AUD2B060ACV32* |  | Natural Gas, Propane Gas | Upflow, Horizontal | Non-Weatherized | 60 | 48 | 80 | 57.7 | 231 | 97 |  | Yes | AMACF
2008383 | Active | XC80 | TRANE | TUD2B080ACV32* |  | Natural Gas, Propane Gas | Upflow, Horizontal | Non-Weatherized | 80 | 64 | 80 | 76.7 | 335 | 68 | Yes | Yes | AMACF
2016794 | Active | PLATINUM SV | AMERICAN STANDARD HEATING & AIR CONDITIONING | AUD2B080ACV32* |  | Natural Gas, Propane Gas | Upflow, Horizontal | Non-Weatherized | 80 | 64 | 80 | 76.7 | 335 | 68 |  | Yes | AMACF
2008384 | Active | XC80 | TRANE | TUD2D140ACV52* |  | Natural Gas, Propane Gas | Upflow, Horizontal | Non-Weatherized | 140 | 111 | 80 | 131.4 | 422 | 95 | Yes | Yes | AMACF
2016790 | Active | PLATINUM SV | AMERICAN STANDARD HEATING & AIR CONDITIONING | AUD2D140ACV52* |  | Natural Gas, Propane Gas | Upflow, Horizontal | Non-Weatherized | 140 | 111 | 80 | 131.4 | 422 | 95 |  | Yes | AMACF
2008385 | Active | XC80 | TRANE | TUD2D120ACV52* |  | Natural Gas, Propane Gas | Upflow, Horizontal | Non-Weatherized | 120 | 97 | 80 | 113.1 | 452 | 75 | Yes | Yes | AMACF
2016786 | Active | PLATINUM SV | AMERICAN STANDARD HEATING & AIR CONDITIONING | AUD2D120ACV52* |  | Natural Gas, Propane Gas | Upflow, Horizontal | Non-Weatherized | 120 | 97 | 80 | 113.1 | 452 | 75 |  | Yes | AMACF
2008386 | Active | XC80 | TRANE | TUD2C080ACV42* |  | Natural Gas, Propane Gas | Upflow, Horizontal | Non-Weatherized | 80 | 64 | 80 | 77.5 | 432 | 64 | Yes | Yes | AMACF
2016793 | Active | PLATINUM SV | AMERICAN STANDARD HEATING & AIR CONDITIONING | AUD2C080ACV42* |  | Natural Gas, Propane Gas | Upflow, Horizontal | Non-Weatherized | 80 | 64 | 80 | 77.5 | 432 | 64 |  | Yes | AMACF
2008408 | Discontinued | TRANE | TRANE | 4YCY4036B1075** |  | Natural Gas, Propane Gas | Downflow, Horizontal | Weatherized | 75 | 60 | 79.5 | 58 | 260 | 63 | Yes | Yes
2016475 | Discontinued | AMERICAN STANDARD | AMERICAN STANDARD HEATING & AIR CONDITIONING | 4YCY4036B1075** |  | Natural Gas, Propane Gas | Downflow, Horizontal | Weatherized | 75 | 60 | 79.5 | 58 | 260 | 63 |  | Yes
2008409 | Discontinued | TRANE | TRANE | 4YCY4036B1096** |  | Natural Gas, Propane Gas | Downflow, Horizontal | Weatherized | 96 | 77 | 80 | 97 | 326 | 56 | Yes | Yes
2016476 | Discontinued | AMERICAN STANDARD | AMERICAN STANDARD HEATING & AIR CONDITIONING | 4YCY4036B1096** |  | Natural Gas, Propane Gas | Downflow, Horizontal | Weatherized | 96 | 77 | 80 | 97 | 326 | 56 |  | Yes
2008410 | Discontinued | TRANE | TRANE | 4YCY4048B1096** |  | Natural Gas, Propane Gas | Downflow, Horizontal | Weatherized | 96 | 77 | 80 | 96 | 411 | 72 | Yes | Yes
2016477 | Discontinued | AMERICAN STANDARD | AMERICAN STANDARD HEATING & AIR CONDITIONING | 4YCY4048B1096** |  | Natural Gas, Propane Gas | Downflow, Horizontal | Weatherized | 96 | 77 | 80 | 96 | 411 | 72 |  | Yes
2008411 | Discontinued | TRANE | TRANE | 4YCY4048B1120** |  | Natural Gas, Propane Gas | Downflow, Horizontal | Weatherized | 120 | 96 | 80 | 116 | 387 | 67 | Yes | Yes
2016478 | Discontinued | AMERICAN STANDARD | AMERICAN STANDARD HEATING & AIR CONDITIONING | 4YCY4048B1120** |  | Natural Gas, Propane Gas | Downflow, Horizontal | Weatherized | 120 | 96 | 80 | 116 | 387 | 67 |  | Yes
2008412 | Discontinued | TRANE | TRANE | 4DCY4036B1075** |  | Natural Gas, Propane Gas | Downflow, Horizontal | Weatherized | 75 | 60 | 79.5 | 58 | 260 | 63 | Yes | Yes
2016479 | Discontinued | AMERICAN STANDARD | AMERICAN STANDARD HEATING & AIR CONDITIONING | 4DCY4036B1075** |  | Natural Gas, Propane Gas | Downflow, Horizontal | Weatherized | 75 | 60 | 79.5 | 58 | 260 | 63 |  | Yes
2008413 | Discontinued | TRANE | TRANE | 4DCY4048B1096** |  | Natural Gas, Propane Gas | Downflow, Horizontal | Weatherized | 96 | 77 | 80 | 96 | 411 | 72 | Yes | Yes
2016480 | Discontinued | AMERICAN STANDARD | AMERICAN STANDARD HEATING & AIR CONDITIONING | 4DCY4048B1096** |  | Natural Gas, Propane Gas | Downflow, Horizontal | Weatherized | 96 | 77 | 80 | 96 | 411 | 72 |  | Yes
2008415 | Active | XR95 | TRANE | TUH1B040A9241A* |  | Natural Gas,Propane Gas | Upflow,Horizontal | Non-Weatherized | 40 | 38 | 95 | 34.1 | 358 | 74 | Yes | No | AFUE
2016798 | Active | SILVER ZI | AMERICAN STANDARD HEATING & AIR CONDITIONING | AUH1B040A9241A* |  | Natural Gas,Propane Gas | Upflow,Horizontal | Non-Weatherized | 40 | 38 | 95 | 34.1 | 358 | 74 |  | No | AFUE
5370952 | Active | AMERISTAR | INGERSOLL RAND | M951P040BU24AA* |  | Natural Gas,Propane Gas | Upflow,Horizontal | Non-Weatherized | 40 | 38 | 95 | 34.1 | 358 | 74 |  | No | AFUE
2008416 | Active | XR95 | TRANE | TUH1C100A9481A* |  | Natural Gas,Propane Gas | Upflow,Horizontal | Non-Weatherized | 97 | 92 | 95 | 97.6 | 864 | 71 | Yes | No | AFUE
2016795 | Active | SILVER ZI | AMERICAN STANDARD HEATING & AIR CONDITIONING | AUH1C100A9481A* |  | Natural Gas,Propane Gas | Upflow,Horizontal | Non-Weatherized | 97 | 92 | 95 | 97.6 | 864 | 71 |  | No | AFUE
5370955 | Active | AMERISTAR | INGERSOLL RAND | M951P100CU48AA* |  | Natural Gas,Propane Gas | Upflow,Horizontal | Non-Weatherized | 97 | 92 | 95 | 97.6 | 864 | 71 |  | No | AFUE
2008417 | Active | XR95 | TRANE | TUH1B060A9361A* |  | Natural Gas,Propane Gas | Upflow,Horizontal | Non-Weatherized | 60 | 57 | 95 | 48.3 | 635 | 96 | Yes | No | AFUE
2016796 | Active | SILVER ZI | AMERICAN STANDARD HEATING & AIR CONDITIONING | AUH1B060A9361A* |  | Natural Gas,Propane Gas | Upflow,Horizontal | Non-Weatherized | 60 | 57 | 95 | 48.3 | 635 | 96 |  | No | AFUE
5370953 | Active | AMERISTAR | INGERSOLL RAND | M951P060BU36AA* |  | Natural Gas,Propane Gas | Upflow,Horizontal | Non-Weatherized | 60 | 57 | 95 | 48.3 | 635 | 96 |  | No | AFUE
2008418 | Active | XR95 | TRANE | TUH1D120A9601A* |  | Natural Gas,Propane Gas | Upflow,Horizontal | Non-Weatherized | 110 | 105 | 95 | 96 | 1382 | 80 | Yes | No | AFUE
2016797 | Active | SILVER ZI | AMERICAN STANDARD HEATING & AIR CONDITIONING | AUH1D120A9601A* |  | Natural Gas,Propane Gas | Upflow,Horizontal | Non-Weatherized | 110 | 105 | 95 | 96 | 1382 | 80 |  | No | AFUE
5370957 | Active | AMERISTAR | INGERSOLL RAND | M951P120DU60AA* |  | Natural Gas,Propane Gas | Upflow,Horizontal | Non-Weatherized | 110 | 105 | 95 | 96 | 1382 | 80 |  | No | AFUE
2008419 | Active | XR95 | TRANE | TUH1D100A9601A* |  | Natural Gas,Propane Gas | Upflow,Horizontal | Non-Weatherized | 97 | 92 | 95 | 80.4 | 1050 | 72 | Yes | No | AFUE
2016801 | Active | SILVER ZI | AMERICAN STANDARD HEATING & AIR CONDITIONING | AUH1D100A9601A* |  | Natural Gas,Propane Gas | Upflow,Horizontal | Non-Weatherized | 97 | 92 | 95 | 80.4 | 1050 | 72 |  | No | AFUE
5370956 | Active | AMERISTAR | INGERSOLL RAND | M951P100DU60AA* |  | Natural Gas,Propane Gas | Upflow,Horizontal | Non-Weatherized | 97 | 92 | 95 | 80.4 | 1050 | 72 |  | No | AFUE
2008420 | Active | XR95 | TRANE | TUH1C080A9601A* |  | Natural Gas,Propane Gas | Upflow,Horizontal | Non-Weatherized | 80 | 76 | 95 | 79.7 | 1073 | 70 | Yes | No | AFUE
2016800 | Active | SILVER ZI | AMERICAN STANDARD HEATING & AIR CONDITIONING | AUH1C080A9601A* |  | Natural Gas,Propane Gas | Upflow,Horizontal | Non-Weatherized | 80 | 76 | 95 | 79.7 | 1073 | 70 |  | No | AFUE
2008432 | Active | YORK | YORK BY JOHNSON CONTROLS | GY8S160E30UH21 |  | Natural Gas,Propane Gas | Upflow,Horizontal | Non-Weatherized | 160 | 127 | 78 | 135.5 | 1990 | 84 | Yes | No
2016821 | Active | COLEMAN | COLEMAN BY JOHNSON CONTROLS | GY8S160E30UH21 |  | Natural Gas,Propane Gas | Upflow,Horizontal | Non-Weatherized | 160 | 127 | 78 | 135.5 | 1990 | 84 |  | No
2017325 | Active | EVCON | EVCON BY JOHNSON CONTROLS | GY8S160E30UH21 |  | Natural Gas,Propane Gas | Upflow,Horizontal | Non-Weatherized | 160 | 127 | 78 | 135.5 | 1990 | 84 |  | No
2017577 | Active | FRASER-JOHNSTON | FRASER-JOHNSTON BY JOHNSON CONTROLS | GY8S160E30UH21 |  | Natural Gas,Propane Gas | Upflow,Horizontal | Non-Weatherized | 160 | 127 | 78 | 135.5 | 1990 | 84 |  | No
2017684 | Active | LUXAIRE | LUXAIRE BY JOHNSON CONTROLS | GY8S160E30UH21 |  | Natural Gas,Propane Gas | Upflow,Horizontal | Non-Weatherized | 160 | 127 | 78 | 135.5 | 1990 | 84 |  | No
2008560 | Active | YORK | YORK BY JOHNSON CONTROLS | TG8S120C20MP11 |  | Natural Gas,Propane Gas | Upflow,Downflow,Horizontal | Non-Weatherized | 120 | 96 | 80 | 115.2 | 1238 | 65 | Yes | No
2016924 | Active | COLEMAN | COLEMAN BY JOHNSON CONTROLS | TG8S120C20MP11 |  | Natural Gas,Propane Gas | Upflow,Downflow,Horizontal | Non-Weatherized | 120 | 96 | 80 | 115.2 | 1238 | 65 |  | No
2017297 | Active | EVCON | EVCON BY JOHNSON CONTROLS | TG8S120C20MP11 |  | Natural Gas,Propane Gas | Upflow,Downflow,Horizontal | Non-Weatherized | 120 | 96 | 80 | 115.2 | 1238 | 65 |  | No
2017549 | Active | FRASER-JOHNSTON | FRASER-JOHNSTON BY JOHNSON CONTROLS | TG8S120C20MP11 |  | Natural Gas,Propane Gas | Upflow,Downflow,Horizontal | Non-Weatherized | 120 | 96 | 80 | 115.2 | 1238 | 65 |  | No
2017800 | Active | LUXAIRE | LUXAIRE BY JOHNSON CONTROLS | TG8S120C20MP11 |  | Natural Gas,Propane Gas | Upflow,Downflow,Horizontal | Non-Weatherized | 120 | 96 | 80 | 115.2 | 1238 | 65 |  | No
2008561 | Active | YORK | YORK BY JOHNSON CONTROLS | TG8S100C20MP11 |  | Natural Gas,Propane Gas | Upflow,Downflow,Horizontal | Non-Weatherized | 100 | 80 | 80 | 95.1 | 1267 | 68 |  | No
2016922 | Active | COLEMAN | COLEMAN BY JOHNSON CONTROLS | TG8S100C20MP11 |  | Natural Gas,Propane Gas | Upflow,Downflow,Horizontal | Non-Weatherized | 100 | 80 | 80 | 95.1 | 1267 | 68 |  | No
2017291 | Active | EVCON | EVCON BY JOHNSON CONTROLS | TG8S100C20MP11 |  | Natural Gas,Propane Gas | Upflow,Downflow,Horizontal | Non-Weatherized | 100 | 80 | 80 | 95.1 | 1267 | 68 |  | No
2017542 | Active | FRASER-JOHNSTON | FRASER-JOHNSTON BY JOHNSON CONTROLS | TG8S100C20MP11 |  | Natural Gas,Propane Gas | Upflow,Downflow,Horizontal | Non-Weatherized | 100 | 80 | 80 | 95.1 | 1267 | 68 |  | No
2017798 | Active | LUXAIRE | LUXAIRE BY JOHNSON CONTROLS | TG8S100C20MP11 |  | Natural Gas,Propane Gas | Upflow,Downflow,Horizontal | Non-Weatherized | 100 | 80 | 80 | 95.1 | 1267 | 68 |  | No
2008562 | Active | YORK | YORK BY JOHNSON CONTROLS | TG8S040A08MP11 |  | Natural Gas,Propane Gas | Upflow,Downflow,Horizontal | Non-Weatherized | 40 | 32 | 80 | 38.3 | 514 | 80 | Yes | No
2016929 | Active | COLEMAN | COLEMAN BY JOHNSON CONTROLS | TG8S040A08MP11 |  | Natural Gas,Propane Gas | Upflow,Downflow,Horizontal | Non-Weatherized | 40 | 32 | 80 | 38.3 | 514 | 80 |  | No
2017300 | Active | EVCON | EVCON BY JOHNSON CONTROLS | TG8S040A08MP11 |  | Natural Gas,Propane Gas | Upflow,Downflow,Horizontal | Non-Weatherized | 40 | 32 | 80 | 38.3 | 514 | 80 |  | No
2017552 | Active | FRASER-JOHNSTON | FRASER-JOHNSTON BY JOHNSON CONTROLS | TG8S040A08MP11 |  | Natural Gas,Propane Gas | Upflow,Downflow,Horizontal | Non-Weatherized | 40 | 32 | 80 | 38.3 | 514 | 80 |  | No
2017802 | Active | LUXAIRE | LUXAIRE BY JOHNSON CONTROLS | TG8S040A08MP11 |  | Natural Gas,Propane Gas | Upflow,Downflow,Horizontal | Non-Weatherized | 40 | 32 | 80 | 38.3 | 514 | 80 |  | No
2008563 | Active | YORK | YORK BY JOHNSON CONTROLS | TG8S060A10MP11 |  | Natural Gas,Propane Gas | Upflow,Downflow,Horizontal | Non-Weatherized | 60 | 48 | 80 | 57.9 | 626 | 80 |  | No
2016930 | Active | COLEMAN | COLEMAN BY JOHNSON CONTROLS | TG8S060A10MP11 |  | Natural Gas,Propane Gas | Upflow,Downflow,Horizontal | Non-Weatherized | 60 | 48 | 80 | 57.9 | 626 | 80 |  | No
2017294 | Active | EVCON | EVCON BY JOHNSON CONTROLS | TG8S060A10MP11 |  | Natural Gas,Propane Gas | Upflow,Downflow,Horizontal | Non-Weatherized | 60 | 48 | 80 | 57.9 | 626 | 80 |  | No
2017550 | Active | FRASER-JOHNSTON | FRASER-JOHNSTON BY JOHNSON CONTROLS | TG8S060A10MP11 |  | Natural Gas,Propane Gas | Upflow,Downflow,Horizontal | Non-Weatherized | 60 | 48 | 80 | 57.9 | 626 | 80 |  | No
2017804 | Active | LUXAIRE | LUXAIRE BY JOHNSON CONTROLS | TG8S060A10MP11 |  | Natural Gas,Propane Gas | Upflow,Downflow,Horizontal | Non-Weatherized | 60 | 48 | 80 | 57.9 | 626 | 80 |  | No
2008564 | Active | YORK | YORK BY JOHNSON CONTROLS | TG8S080C16MP11 |  | Natural Gas,Propane Gas | Upflow,Downflow,Horizontal | Non-Weatherized | 80 | 64 | 80 | 75.1 | 1256 | 70 | Yes | No
2016933 | Active | COLEMAN | COLEMAN BY JOHNSON CONTROLS | TG8S080C16MP11 |  | Natural Gas,Propane Gas | Upflow,Downflow,Horizontal | Non-Weatherized | 80 | 64 | 80 | 75.1 | 1256 | 70 |  | No
2017301 | Active | EVCON | EVCON BY JOHNSON CONTROLS | TG8S080C16MP11 |  | Natural Gas,Propane Gas | Upflow,Downflow,Horizontal | Non-Weatherized | 80 | 64 | 80 | 75.1 | 1256 | 70 |  | No
2017553 | Active | FRASER-JOHNSTON | FRASER-JOHNSTON BY JOHNSON CONTROLS | TG8S080C16MP11 |  | Natural Gas,Propane Gas | Upflow,Downflow,Horizontal | Non-Weatherized | 80 | 64 | 80 | 75.1 | 1256 | 70 |  | No
2017806 | Active | LUXAIRE | LUXAIRE BY JOHNSON CONTROLS | TG8S080C16MP11 |  | Natural Gas,Propane Gas | Upflow,Downflow,Horizontal | Non-Weatherized | 80 | 64 | 80 | 75.1 | 1256 | 70 |  | No
2008565 | Active | YORK | YORK BY JOHNSON CONTROLS | TG8S100B12MP11 |  | Natural Gas,Propane Gas | Upflow,Downflow,Horizontal | Non-Weatherized | 100 | 80 | 80 | 96.1 | 1017 | 65 | Yes | No
2016928 | Active | COLEMAN | COLEMAN BY JOHNSON CONTROLS | TG8S100B12MP11 |  | Natural Gas,Propane Gas | Upflow,Downflow,Horizontal | Non-Weatherized | 100 | 80 | 80 | 96.1 | 1017 | 65 |  | No
2017290 | Active | EVCON | EVCON BY JOHNSON CONTROLS | TG8S100B12MP11 |  | Natural Gas,Propane Gas | Upflow,Downflow,Horizontal | Non-Weatherized | 100 | 80 | 80 | 96.1 | 1017 | 65 |  | No
2017544 | Active | FRASER-JOHNSTON | FRASER-JOHNSTON BY JOHNSON CONTROLS | TG8S100B12MP11 |  | Natural Gas,Propane Gas | Upflow,Downflow,Horizontal | Non-Weatherized | 100 | 80 | 80 | 96.1 | 1017 | 65 |  | No
2017807 | Active | LUXAIRE | LUXAIRE BY JOHNSON CONTROLS | TG8S100B12MP11 |  | Natural Gas,Propane Gas | Upflow,Downflow,Horizontal | Non-Weatherized | 100 | 80 | 80 | 96.1 | 1017 | 65 |  | No
2008566 | Active | YORK | YORK BY JOHNSON CONTROLS | TG8S100C16MP11 |  | Natural Gas,Propane Gas | Upflow,Downflow,Horizontal | Non-Weatherized | 100 | 80 | 80 | 96.1 | 1013 | 88 | Yes | No
2016926 | Active | COLEMAN | COLEMAN BY JOHNSON CONTROLS | TG8S100C16MP11 |  | Natural Gas,Propane Gas | Upflow,Downflow,Horizontal | Non-Weatherized | 100 | 80 | 80 | 96.1 | 1013 | 88 |  | No
2017292 | Active | EVCON | EVCON BY JOHNSON CONTROLS | TG8S100C16MP11 |  | Natural Gas,Propane Gas | Upflow,Downflow,Horizontal | Non-Weatherized | 100 | 80 | 80 | 96.1 | 1013 | 88 |  | No
2017543 | Active | FRASER-JOHNSTON | FRASER-JOHNSTON BY JOHNSON CONTROLS | TG8S100C16MP11 |  | Natural Gas,Propane Gas | Upflow,Downflow,Horizontal | Non-Weatherized | 100 | 80 | 80 | 96.1 | 1013 | 88 |  | No
2017809 | Active | LUXAIRE | LUXAIRE BY JOHNSON CONTROLS | TG8S100C16MP11 |  | Natural Gas,Propane Gas | Upflow,Downflow,Horizontal | Non-Weatherized | 100 | 80 | 80 | 96.1 | 1013 | 88 |  | No
2008567 | Active | YORK | YORK BY JOHNSON CONTROLS | TG8S120C16MP11 |  | Natural Gas,Propane Gas | Upflow,Downflow,Horizontal | Non-Weatherized | 120 | 96 | 80 | 115.1 | 1254 | 75 |  | No
2016923 | Active | COLEMAN | COLEMAN BY JOHNSON CONTROLS | TG8S120C16MP11 |  | Natural Gas,Propane Gas | Upflow,Downflow,Horizontal | Non-Weatherized | 120 | 96 | 80 | 115.1 | 1254 | 75 |  | No
2017293 | Active | EVCON | EVCON BY JOHNSON CONTROLS | TG8S120C16MP11 |  | Natural Gas,Propane Gas | Upflow,Downflow,Horizontal | Non-Weatherized | 120 | 96 | 80 | 115.1 | 1254 | 75 |  | No
2017547 | Active | FRASER-JOHNSTON | FRASER-JOHNSTON BY JOHNSON CONTROLS | TG8S120C16MP11 |  | Natural Gas,Propane Gas | Upflow,Downflow,Horizontal | Non-Weatherized | 120 | 96 | 80 | 115.1 | 1254 | 75 |  | No
2017801 | Active | LUXAIRE | LUXAIRE BY JOHNSON CONTROLS | TG8S120C16MP11 |  | Natural Gas,Propane Gas | Upflow,Downflow,Horizontal | Non-Weatherized | 120 | 96 | 80 | 115.1 | 1254 | 75 |  | No
2008568 | Active | YORK | YORK BY JOHNSON CONTROLS | TG8S130D20MP11 |  | Natural Gas,Propane Gas | Upflow,Downflow,Horizontal | Non-Weatherized | 130 | 104 | 80 | 114.7 | 1355 | 75 | Yes | No
2016925 | Active | COLEMAN | COLEMAN BY JOHNSON CONTROLS | TG8S130D20MP11 |  | Natural Gas,Propane Gas | Upflow,Downflow,Horizontal | Non-Weatherized | 130 | 104 | 80 | 114.7 | 1355 | 75 |  | No
2017296 | Active | EVCON | EVCON BY JOHNSON CONTROLS | TG8S130D20MP11 |  | Natural Gas,Propane Gas | Upflow,Downflow,Horizontal | Non-Weatherized | 130 | 104 | 80 | 114.7 | 1355 | 75 |  | No
2017551 | Active | FRASER-JOHNSTON | FRASER-JOHNSTON BY JOHNSON CONTROLS | TG8S130D20MP11 |  | Natural Gas,Propane Gas | Upflow,Downflow,Horizontal | Non-Weatherized | 130 | 104 | 80 | 114.7 | 1355 | 75 |  | No
2017799 | Active | LUXAIRE | LUXAIRE BY JOHNSON CONTROLS | TG8S130D20MP11 |  | Natural Gas,Propane Gas | Upflow,Downflow,Horizontal | Non-Weatherized | 130 | 104 | 80 | 114.7 | 1355 | 75 |  | No
2008569 | Active | YORK | YORK BY JOHNSON CONTROLS | TG8S080C22MP11 |  | Natural Gas,Propane Gas | Upflow,Downflow,Horizontal | Non-Weatherized | 80 | 64 | 80 | 74.8 | 1323 | 65 |  | No
2016927 | Active | COLEMAN | COLEMAN BY JOHNSON CONTROLS | TG8S080C22MP11 |  | Natural Gas,Propane Gas | Upflow,Downflow,Horizontal | Non-Weatherized | 80 | 64 | 80 | 74.8 | 1323 | 65 |  | No
2017298 | Active | EVCON | EVCON BY JOHNSON CONTROLS | TG8S080C22MP11 |  | Natural Gas,Propane Gas | Upflow,Downflow,Horizontal | Non-Weatherized | 80 | 64 | 80 | 74.8 | 1323 | 65 |  | No
2017545 | Active | FRASER-JOHNSTON | FRASER-JOHNSTON BY JOHNSON CONTROLS | TG8S080C22MP11 |  | Natural Gas,Propane Gas | Upflow,Downflow,Horizontal | Non-Weatherized | 80 | 64 | 80 | 74.8 | 1323 | 65 |  | No
2017808 | Active | LUXAIRE | LUXAIRE BY JOHNSON CONTROLS | TG8S080C22MP11 |  | Natural Gas,Propane Gas | Upflow,Downflow,Horizontal | Non-Weatherized | 80 | 64 | 80 | 74.8 | 1323 | 65 |  | No
2008570 | Active | YORK | YORK BY JOHNSON CONTROLS | TG8S060A12MP11 |  | Natural Gas,Propane Gas | Upflow,Downflow,Horizontal | Non-Weatherized | 60 | 48 | 80 | 57.4 | 697 | 43 | Yes | No
2016932 | Active | COLEMAN | COLEMAN BY JOHNSON CONTROLS | TG8S060A12MP11 |  | Natural Gas,Propane Gas | Upflow,Downflow,Horizontal | Non-Weatherized | 60 | 48 | 80 | 57.4 | 697 | 43 |  | No
2017295 | Active | EVCON | EVCON BY JOHNSON CONTROLS | TG8S060A12MP11 |  | Natural Gas,Propane Gas | Upflow,Downflow,Horizontal | Non-Weatherized | 60 | 48 | 80 | 57.4 | 697 | 43 |  | No
2017548 | Active | FRASER-JOHNSTON | FRASER-JOHNSTON BY JOHNSON CONTROLS | TG8S060A12MP11 |  | Natural Gas,Propane Gas | Upflow,Downflow,Horizontal | Non-Weatherized | 60 | 48 | 80 | 57.4 | 697 | 43 |  | No
2017805 | Active | LUXAIRE | LUXAIRE BY JOHNSON CONTROLS | TG8S060A12MP11 |  | Natural Gas,Propane Gas | Upflow,Downflow,Horizontal | Non-Weatherized | 60 | 48 | 80 | 57.4 | 697 | 43 |  | No
2008571 | Active | YORK | YORK BY JOHNSON CONTROLS | TG8S080B12MP11 |  | Natural Gas,Propane Gas | Upflow,Downflow,Horizontal | Non-Weatherized | 80 | 64 | 80 | 76.8 | 872 | 63 | Yes | No
2016931 | Active | COLEMAN | COLEMAN BY JOHNSON CONTROLS | TG8S080B12MP11 |  | Natural Gas,Propane Gas | Upflow,Downflow,Horizontal | Non-Weatherized | 80 | 64 | 80 | 76.8 | 872 | 63 |  | No
2017299 | Active | EVCON | EVCON BY JOHNSON CONTROLS | TG8S080B12MP11 |  | Natural Gas,Propane Gas | Upflow,Downflow,Horizontal | Non-Weatherized | 80 | 64 | 80 | 76.8 | 872 | 63 |  | No
2017546 | Active | FRASER-JOHNSTON | FRASER-JOHNSTON BY JOHNSON CONTROLS | TG8S080B12MP11 |  | Natural Gas,Propane Gas | Upflow,Downflow,Horizontal | Non-Weatherized | 80 | 64 | 80 | 76.8 | 872 | 63 |  | No
2017803 | Active | LUXAIRE | LUXAIRE BY JOHNSON CONTROLS | TG8S080B12MP11 |  | Natural Gas,Propane Gas | Upflow,Downflow,Horizontal | Non-Weatherized | 80 | 64 | 80 | 76.8 | 872 | 63 |  | No
2008572 | Active | YORK | YORK BY JOHNSON CONTROLS | TG9S080B12MP11 |  | Natural Gas,Propane Gas | Upflow,Downflow,Horizontal | Non-Weatherized | 80 | 78 | 95.5 | 80.5 | 1001 | 100 | Yes | No | AFUE
2016960 | Active | COLEMAN | COLEMAN BY JOHNSON CONTROLS | TG9S080B12MP11 |  | Natural Gas,Propane Gas | Upflow,Downflow,Horizontal | Non-Weatherized | 80 | 78 | 95.5 | 80.5 | 1001 | 100 |  | No | AFUE
2017306 | Active | EVCON | EVCON BY JOHNSON CONTROLS | TG9S080B12MP11 |  | Natural Gas,Propane Gas | Upflow,Downflow,Horizontal | Non-Weatherized | 80 | 78 | 95.5 | 80.5 | 1001 | 100 |  | No | AFUE
2017564 | Active | FRASER-JOHNSTON | FRASER-JOHNSTON BY JOHNSON CONTROLS | TG9S080B12MP11 |  | Natural Gas,Propane Gas | Upflow,Downflow,Horizontal | Non-Weatherized | 80 | 78 | 95.5 | 80.5 | 1001 | 100 |  | No | AFUE
2017834 | Active | LUXAIRE | LUXAIRE BY JOHNSON CONTROLS | TG9S080B12MP11 |  | Natural Gas,Propane Gas | Upflow,Downflow,Horizontal | Non-Weatherized | 80 | 78 | 95.5 | 80.5 | 1001 | 100 |  | No | AFUE
5852869 | Active | GUARDIAN | GUARDIAN BY JOHNSON CONTROLS | RGF19080BP12MP11 |  | Natural Gas,Propane Gas | Upflow,Downflow,Horizontal | Non-Weatherized | 80 | 78 | 95.5 | 80.5 | 1001 | 100 |  | No | AFUE
5853119 | Active | EVCON | EVCON BY JOHNSON CONTROLS | RGF19080BP12MP11 |  | Natural Gas,Propane Gas | Upflow,Downflow,Horizontal | Non-Weatherized | 80 | 78 | 95.5 | 80.5 | 1001 | 100 |  | No | AFUE
2008573 | Active | YORK | YORK BY JOHNSON CONTROLS | TG9S060A10MP11 |  | Natural Gas,Propane Gas | Upflow,Downflow,Horizontal | Non-Weatherized | 60 | 58 | 95.5 | 47.9 | 746 | 109 | Yes | No | AFUE
2016963 | Active | COLEMAN | COLEMAN BY JOHNSON CONTROLS | TG9S060A10MP11 |  | Natural Gas,Propane Gas | Upflow,Downflow,Horizontal | Non-Weatherized | 60 | 58 | 95.5 | 47.9 | 746 | 109 |  | No | AFUE
2017309 | Active | EVCON | EVCON BY JOHNSON CONTROLS | TG9S060A10MP11 |  | Natural Gas,Propane Gas | Upflow,Downflow,Horizontal | Non-Weatherized | 60 | 58 | 95.5 | 47.9 | 746 | 109 |  | No | AFUE
2017560 | Active | FRASER-JOHNSTON | FRASER-JOHNSTON BY JOHNSON CONTROLS | TG9S060A10MP11 |  | Natural Gas,Propane Gas | Upflow,Downflow,Horizontal | Non-Weatherized | 60 | 58 | 95.5 | 47.9 | 746 | 109 |  | No | AFUE
2017836 | Active | LUXAIRE | LUXAIRE BY JOHNSON CONTROLS | TG9S060A10MP11 |  | Natural Gas,Propane Gas | Upflow,Downflow,Horizontal | Non-Weatherized | 60 | 58 | 95.5 | 47.9 | 746 | 109 |  | No | AFUE
2008574 | Active | YORK | YORK BY JOHNSON CONTROLS | TG9S100C16MP11 |  | Natural Gas,Propane Gas | Upflow,Downflow,Horizontal | Non-Weatherized | 100 | 97 | 95.5 | 96.4 | 1241 | 126 | Yes | No | AFUE
2016964 | Active | COLEMAN | COLEMAN BY JOHNSON CONTROLS | TG9S100C16MP11 |  | Natural Gas,Propane Gas | Upflow,Downflow,Horizontal | Non-Weatherized | 100 | 97 | 95.5 | 96.4 | 1241 | 126 |  | No | AFUE
2017311 | Active | EVCON | EVCON BY JOHNSON CONTROLS | TG9S100C16MP11 |  | Natural Gas,Propane Gas | Upflow,Downflow,Horizontal | Non-Weatherized | 100 | 97 | 95.5 | 96.4 | 1241 | 126 |  | No | AFUE
2017558 | Active | FRASER-JOHNSTON | FRASER-JOHNSTON BY JOHNSON CONTROLS | TG9S100C16MP11 |  | Natural Gas,Propane Gas | Upflow,Downflow,Horizontal | Non-Weatherized | 100 | 97 | 95.5 | 96.4 | 1241 | 126 |  | No | AFUE
2017843 | Active | LUXAIRE | LUXAIRE BY JOHNSON CONTROLS | TG9S100C16MP11 |  | Natural Gas,Propane Gas | Upflow,Downflow,Horizontal | Non-Weatherized | 100 | 97 | 95.5 | 96.4 | 1241 | 126 |  | No | AFUE
5852871 | Active | GUARDIAN | GUARDIAN BY JOHNSON CONTROLS | RGF19100CP16MP11 |  | Natural Gas,Propane Gas | Upflow,Downflow,Horizontal | Non-Weatherized | 100 | 97 | 95.5 | 96.4 | 1241 | 126 |  | No | AFUE
5853121 | Active | EVCON | EVCON BY JOHNSON CONTROLS | RGF19100CP16MP11 |  | Natural Gas,Propane Gas | Upflow,Downflow,Horizontal | Non-Weatherized | 100 | 97 | 95.5 | 96.4 | 1241 | 126 |  | No | AFUE
2008575 | Active | YORK | YORK BY JOHNSON CONTROLS | TG9S080C16MP11 |  | Natural Gas,Propane Gas | Upflow,Downflow,Horizontal | Non-Weatherized | 80 | 78 | 95.5 | 80.5 | 1009 | 125 | Yes | No | AFUE
2016959 | Active | COLEMAN | COLEMAN BY JOHNSON CONTROLS | TG9S080C16MP11 |  | Natural Gas,Propane Gas | Upflow,Downflow,Horizontal | Non-Weatherized | 80 | 78 | 95.5 | 80.5 | 1009 | 125 |  | No | AFUE
2017305 | Active | EVCON | EVCON BY JOHNSON CONTROLS | TG9S080C16MP11 |  | Natural Gas,Propane Gas | Upflow,Downflow,Horizontal | Non-Weatherized | 80 | 78 | 95.5 | 80.5 | 1009 | 125 |  | No | AFUE
2017563 | Active | FRASER-JOHNSTON | FRASER-JOHNSTON BY JOHNSON CONTROLS | TG9S080C16MP11 |  | Natural Gas,Propane Gas | Upflow,Downflow,Horizontal | Non-Weatherized | 80 | 78 | 95.5 | 80.5 | 1009 | 125 |  | No | AFUE
2017841 | Active | LUXAIRE | LUXAIRE BY JOHNSON CONTROLS | TG9S080C16MP11 |  | Natural Gas,Propane Gas | Upflow,Downflow,Horizontal | Non-Weatherized | 80 | 78 | 95.5 | 80.5 | 1009 | 125 |  | No | AFUE
5852870 | Active | GUARDIAN | GUARDIAN BY JOHNSON CONTROLS | RGF19080CP16MP11 |  | Natural Gas,Propane Gas | Upflow,Downflow,Horizontal | Non-Weatherized | 80 | 78 | 95.5 | 80.5 | 1009 | 125 |  | No | AFUE
5853120 | Active | EVCON | EVCON BY JOHNSON CONTROLS | RGF19080CP16MP11 |  | Natural Gas,Propane Gas | Upflow,Downflow,Horizontal | Non-Weatherized | 80 | 78 | 95.5 | 80.5 | 1009 | 125 |  | No | AFUE
2008576 | Active | YORK | YORK BY JOHNSON CONTROLS | TG9S120D20MP11 |  | Natural Gas,Propane Gas | Upflow,Downflow,Horizontal | Non-Weatherized | 120 | 116 | 95.5 | 112.6 | 1400 | 124 | Yes | No | AFUE
2016968 | Active | COLEMAN | COLEMAN BY JOHNSON CONTROLS | TG9S120D20MP11 |  | Natural Gas,Propane Gas | Upflow,Downflow,Horizontal | Non-Weatherized | 120 | 116 | 95.5 | 112.6 | 1400 | 124 |  | No | AFUE
2017304 | Active | EVCON | EVCON BY JOHNSON CONTROLS | TG9S120D20MP11 |  | Natural Gas,Propane Gas | Upflow,Downflow,Horizontal | Non-Weatherized | 120 | 116 | 95.5 | 112.6 | 1400 | 124 |  | No | AFUE
2017556 | Active | FRASER-JOHNSTON | FRASER-JOHNSTON BY JOHNSON CONTROLS | TG9S120D20MP11 |  | Natural Gas,Propane Gas | Upflow,Downflow,Horizontal | Non-Weatherized | 120 | 116 | 95.5 | 112.6 | 1400 | 124 |  | No | AFUE
2017839 | Active | LUXAIRE | LUXAIRE BY JOHNSON CONTROLS | TG9S120D20MP11 |  | Natural Gas,Propane Gas | Upflow,Downflow,Horizontal | Non-Weatherized | 120 | 116 | 95.5 | 112.6 | 1400 | 124 |  | No | AFUE
5852873 | Active | GUARDIAN | GUARDIAN BY JOHNSON CONTROLS | RGF19120DP20MP11 |  | Natural Gas,Propane Gas | Upflow,Downflow,Horizontal | Non-Weatherized | 120 | 116 | 95.5 | 112.6 | 1400 | 124 |  | No | AFUE
5853123 | Active | EVCON | EVCON BY JOHNSON CONTROLS | RGF19120DP20MP11 |  | Natural Gas,Propane Gas | Upflow,Downflow,Horizontal | Non-Weatherized | 120 | 116 | 95.5 | 112.6 | 1400 | 124 |  | No | AFUE
2008577 | Active | YORK | YORK BY JOHNSON CONTROLS | TG9S120D16MP11 |  | Natural Gas,Propane Gas | Upflow,Downflow,Horizontal | Non-Weatherized | 120 | 116 | 95.5 | 113.1 | 1271 | 100 |  | No | AFUE
2016965 | Active | COLEMAN | COLEMAN BY JOHNSON CONTROLS | TG9S120D16MP11 |  | Natural Gas,Propane Gas | Upflow,Downflow,Horizontal | Non-Weatherized | 120 | 116 | 95.5 | 113.1 | 1271 | 100 |  | No | AFUE
2017308 | Active | EVCON | EVCON BY JOHNSON CONTROLS | TG9S120D16MP11 |  | Natural Gas,Propane Gas | Upflow,Downflow,Horizontal | Non-Weatherized | 120 | 116 | 95.5 | 113.1 | 1271 | 100 |  | No | AFUE
2017561 | Active | FRASER-JOHNSTON | FRASER-JOHNSTON BY JOHNSON CONTROLS | TG9S120D16MP11 |  | Natural Gas,Propane Gas | Upflow,Downflow,Horizontal | Non-Weatherized | 120 | 116 | 95.5 | 113.1 | 1271 | 100 |  | No | AFUE
2017842 | Active | LUXAIRE | LUXAIRE BY JOHNSON CONTROLS | TG9S120D16MP11 |  | Natural Gas,Propane Gas | Upflow,Downflow,Horizontal | Non-Weatherized | 120 | 116 | 95.5 | 113.1 | 1271 | 100 |  | No | AFUE
2008578 | Active | YORK | YORK BY JOHNSON CONTROLS | TG9S040A08MP11 |  | Natural Gas,Propane Gas | Upflow,Downflow,Horizontal | Non-Weatherized | 40 | 39 | 95.5 | 31.9 | 524 | 100 | Yes | No | AFUE
2016962 | Active | COLEMAN | COLEMAN BY JOHNSON CONTROLS | TG9S040A08MP11 |  | Natural Gas,Propane Gas | Upflow,Downflow,Horizontal | Non-Weatherized | 40 | 39 | 95.5 | 31.9 | 524 | 100 |  | No | AFUE
2017307 | Active | EVCON | EVCON BY JOHNSON CONTROLS | TG9S040A08MP11 |  | Natural Gas,Propane Gas | Upflow,Downflow,Horizontal | Non-Weatherized | 40 | 39 | 95.5 | 31.9 | 524 | 100 |  | No | AFUE
2017555 | Active | FRASER-JOHNSTON | FRASER-JOHNSTON BY JOHNSON CONTROLS | TG9S040A08MP11 |  | Natural Gas,Propane Gas | Upflow,Downflow,Horizontal | Non-Weatherized | 40 | 39 | 95.5 | 31.9 | 524 | 100 |  | No | AFUE
2017837 | Active | LUXAIRE | LUXAIRE BY JOHNSON CONTROLS | TG9S040A08MP11 |  | Natural Gas,Propane Gas | Upflow,Downflow,Horizontal | Non-Weatherized | 40 | 39 | 95.5 | 31.9 | 524 | 100 |  | No | AFUE
5852867 | Active | GUARDIAN | GUARDIAN BY JOHNSON CONTROLS | RGF19040AP08MP11 |  | Natural Gas,Propane Gas | Upflow,Downflow,Horizontal | Non-Weatherized | 40 | 39 | 95.5 | 31.9 | 524 | 100 |  | No | AFUE
5853117 | Active | EVCON | EVCON BY JOHNSON CONTROLS | RGF19040AP08MP11 |  | Natural Gas,Propane Gas | Upflow,Downflow,Horizontal | Non-Weatherized | 40 | 39 | 95.5 | 31.9 | 524 | 100 |  | No | AFUE
2008579 | Active | YORK | YORK BY JOHNSON CONTROLS | TG9S060B12MP11 |  | Natural Gas,Propane Gas | Upflow,Downflow,Horizontal | Non-Weatherized | 60 | 58 | 95.5 | 48.1 | 692 | 124 | Yes | No | AFUE
2016961 | Active | COLEMAN | COLEMAN BY JOHNSON CONTROLS | TG9S060B12MP11 |  | Natural Gas,Propane Gas | Upflow,Downflow,Horizontal | Non-Weatherized | 60 | 58 | 95.5 | 48.1 | 692 | 124 |  | No | AFUE
2017302 | Active | EVCON | EVCON BY JOHNSON CONTROLS | TG9S060B12MP11 |  | Natural Gas,Propane Gas | Upflow,Downflow,Horizontal | Non-Weatherized | 60 | 58 | 95.5 | 48.1 | 692 | 124 |  | No | AFUE
2017559 | Active | FRASER-JOHNSTON | FRASER-JOHNSTON BY JOHNSON CONTROLS | TG9S060B12MP11 |  | Natural Gas,Propane Gas | Upflow,Downflow,Horizontal | Non-Weatherized | 60 | 58 | 95.5 | 48.1 | 692 | 124 |  | No | AFUE
2017835 | Active | LUXAIRE | LUXAIRE BY JOHNSON CONTROLS | TG9S060B12MP11 |  | Natural Gas,Propane Gas | Upflow,Downflow,Horizontal | Non-Weatherized | 60 | 58 | 95.5 | 48.1 | 692 | 124 |  | No | AFUE
5852868 | Active | GUARDIAN | GUARDIAN BY JOHNSON CONTROLS | RGF19060BP12MP11 |  | Natural Gas,Propane Gas | Upflow,Downflow,Horizontal | Non-Weatherized | 60 | 58 | 95.5 | 48.1 | 692 | 124 |  | No | AFUE
5853118 | Active | EVCON | EVCON BY JOHNSON CONTROLS | RGF19060BP12MP11 |  | Natural Gas,Propane Gas | Upflow,Downflow,Horizontal | Non-Weatherized | 60 | 58 | 95.5 | 48.1 | 692 | 124 |  | No | AFUE
2008580 | Active | YORK | YORK BY JOHNSON CONTROLS | TG9S080C22MP11 |  | Natural Gas,Propane Gas | Upflow,Downflow,Horizontal | Non-Weatherized | 80 | 78 | 95.5 | 80.3 | 1047 | 120 |  | No | AFUE
2016958 | Active | COLEMAN | COLEMAN BY JOHNSON CONTROLS | TG9S080C22MP11 |  | Natural Gas,Propane Gas | Upflow,Downflow,Horizontal | Non-Weatherized | 80 | 78 | 95.5 | 80.3 | 1047 | 120 |  | No | AFUE
2017310 | Active | EVCON | EVCON BY JOHNSON CONTROLS | TG9S080C22MP11 |  | Natural Gas,Propane Gas | Upflow,Downflow,Horizontal | Non-Weatherized | 80 | 78 | 95.5 | 80.3 | 1047 | 120 |  | No | AFUE
2017557 | Active | FRASER-JOHNSTON | FRASER-JOHNSTON BY JOHNSON CONTROLS | TG9S080C22MP11 |  | Natural Gas,Propane Gas | Upflow,Downflow,Horizontal | Non-Weatherized | 80 | 78 | 95.5 | 80.3 | 1047 | 120 |  | No | AFUE
2017840 | Active | LUXAIRE | LUXAIRE BY JOHNSON CONTROLS | TG9S080C22MP11 |  | Natural Gas,Propane Gas | Upflow,Downflow,Horizontal | Non-Weatherized | 80 | 78 | 95.5 | 80.3 | 1047 | 120 |  | No | AFUE
2008581 | Active | YORK | YORK BY JOHNSON CONTROLS | TG9S100C20MP11 |  | Natural Gas,Propane Gas | Upflow,Downflow,Horizontal | Non-Weatherized | 100 | 97 | 95.5 | 96.6 | 1202 | 123 |  | No | AFUE
2016966 | Active | COLEMAN | COLEMAN BY JOHNSON CONTROLS | TG9S100C20MP11 |  | Natural Gas,Propane Gas | Upflow,Downflow,Horizontal | Non-Weatherized | 100 | 97 | 95.5 | 96.6 | 1202 | 123 |  | No | AFUE
2017312 | Active | EVCON | EVCON BY JOHNSON CONTROLS | TG9S100C20MP11 |  | Natural Gas,Propane Gas | Upflow,Downflow,Horizontal | Non-Weatherized | 100 | 97 | 95.5 | 96.6 | 1202 | 123 |  | No | AFUE
2017562 | Active | FRASER-JOHNSTON | FRASER-JOHNSTON BY JOHNSON CONTROLS | TG9S100C20MP11 |  | Natural Gas,Propane Gas | Upflow,Downflow,Horizontal | Non-Weatherized | 100 | 97 | 95.5 | 96.6 | 1202 | 123 |  | No | AFUE
2017844 | Active | LUXAIRE | LUXAIRE BY JOHNSON CONTROLS | TG9S100C20MP11 |  | Natural Gas,Propane Gas | Upflow,Downflow,Horizontal | Non-Weatherized | 100 | 97 | 95.5 | 96.6 | 1202 | 123 |  | No | AFUE
5852872 | Active | GUARDIAN | GUARDIAN BY JOHNSON CONTROLS | RGF19100CP20MP11 |  | Natural Gas,Propane Gas | Upflow,Downflow,Horizontal | Non-Weatherized | 100 | 97 | 95.5 | 96.6 | 1202 | 123 |  | No | AFUE
5853122 | Active | EVCON | EVCON BY JOHNSON CONTROLS | RGF19100CP20MP11 |  | Natural Gas,Propane Gas | Upflow,Downflow,Horizontal | Non-Weatherized | 100 | 97 | 95.5 | 96.6 | 1202 | 123 |  | No | AFUE
2008582 | Active | YORK | YORK BY JOHNSON CONTROLS | TG9S130D20MP11 |  | Natural Gas,Propane Gas | Upflow,Downflow,Horizontal | Non-Weatherized | 130 | 125 | 95.5 | 112.6 | 1392 | 113 | Yes | No | AFUE
2016967 | Active | COLEMAN | COLEMAN BY JOHNSON CONTROLS | TG9S130D20MP11 |  | Natural Gas,Propane Gas | Upflow,Downflow,Horizontal | Non-Weatherized | 130 | 125 | 95.5 | 112.6 | 1392 | 113 |  | No | AFUE
2017303 | Active | EVCON | EVCON BY JOHNSON CONTROLS | TG9S130D20MP11 |  | Natural Gas,Propane Gas | Upflow,Downflow,Horizontal | Non-Weatherized | 130 | 125 | 95.5 | 112.6 | 1392 | 113 |  | No | AFUE
2017554 | Active | FRASER-JOHNSTON | FRASER-JOHNSTON BY JOHNSON CONTROLS | TG9S130D20MP11 |  | Natural Gas,Propane Gas | Upflow,Downflow,Horizontal | Non-Weatherized | 130 | 125 | 95.5 | 112.6 | 1392 | 113 |  | No | AFUE
2017838 | Active | LUXAIRE | LUXAIRE BY JOHNSON CONTROLS | TG9S130D20MP11 |  | Natural Gas,Propane Gas | Upflow,Downflow,Horizontal | Non-Weatherized | 130 | 125 | 95.5 | 112.6 | 1392 | 113 |  | No | AFUE
2008583 | Active | YORK | YORK BY JOHNSON CONTROLS | TGLS040A08MP11 |  | Natural Gas,Propane Gas | Upflow,Downflow,Horizontal | Non-Weatherized | 40 | 32 | 80 | 38.3 | 514 | 80 |  | No
2016935 | Active | COLEMAN | COLEMAN BY JOHNSON CONTROLS | TGLS040A08MP11 |  | Natural Gas,Propane Gas | Upflow,Downflow,Horizontal | Non-Weatherized | 40 | 32 | 80 | 38.3 | 514 | 80 |  | No
2017317 | Active | EVCON | EVCON BY JOHNSON CONTROLS | TGLS040A08MP11 |  | Natural Gas,Propane Gas | Upflow,Downflow,Horizontal | Non-Weatherized | 40 | 32 | 80 | 38.3 | 514 | 80 |  | No
2017566 | Active | FRASER-JOHNSTON | FRASER-JOHNSTON BY JOHNSON CONTROLS | TGLS040A08MP11 |  | Natural Gas,Propane Gas | Upflow,Downflow,Horizontal | Non-Weatherized | 40 | 32 | 80 | 38.3 | 514 | 80 |  | No
2017810 | Active | LUXAIRE | LUXAIRE BY JOHNSON CONTROLS | TGLS040A08MP11 |  | Natural Gas,Propane Gas | Upflow,Downflow,Horizontal | Non-Weatherized | 40 | 32 | 80 | 38.3 | 514 | 80 |  | No
5852854 | Active | GUARDIAN | GUARDIAN BY JOHNSON CONTROLS | RGF1L040AP08MP11 |  | Natural Gas,Propane Gas | Upflow,Downflow,Horizontal | Non-Weatherized | 40 | 32 | 80 | 38.3 | 514 | 80 |  | No
5853104 | Active | EVCON | EVCON BY JOHNSON CONTROLS | RGF1L040AP08MP11 |  | Natural Gas,Propane Gas | Upflow,Downflow,Horizontal | Non-Weatherized | 40 | 32 | 80 | 38.3 | 514 | 80 |  | No
2008584 | Active | YORK | YORK BY JOHNSON CONTROLS | TGLS080B12MP11 |  | Natural Gas,Propane Gas | Upflow,Downflow,Horizontal | Non-Weatherized | 80 | 64 | 80 | 76.8 | 872 | 63 |  | No
2016934 | Active | COLEMAN | COLEMAN BY JOHNSON CONTROLS | TGLS080B12MP11 |  | Natural Gas,Propane Gas | Upflow,Downflow,Horizontal | Non-Weatherized | 80 | 64 | 80 | 76.8 | 872 | 63 |  | No
2017319 | Active | EVCON | EVCON BY JOHNSON CONTROLS | TGLS080B12MP11 |  | Natural Gas,Propane Gas | Upflow,Downflow,Horizontal | Non-Weatherized | 80 | 64 | 80 | 76.8 | 872 | 63 |  | No
2017569 | Active | FRASER-JOHNSTON | FRASER-JOHNSTON BY JOHNSON CONTROLS | TGLS080B12MP11 |  | Natural Gas,Propane Gas | Upflow,Downflow,Horizontal | Non-Weatherized | 80 | 64 | 80 | 76.8 | 872 | 63 |  | No
2017814 | Active | LUXAIRE | LUXAIRE BY JOHNSON CONTROLS | TGLS080B12MP11 |  | Natural Gas,Propane Gas | Upflow,Downflow,Horizontal | Non-Weatherized | 80 | 64 | 80 | 76.8 | 872 | 63 |  | No
5852856 | Active | GUARDIAN | GUARDIAN BY JOHNSON CONTROLS | RGF1L080BP12MP11 |  | Natural Gas,Propane Gas | Upflow,Downflow,Horizontal | Non-Weatherized | 80 | 64 | 80 | 76.8 | 872 | 63 |  | No
5853106 | Active | EVCON | EVCON BY JOHNSON CONTROLS | RGF1L080BP12MP11 |  | Natural Gas,Propane Gas | Upflow,Downflow,Horizontal | Non-Weatherized | 80 | 64 | 80 | 76.8 | 872 | 63 |  | No
2008585 | Active | YORK | YORK BY JOHNSON CONTROLS | TGLS060A10MP11 |  | Natural Gas,Propane Gas | Upflow,Downflow,Horizontal | Non-Weatherized | 60 | 48 | 80 | 57.9 | 626 | 80 |  | No
2016936 | Active | COLEMAN | COLEMAN BY JOHNSON CONTROLS | TGLS060A10MP11 |  | Natural Gas,Propane Gas | Upflow,Downflow,Horizontal | Non-Weatherized | 60 | 48 | 80 | 57.9 | 626 | 80 |  | No
2017316 | Active | EVCON | EVCON BY JOHNSON CONTROLS | TGLS060A10MP11 |  | Natural Gas,Propane Gas | Upflow,Downflow,Horizontal | Non-Weatherized | 60 | 48 | 80 | 57.9 | 626 | 80 |  | No
2017567 | Active | FRASER-JOHNSTON | FRASER-JOHNSTON BY JOHNSON CONTROLS | TGLS060A10MP11 |  | Natural Gas,Propane Gas | Upflow,Downflow,Horizontal | Non-Weatherized | 60 | 48 | 80 | 57.9 | 626 | 80 |  | No
2017812 | Active | LUXAIRE | LUXAIRE BY JOHNSON CONTROLS | TGLS060A10MP11 |  | Natural Gas,Propane Gas | Upflow,Downflow,Horizontal | Non-Weatherized | 60 | 48 | 80 | 57.9 | 626 | 80 |  | No
2008586 | Active | YORK | YORK BY JOHNSON CONTROLS | TGLS100B12MP11 |  | Natural Gas,Propane Gas | Upflow,Downflow,Horizontal | Non-Weatherized | 100 | 80 | 80 | 96.1 | 1017 | 65 |  | No
2016940 | Active | COLEMAN | COLEMAN BY JOHNSON CONTROLS | TGLS100B12MP11 |  | Natural Gas,Propane Gas | Upflow,Downflow,Horizontal | Non-Weatherized | 100 | 80 | 80 | 96.1 | 1017 | 65 |  | No
2017318 | Active | EVCON | EVCON BY JOHNSON CONTROLS | TGLS100B12MP11 |  | Natural Gas,Propane Gas | Upflow,Downflow,Horizontal | Non-Weatherized | 100 | 80 | 80 | 96.1 | 1017 | 65 |  | No
2017572 | Active | FRASER-JOHNSTON | FRASER-JOHNSTON BY JOHNSON CONTROLS | TGLS100B12MP11 |  | Natural Gas,Propane Gas | Upflow,Downflow,Horizontal | Non-Weatherized | 100 | 80 | 80 | 96.1 | 1017 | 65 |  | No
2017815 | Active | LUXAIRE | LUXAIRE BY JOHNSON CONTROLS | TGLS100B12MP11 |  | Natural Gas,Propane Gas | Upflow,Downflow,Horizontal | Non-Weatherized | 100 | 80 | 80 | 96.1 | 1017 | 65 |  | No
2008587 | Active | YORK | YORK BY JOHNSON CONTROLS | TGLS100C20MP11 |  | Natural Gas,Propane Gas | Upflow,Downflow,Horizontal | Non-Weatherized | 100 | 80 | 80 | 95.1 | 1267 | 68 |  | No
2016943 | Active | COLEMAN | COLEMAN BY JOHNSON CONTROLS | TGLS100C20MP11 |  | Natural Gas,Propane Gas | Upflow,Downflow,Horizontal | Non-Weatherized | 100 | 80 | 80 | 95.1 | 1267 | 68 |  | No
2017324 | Active | EVCON | EVCON BY JOHNSON CONTROLS | TGLS100C20MP11 |  | Natural Gas,Propane Gas | Upflow,Downflow,Horizontal | Non-Weatherized | 100 | 80 | 80 | 95.1 | 1267 | 68 |  | No
2017573 | Active | FRASER-JOHNSTON | FRASER-JOHNSTON BY JOHNSON CONTROLS | TGLS100C20MP11 |  | Natural Gas,Propane Gas | Upflow,Downflow,Horizontal | Non-Weatherized | 100 | 80 | 80 | 95.1 | 1267 | 68 |  | No
2017818 | Active | LUXAIRE | LUXAIRE BY JOHNSON CONTROLS | TGLS100C20MP11 |  | Natural Gas,Propane Gas | Upflow,Downflow,Horizontal | Non-Weatherized | 100 | 80 | 80 | 95.1 | 1267 | 68 |  | No
5852859 | Active | GUARDIAN | GUARDIAN BY JOHNSON CONTROLS | RGF1L100CP20MP11 |  | Natural Gas,Propane Gas | Upflow,Downflow,Horizontal | Non-Weatherized | 100 | 80 | 80 | 95.1 | 1267 | 68 |  | No
5853109 | Active | EVCON | EVCON BY JOHNSON CONTROLS | RGF1L100CP20MP11 |  | Natural Gas,Propane Gas | Upflow,Downflow,Horizontal | Non-Weatherized | 100 | 80 | 80 | 95.1 | 1267 | 68 |  | No
2008588 | Active | YORK | YORK BY JOHNSON CONTROLS | TGLS120C20MP11 |  | Natural Gas,Propane Gas | Upflow,Downflow,Horizontal | Non-Weatherized | 120 | 96 | 80 | 115.2 | 1238 | 65 |  | No
2016945 | Active | COLEMAN | COLEMAN BY JOHNSON CONTROLS | TGLS120C20MP11 |  | Natural Gas,Propane Gas | Upflow,Downflow,Horizontal | Non-Weatherized | 120 | 96 | 80 | 115.2 | 1238 | 65 |  | No
2017313 | Active | EVCON | EVCON BY JOHNSON CONTROLS | TGLS120C20MP11 |  | Natural Gas,Propane Gas | Upflow,Downflow,Horizontal | Non-Weatherized | 120 | 96 | 80 | 115.2 | 1238 | 65 |  | No
2017575 | Active | FRASER-JOHNSTON | FRASER-JOHNSTON BY JOHNSON CONTROLS | TGLS120C20MP11 |  | Natural Gas,Propane Gas | Upflow,Downflow,Horizontal | Non-Weatherized | 120 | 96 | 80 | 115.2 | 1238 | 65 |  | No
2017821 | Active | LUXAIRE | LUXAIRE BY JOHNSON CONTROLS | TGLS120C20MP11 |  | Natural Gas,Propane Gas | Upflow,Downflow,Horizontal | Non-Weatherized | 120 | 96 | 80 | 115.2 | 1238 | 65 |  | No
5852860 | Active | GUARDIAN | GUARDIAN BY JOHNSON CONTROLS | RGF1L120CP20MP11 |  | Natural Gas,Propane Gas | Upflow,Downflow,Horizontal | Non-Weatherized | 120 | 96 | 80 | 115.2 | 1238 | 65 |  | No
5853110 | Active | EVCON | EVCON BY JOHNSON CONTROLS | RGF1L120CP20MP11 |  | Natural Gas,Propane Gas | Upflow,Downflow,Horizontal | Non-Weatherized | 120 | 96 | 80 | 115.2 | 1238 | 65 |  | No
2008589 | Active | YORK | YORK BY JOHNSON CONTROLS | TGLS130D20MP11 |  | Natural Gas,Propane Gas | Upflow,Downflow,Horizontal | Non-Weatherized | 130 | 104 | 80 | 114.7 | 1355 | 75 |  | No
2016944 | Active | COLEMAN | COLEMAN BY JOHNSON CONTROLS | TGLS130D20MP11 |  | Natural Gas,Propane Gas | Upflow,Downflow,Horizontal | Non-Weatherized | 130 | 104 | 80 | 114.7 | 1355 | 75 |  | No
2017315 | Active | EVCON | EVCON BY JOHNSON CONTROLS | TGLS130D20MP11 |  | Natural Gas,Propane Gas | Upflow,Downflow,Horizontal | Non-Weatherized | 130 | 104 | 80 | 114.7 | 1355 | 75 |  | No
2017576 | Active | FRASER-JOHNSTON | FRASER-JOHNSTON BY JOHNSON CONTROLS | TGLS130D20MP11 |  | Natural Gas,Propane Gas | Upflow,Downflow,Horizontal | Non-Weatherized | 130 | 104 | 80 | 114.7 | 1355 | 75 |  | No
2017820 | Active | LUXAIRE | LUXAIRE BY JOHNSON CONTROLS | TGLS130D20MP11 |  | Natural Gas,Propane Gas | Upflow,Downflow,Horizontal | Non-Weatherized | 130 | 104 | 80 | 114.7 | 1355 | 75 |  | No
2008590 | Active | YORK | YORK BY JOHNSON CONTROLS | TGLS060A12MP11 |  | Natural Gas,Propane Gas | Upflow,Downflow,Horizontal | Non-Weatherized | 60 | 48 | 80 | 57.4 | 697 | 43 |  | No
2016937 | Active | COLEMAN | COLEMAN BY JOHNSON CONTROLS | TGLS060A12MP11 |  | Natural Gas,Propane Gas | Upflow,Downflow,Horizontal | Non-Weatherized | 60 | 48 | 80 | 57.4 | 697 | 43 |  | No
2017314 | Active | EVCON | EVCON BY JOHNSON CONTROLS | TGLS060A12MP11 |  | Natural Gas,Propane Gas | Upflow,Downflow,Horizontal | Non-Weatherized | 60 | 48 | 80 | 57.4 | 697 | 43 |  | No
2017565 | Active | FRASER-JOHNSTON | FRASER-JOHNSTON BY JOHNSON CONTROLS | TGLS060A12MP11 |  | Natural Gas,Propane Gas | Upflow,Downflow,Horizontal | Non-Weatherized | 60 | 48 | 80 | 57.4 | 697 | 43 |  | No
2017811 | Active | LUXAIRE | LUXAIRE BY JOHNSON CONTROLS | TGLS060A12MP11 |  | Natural Gas,Propane Gas | Upflow,Downflow,Horizontal | Non-Weatherized | 60 | 48 | 80 | 57.4 | 697 | 43 |  | No
5852855 | Active | GUARDIAN | GUARDIAN BY JOHNSON CONTROLS | RGF1L060AP12MP11 |  | Natural Gas,Propane Gas | Upflow,Downflow,Horizontal | Non-Weatherized | 60 | 48 | 80 | 57.4 | 697 | 43 |  | No
5853105 | Active | EVCON | EVCON BY JOHNSON CONTROLS | RGF1L060AP12MP11 |  | Natural Gas,Propane Gas | Upflow,Downflow,Horizontal | Non-Weatherized | 60 | 48 | 80 | 57.4 | 697 | 43 |  | No
2008591 | Active | YORK | YORK BY JOHNSON CONTROLS | TGLS080C16MP11 |  | Natural Gas,Propane Gas | Upflow,Downflow,Horizontal | Non-Weatherized | 80 | 64 | 80 | 75.1 | 1256 | 70 |  | No
2016939 | Active | COLEMAN | COLEMAN BY JOHNSON CONTROLS | TGLS080C16MP11 |  | Natural Gas,Propane Gas | Upflow,Downflow,Horizontal | Non-Weatherized | 80 | 64 | 80 | 75.1 | 1256 | 70 |  | No
2017320 | Active | EVCON | EVCON BY JOHNSON CONTROLS | TGLS080C16MP11 |  | Natural Gas,Propane Gas | Upflow,Downflow,Horizontal | Non-Weatherized | 80 | 64 | 80 | 75.1 | 1256 | 70 |  | No
2017568 | Active | FRASER-JOHNSTON | FRASER-JOHNSTON BY JOHNSON CONTROLS | TGLS080C16MP11 |  | Natural Gas,Propane Gas | Upflow,Downflow,Horizontal | Non-Weatherized | 80 | 64 | 80 | 75.1 | 1256 | 70 |  | No
2017813 | Active | LUXAIRE | LUXAIRE BY JOHNSON CONTROLS | TGLS080C16MP11 |  | Natural Gas,Propane Gas | Upflow,Downflow,Horizontal | Non-Weatherized | 80 | 64 | 80 | 75.1 | 1256 | 70 |  | No
5852857 | Active | GUARDIAN | GUARDIAN BY JOHNSON CONTROLS | RGF1L080CP16MP11 |  | Natural Gas,Propane Gas | Upflow,Downflow,Horizontal | Non-Weatherized | 80 | 64 | 80 | 75.1 | 1256 | 70 |  | No
5853107 | Active | EVCON | EVCON BY JOHNSON CONTROLS | RGF1L080CP16MP11 |  | Natural Gas,Propane Gas | Upflow,Downflow,Horizontal | Non-Weatherized | 80 | 64 | 80 | 75.1 | 1256 | 70 |  | No
2008592 | Active | YORK | YORK BY JOHNSON CONTROLS | TGLS080C22MP11 |  | Natural Gas,Propane Gas | Upflow,Downflow,Horizontal | Non-Weatherized | 80 | 64 | 80 | 74.8 | 1323 | 65 |  | No
2016938 | Active | COLEMAN | COLEMAN BY JOHNSON CONTROLS | TGLS080C22MP11 |  | Natural Gas,Propane Gas | Upflow,Downflow,Horizontal | Non-Weatherized | 80 | 64 | 80 | 74.8 | 1323 | 65 |  | No
2017321 | Active | EVCON | EVCON BY JOHNSON CONTROLS | TGLS080C22MP11 |  | Natural Gas,Propane Gas | Upflow,Downflow,Horizontal | Non-Weatherized | 80 | 64 | 80 | 74.8 | 1323 | 65 |  | No
2017570 | Active | FRASER-JOHNSTON | FRASER-JOHNSTON BY JOHNSON CONTROLS | TGLS080C22MP11 |  | Natural Gas,Propane Gas | Upflow,Downflow,Horizontal | Non-Weatherized | 80 | 64 | 80 | 74.8 | 1323 | 65 |  | No
2017816 | Active | LUXAIRE | LUXAIRE BY JOHNSON CONTROLS | TGLS080C22MP11 |  | Natural Gas,Propane Gas | Upflow,Downflow,Horizontal | Non-Weatherized | 80 | 64 | 80 | 74.8 | 1323 | 65 |  | No
2008593 | Active | YORK | YORK BY JOHNSON CONTROLS | TGLS100C16MP11 |  | Natural Gas,Propane Gas | Upflow,Downflow,Horizontal | Non-Weatherized | 100 | 80 | 80 | 96.1 | 1013 | 88 |  | No
2016942 | Active | COLEMAN | COLEMAN BY JOHNSON CONTROLS | TGLS100C16MP11 |  | Natural Gas,Propane Gas | Upflow,Downflow,Horizontal | Non-Weatherized | 100 | 80 | 80 | 96.1 | 1013 | 88 |  | No
2017323 | Active | EVCON | EVCON BY JOHNSON CONTROLS | TGLS100C16MP11 |  | Natural Gas,Propane Gas | Upflow,Downflow,Horizontal | Non-Weatherized | 100 | 80 | 80 | 96.1 | 1013 | 88 |  | No
2017571 | Active | FRASER-JOHNSTON | FRASER-JOHNSTON BY JOHNSON CONTROLS | TGLS100C16MP11 |  | Natural Gas,Propane Gas | Upflow,Downflow,Horizontal | Non-Weatherized | 100 | 80 | 80 | 96.1 | 1013 | 88 |  | No
2017817 | Active | LUXAIRE | LUXAIRE BY JOHNSON CONTROLS | TGLS100C16MP11 |  | Natural Gas,Propane Gas | Upflow,Downflow,Horizontal | Non-Weatherized | 100 | 80 | 80 | 96.1 | 1013 | 88 |  | No
5852858 | Active | GUARDIAN | GUARDIAN BY JOHNSON CONTROLS | RGF1L100CP16MP11 |  | Natural Gas,Propane Gas | Upflow,Downflow,Horizontal | Non-Weatherized | 100 | 80 | 80 | 96.1 | 1013 | 88 |  | No
5853108 | Active | EVCON | EVCON BY JOHNSON CONTROLS | RGF1L100CP16MP11 |  | Natural Gas,Propane Gas | Upflow,Downflow,Horizontal | Non-Weatherized | 100 | 80 | 80 | 96.1 | 1013 | 88 |  | No
2008594 | Active | YORK | YORK BY JOHNSON CONTROLS | TGLS120C16MP11 |  | Natural Gas,Propane Gas | Upflow,Downflow,Horizontal | Non-Weatherized | 120 | 96 | 80 | 115.1 | 1254 | 75 |  | No
2016941 | Active | COLEMAN | COLEMAN BY JOHNSON CONTROLS | TGLS120C16MP11 |  | Natural Gas,Propane Gas | Upflow,Downflow,Horizontal | Non-Weatherized | 120 | 96 | 80 | 115.1 | 1254 | 75 |  | No
2017322 | Active | EVCON | EVCON BY JOHNSON CONTROLS | TGLS120C16MP11 |  | Natural Gas,Propane Gas | Upflow,Downflow,Horizontal | Non-Weatherized | 120 | 96 | 80 | 115.1 | 1254 | 75 |  | No
2017574 | Active | FRASER-JOHNSTON | FRASER-JOHNSTON BY JOHNSON CONTROLS | TGLS120C16MP11 |  | Natural Gas,Propane Gas | Upflow,Downflow,Horizontal | Non-Weatherized | 120 | 96 | 80 | 115.1 | 1254 | 75 |  | No
2017819 | Active | LUXAIRE | LUXAIRE BY JOHNSON CONTROLS | TGLS120C16MP11 |  | Natural Gas,Propane Gas | Upflow,Downflow,Horizontal | Non-Weatherized | 120 | 96 | 80 | 115.1 | 1254 | 75 |  | No
2008667 | Active | YORK | YORK BY JOHNSON CONTROLS | TM8X100C16MP11 |  | Natural Gas,Propane Gas | Upflow,Downflow,Horizontal | Non-Weatherized | 100 | 80 | 80 | 98.4 | 472 | 61 | Yes | Yes | AMACF
2017032 | Active | COLEMAN | COLEMAN BY JOHNSON CONTROLS | TM8X100C16MP11 |  | Natural Gas,Propane Gas | Upflow,Downflow,Horizontal | Non-Weatherized | 100 | 80 | 80 | 98.4 | 472 | 61 |  | Yes | AMACF
2017253 | Active | EVCON | EVCON BY JOHNSON CONTROLS | TM8X100C16MP11 |  | Natural Gas,Propane Gas | Upflow,Downflow,Horizontal | Non-Weatherized | 100 | 80 | 80 | 98.4 | 472 | 61 |  | Yes | AMACF
2017503 | Active | FRASER-JOHNSTON | FRASER-JOHNSTON BY JOHNSON CONTROLS | TM8X100C16MP11 |  | Natural Gas,Propane Gas | Upflow,Downflow,Horizontal | Non-Weatherized | 100 | 80 | 80 | 98.4 | 472 | 61 |  | Yes | AMACF
2017907 | Active | LUXAIRE | LUXAIRE BY JOHNSON CONTROLS | TM8X100C16MP11 |  | Natural Gas,Propane Gas | Upflow,Downflow,Horizontal | Non-Weatherized | 100 | 80 | 80 | 98.4 | 472 | 61 |  | Yes | AMACF
2008668 | Active | YORK | YORK BY JOHNSON CONTROLS | TM8X120C20MP11 |  | Natural Gas,Propane Gas | Upflow,Downflow,Horizontal | Non-Weatherized | 120 | 96 | 80 | 117.5 | 676 | 60 | Yes | Yes | AMACF
2017034 | Active | COLEMAN | COLEMAN BY JOHNSON CONTROLS | TM8X120C20MP11 |  | Natural Gas,Propane Gas | Upflow,Downflow,Horizontal | Non-Weatherized | 120 | 96 | 80 | 117.5 | 676 | 60 |  | Yes | AMACF
2017249 | Active | EVCON | EVCON BY JOHNSON CONTROLS | TM8X120C20MP11 |  | Natural Gas,Propane Gas | Upflow,Downflow,Horizontal | Non-Weatherized | 120 | 96 | 80 | 117.5 | 676 | 60 |  | Yes | AMACF
2017502 | Active | FRASER-JOHNSTON | FRASER-JOHNSTON BY JOHNSON CONTROLS | TM8X120C20MP11 |  | Natural Gas,Propane Gas | Upflow,Downflow,Horizontal | Non-Weatherized | 120 | 96 | 80 | 117.5 | 676 | 60 |  | Yes | AMACF
2017910 | Active | LUXAIRE | LUXAIRE BY JOHNSON CONTROLS | TM8X120C20MP11 |  | Natural Gas,Propane Gas | Upflow,Downflow,Horizontal | Non-Weatherized | 120 | 96 | 80 | 117.5 | 676 | 60 |  | Yes | AMACF
2008669 | Active | YORK | YORK BY JOHNSON CONTROLS | TM8X080B12MP11 |  | Natural Gas,Propane Gas | Upflow,Downflow,Horizontal | Non-Weatherized | 80 | 64 | 80 | 78.6 | 420 | 66 | Yes | Yes | AMACF
2017029 | Active | COLEMAN | COLEMAN BY JOHNSON CONTROLS | TM8X080B12MP11 |  | Natural Gas,Propane Gas | Upflow,Downflow,Horizontal | Non-Weatherized | 80 | 64 | 80 | 78.6 | 420 | 66 |  | Yes | AMACF
2017251 | Active | EVCON | EVCON BY JOHNSON CONTROLS | TM8X080B12MP11 |  | Natural Gas,Propane Gas | Upflow,Downflow,Horizontal | Non-Weatherized | 80 | 64 | 80 | 78.6 | 420 | 66 |  | Yes | AMACF
2017500 | Active | FRASER-JOHNSTON | FRASER-JOHNSTON BY JOHNSON CONTROLS | TM8X080B12MP11 |  | Natural Gas,Propane Gas | Upflow,Downflow,Horizontal | Non-Weatherized | 80 | 64 | 80 | 78.6 | 420 | 66 |  | Yes | AMACF
2017906 | Active | LUXAIRE | LUXAIRE BY JOHNSON CONTROLS | TM8X080B12MP11 |  | Natural Gas,Propane Gas | Upflow,Downflow,Horizontal | Non-Weatherized | 80 | 64 | 80 | 78.6 | 420 | 66 |  | Yes | AMACF
2008670 | Active | YORK | YORK BY JOHNSON CONTROLS | TM8X080C16MP11 |  | Natural Gas,Propane Gas | Upflow,Downflow,Horizontal | Non-Weatherized | 80 | 64 | 80 | 78.3 | 485 | 61 | Yes | Yes | AMACF
2017030 | Active | COLEMAN | COLEMAN BY JOHNSON CONTROLS | TM8X080C16MP11 |  | Natural Gas,Propane Gas | Upflow,Downflow,Horizontal | Non-Weatherized | 80 | 64 | 80 | 78.3 | 485 | 61 |  | Yes | AMACF
2017250 | Active | EVCON | EVCON BY JOHNSON CONTROLS | TM8X080C16MP11 |  | Natural Gas,Propane Gas | Upflow,Downflow,Horizontal | Non-Weatherized | 80 | 64 | 80 | 78.3 | 485 | 61 |  | Yes | AMACF
2017501 | Active | FRASER-JOHNSTON | FRASER-JOHNSTON BY JOHNSON CONTROLS | TM8X080C16MP11 |  | Natural Gas,Propane Gas | Upflow,Downflow,Horizontal | Non-Weatherized | 80 | 64 | 80 | 78.3 | 485 | 61 |  | Yes | AMACF
2017909 | Active | LUXAIRE | LUXAIRE BY JOHNSON CONTROLS | TM8X080C16MP11 |  | Natural Gas,Propane Gas | Upflow,Downflow,Horizontal | Non-Weatherized | 80 | 64 | 80 | 78.3 | 485 | 61 |  | Yes | AMACF
2008671 | Active | YORK | YORK BY JOHNSON CONTROLS | TM8X100C20MP11 |  | Natural Gas,Propane Gas | Upflow,Downflow,Horizontal | Non-Weatherized | 100 | 80 | 80 | 97.8 | 609 | 61 |  | Yes | AMACF
2017033 | Active | COLEMAN | COLEMAN BY JOHNSON CONTROLS | TM8X100C20MP11 |  | Natural Gas,Propane Gas | Upflow,Downflow,Horizontal | Non-Weatherized | 100 | 80 | 80 | 97.8 | 609 | 61 |  | Yes | AMACF
2017252 | Active | EVCON | EVCON BY JOHNSON CONTROLS | TM8X100C20MP11 |  | Natural Gas,Propane Gas | Upflow,Downflow,Horizontal | Non-Weatherized | 100 | 80 | 80 | 97.8 | 609 | 61 |  | Yes | AMACF
2017504 | Active | FRASER-JOHNSTON | FRASER-JOHNSTON BY JOHNSON CONTROLS | TM8X100C20MP11 |  | Natural Gas,Propane Gas | Upflow,Downflow,Horizontal | Non-Weatherized | 100 | 80 | 80 | 97.8 | 609 | 61 |  | Yes | AMACF
2017908 | Active | LUXAIRE | LUXAIRE BY JOHNSON CONTROLS | TM8X100C20MP11 |  | Natural Gas,Propane Gas | Upflow,Downflow,Horizontal | Non-Weatherized | 100 | 80 | 80 | 97.8 | 609 | 61 |  | Yes | AMACF
2008672 | Active | YORK | YORK BY JOHNSON CONTROLS | TM8X060A12MP11 |  | Natural Gas,Propane Gas | Upflow,Downflow,Horizontal | Non-Weatherized | 60 | 48 | 80 | 59.1 | 284 | 46 | Yes | Yes | AMACF
2017031 | Active | COLEMAN | COLEMAN BY JOHNSON CONTROLS | TM8X060A12MP11 |  | Natural Gas,Propane Gas | Upflow,Downflow,Horizontal | Non-Weatherized | 60 | 48 | 80 | 59.1 | 284 | 46 |  | Yes | AMACF
2017248 | Active | EVCON | EVCON BY JOHNSON CONTROLS | TM8X060A12MP11 |  | Natural Gas,Propane Gas | Upflow,Downflow,Horizontal | Non-Weatherized | 60 | 48 | 80 | 59.1 | 284 | 46 |  | Yes | AMACF
2017505 | Active | FRASER-JOHNSTON | FRASER-JOHNSTON BY JOHNSON CONTROLS | TM8X060A12MP11 |  | Natural Gas,Propane Gas | Upflow,Downflow,Horizontal | Non-Weatherized | 60 | 48 | 80 | 59.1 | 284 | 46 |  | Yes | AMACF
2017905 | Active | LUXAIRE | LUXAIRE BY JOHNSON CONTROLS | TM8X060A12MP11 |  | Natural Gas,Propane Gas | Upflow,Downflow,Horizontal | Non-Weatherized | 60 | 48 | 80 | 59.1 | 284 | 46 |  | Yes | AMACF
2008673 | Active | YORK | YORK BY JOHNSON CONTROLS | TMLX100C20MP11 |  | Natural Gas,Propane Gas | Upflow,Downflow,Horizontal | Non-Weatherized | 100 | 80 | 80 | 97.8 | 609 | 61 |  | Yes | AMACF
2017035 | Active | COLEMAN | COLEMAN BY JOHNSON CONTROLS | TMLX100C20MP11 |  | Natural Gas,Propane Gas | Upflow,Downflow,Horizontal | Non-Weatherized | 100 | 80 | 80 | 97.8 | 609 | 61 |  | Yes | AMACF
2017246 | Active | EVCON | EVCON BY JOHNSON CONTROLS | TMLX100C20MP11 |  | Natural Gas,Propane Gas | Upflow,Downflow,Horizontal | Non-Weatherized | 100 | 80 | 80 | 97.8 | 609 | 61 |  | Yes | AMACF
2017497 | Active | FRASER-JOHNSTON | FRASER-JOHNSTON BY JOHNSON CONTROLS | TMLX100C20MP11 |  | Natural Gas,Propane Gas | Upflow,Downflow,Horizontal | Non-Weatherized | 100 | 80 | 80 | 97.8 | 609 | 61 |  | Yes | AMACF
2017916 | Active | LUXAIRE | LUXAIRE BY JOHNSON CONTROLS | TMLX100C20MP11 |  | Natural Gas,Propane Gas | Upflow,Downflow,Horizontal | Non-Weatherized | 100 | 80 | 80 | 97.8 | 609 | 61 |  | Yes | AMACF
5852865 | Active | GUARDIAN | GUARDIAN BY JOHNSON CONTROLS | RGF1L100CE20MP11 |  | Natural Gas,Propane Gas | Upflow,Downflow,Horizontal | Non-Weatherized | 100 | 80 | 80 | 97.8 | 609 | 61 |  | Yes | AMACF
5853115 | Active | EVCON | EVCON BY JOHNSON CONTROLS | RGF1L100CE20MP11 |  | Natural Gas,Propane Gas | Upflow,Downflow,Horizontal | Non-Weatherized | 100 | 80 | 80 | 97.8 | 609 | 61 |  | Yes | AMACF
2008674 | Active | YORK | YORK BY JOHNSON CONTROLS | TMLX100C16MP11 |  | Natural Gas,Propane Gas | Upflow,Downflow,Horizontal | Non-Weatherized | 100 | 80 | 80 | 98.4 | 472 | 61 |  | Yes | AMACF
2017040 | Active | COLEMAN | COLEMAN BY JOHNSON CONTROLS | TMLX100C16MP11 |  | Natural Gas,Propane Gas | Upflow,Downflow,Horizontal | Non-Weatherized | 100 | 80 | 80 | 98.4 | 472 | 61 |  | Yes | AMACF
2017247 | Active | EVCON | EVCON BY JOHNSON CONTROLS | TMLX100C16MP11 |  | Natural Gas,Propane Gas | Upflow,Downflow,Horizontal | Non-Weatherized | 100 | 80 | 80 | 98.4 | 472 | 61 |  | Yes | AMACF
2017498 | Active | FRASER-JOHNSTON | FRASER-JOHNSTON BY JOHNSON CONTROLS | TMLX100C16MP11 |  | Natural Gas,Propane Gas | Upflow,Downflow,Horizontal | Non-Weatherized | 100 | 80 | 80 | 98.4 | 472 | 61 |  | Yes | AMACF
2017913 | Active | LUXAIRE | LUXAIRE BY JOHNSON CONTROLS | TMLX100C16MP11 |  | Natural Gas,Propane Gas | Upflow,Downflow,Horizontal | Non-Weatherized | 100 | 80 | 80 | 98.4 | 472 | 61 |  | Yes | AMACF
5852864 | Active | GUARDIAN | GUARDIAN BY JOHNSON CONTROLS | RGF1L100CE16MP11 |  | Natural Gas,Propane Gas | Upflow,Downflow,Horizontal | Non-Weatherized | 100 | 80 | 80 | 98.4 | 472 | 61 |  | Yes | AMACF
5853114 | Active | EVCON | EVCON BY JOHNSON CONTROLS | RGF1L100CE16MP11 |  | Natural Gas,Propane Gas | Upflow,Downflow,Horizontal | Non-Weatherized | 100 | 80 | 80 | 98.4 | 472 | 61 |  | Yes | AMACF
2008675 | Active | YORK | YORK BY JOHNSON CONTROLS | TMLX060A12MP11 |  | Natural Gas,Propane Gas | Upflow,Downflow,Horizontal | Non-Weatherized | 60 | 48 | 80 | 59.1 | 284 | 46 |  | Yes | AMACF
2017037 | Active | COLEMAN | COLEMAN BY JOHNSON CONTROLS | TMLX060A12MP11 |  | Natural Gas,Propane Gas | Upflow,Downflow,Horizontal | Non-Weatherized | 60 | 48 | 80 | 59.1 | 284 | 46 |  | Yes | AMACF
2017242 | Active | EVCON | EVCON BY JOHNSON CONTROLS | TMLX060A12MP11 |  | Natural Gas,Propane Gas | Upflow,Downflow,Horizontal | Non-Weatherized | 60 | 48 | 80 | 59.1 | 284 | 46 |  | Yes | AMACF
2017495 | Active | FRASER-JOHNSTON | FRASER-JOHNSTON BY JOHNSON CONTROLS | TMLX060A12MP11 |  | Natural Gas,Propane Gas | Upflow,Downflow,Horizontal | Non-Weatherized | 60 | 48 | 80 | 59.1 | 284 | 46 |  | Yes | AMACF
2017915 | Active | LUXAIRE | LUXAIRE BY JOHNSON CONTROLS | TMLX060A12MP11 |  | Natural Gas,Propane Gas | Upflow,Downflow,Horizontal | Non-Weatherized | 60 | 48 | 80 | 59.1 | 284 | 46 |  | Yes | AMACF
5852861 | Active | GUARDIAN | GUARDIAN BY JOHNSON CONTROLS | RGF1L060AE12MP11 |  | Natural Gas,Propane Gas | Upflow,Downflow,Horizontal | Non-Weatherized | 60 | 48 | 80 | 59.1 | 284 | 46 |  | Yes | AMACF
5853111 | Active | EVCON | EVCON BY JOHNSON CONTROLS | RGF1L060AE12MP11 |  | Natural Gas,Propane Gas | Upflow,Downflow,Horizontal | Non-Weatherized | 60 | 48 | 80 | 59.1 | 284 | 46 |  | Yes | AMACF
2008676 | Active | YORK | YORK BY JOHNSON CONTROLS | TMLX080C16MP11 |  | Natural Gas,Propane Gas | Upflow,Downflow,Horizontal | Non-Weatherized | 80 | 64 | 80 | 78.3 | 485 | 61 |  | Yes | AMACF
2017039 | Active | COLEMAN | COLEMAN BY JOHNSON CONTROLS | TMLX080C16MP11 |  | Natural Gas,Propane Gas | Upflow,Downflow,Horizontal | Non-Weatherized | 80 | 64 | 80 | 78.3 | 485 | 61 |  | Yes | AMACF
2017243 | Active | EVCON | EVCON BY JOHNSON CONTROLS | TMLX080C16MP11 |  | Natural Gas,Propane Gas | Upflow,Downflow,Horizontal | Non-Weatherized | 80 | 64 | 80 | 78.3 | 485 | 61 |  | Yes | AMACF
2017494 | Active | FRASER-JOHNSTON | FRASER-JOHNSTON BY JOHNSON CONTROLS | TMLX080C16MP11 |  | Natural Gas,Propane Gas | Upflow,Downflow,Horizontal | Non-Weatherized | 80 | 64 | 80 | 78.3 | 485 | 61 |  | Yes | AMACF
2017914 | Active | LUXAIRE | LUXAIRE BY JOHNSON CONTROLS | TMLX080C16MP11 |  | Natural Gas,Propane Gas | Upflow,Downflow,Horizontal | Non-Weatherized | 80 | 64 | 80 | 78.3 | 485 | 61 |  | Yes | AMACF
5852863 | Active | GUARDIAN | GUARDIAN BY JOHNSON CONTROLS | RGF1L080CE16MP11 |  | Natural Gas,Propane Gas | Upflow,Downflow,Horizontal | Non-Weatherized | 80 | 64 | 80 | 78.3 | 485 | 61 |  | Yes | AMACF
5853113 | Active | EVCON | EVCON BY JOHNSON CONTROLS | RGF1L080CE16MP11 |  | Natural Gas,Propane Gas | Upflow,Downflow,Horizontal | Non-Weatherized | 80 | 64 | 80 | 78.3 | 485 | 61 |  | Yes | AMACF
2008677 | Active | YORK | YORK BY JOHNSON CONTROLS | TMLX080B12MP11 |  | Natural Gas,Propane Gas | Upflow,Downflow,Horizontal | Non-Weatherized | 80 | 64 | 80 | 78.6 | 420 | 66 |  | Yes | AMACF
2017036 | Active | COLEMAN | COLEMAN BY JOHNSON CONTROLS | TMLX080B12MP11 |  | Natural Gas,Propane Gas | Upflow,Downflow,Horizontal | Non-Weatherized | 80 | 64 | 80 | 78.6 | 420 | 66 |  | Yes | AMACF
2017245 | Active | EVCON | EVCON BY JOHNSON CONTROLS | TMLX080B12MP11 |  | Natural Gas,Propane Gas | Upflow,Downflow,Horizontal | Non-Weatherized | 80 | 64 | 80 | 78.6 | 420 | 66 |  | Yes | AMACF
2017496 | Active | FRASER-JOHNSTON | FRASER-JOHNSTON BY JOHNSON CONTROLS | TMLX080B12MP11 |  | Natural Gas,Propane Gas | Upflow,Downflow,Horizontal | Non-Weatherized | 80 | 64 | 80 | 78.6 | 420 | 66 |  | Yes | AMACF
2017911 | Active | LUXAIRE | LUXAIRE BY JOHNSON CONTROLS | TMLX080B12MP11 |  | Natural Gas,Propane Gas | Upflow,Downflow,Horizontal | Non-Weatherized | 80 | 64 | 80 | 78.6 | 420 | 66 |  | Yes | AMACF
5852862 | Active | GUARDIAN | GUARDIAN BY JOHNSON CONTROLS | RGF1L080BE12MP11 |  | Natural Gas,Propane Gas | Upflow,Downflow,Horizontal | Non-Weatherized | 80 | 64 | 80 | 78.6 | 420 | 66 |  | Yes | AMACF
5853112 | Active | EVCON | EVCON BY JOHNSON CONTROLS | RGF1L080BE12MP11 |  | Natural Gas,Propane Gas | Upflow,Downflow,Horizontal | Non-Weatherized | 80 | 64 | 80 | 78.6 | 420 | 66 |  | Yes | AMACF
2008678 | Active | YORK | YORK BY JOHNSON CONTROLS | TMLX120C20MP11 |  | Natural Gas,Propane Gas | Upflow,Downflow,Horizontal | Non-Weatherized | 120 | 96 | 80 | 117.5 | 676 | 60 |  | Yes | AMACF
2017038 | Active | COLEMAN | COLEMAN BY JOHNSON CONTROLS | TMLX120C20MP11 |  | Natural Gas,Propane Gas | Upflow,Downflow,Horizontal | Non-Weatherized | 120 | 96 | 80 | 117.5 | 676 | 60 |  | Yes | AMACF
2017244 | Active | EVCON | EVCON BY JOHNSON CONTROLS | TMLX120C20MP11 |  | Natural Gas,Propane Gas | Upflow,Downflow,Horizontal | Non-Weatherized | 120 | 96 | 80 | 117.5 | 676 | 60 |  | Yes | AMACF
2017499 | Active | FRASER-JOHNSTON | FRASER-JOHNSTON BY JOHNSON CONTROLS | TMLX120C20MP11 |  | Natural Gas,Propane Gas | Upflow,Downflow,Horizontal | Non-Weatherized | 120 | 96 | 80 | 117.5 | 676 | 60 |  | Yes | AMACF
2017912 | Active | LUXAIRE | LUXAIRE BY JOHNSON CONTROLS | TMLX120C20MP11 |  | Natural Gas,Propane Gas | Upflow,Downflow,Horizontal | Non-Weatherized | 120 | 96 | 80 | 117.5 | 676 | 60 |  | Yes | AMACF
5852866 | Active | GUARDIAN | GUARDIAN BY JOHNSON CONTROLS | RGF1L120CE20MP11 |  | Natural Gas,Propane Gas | Upflow,Downflow,Horizontal | Non-Weatherized | 120 | 96 | 80 | 117.5 | 676 | 60 |  | Yes | AMACF
5853116 | Active | EVCON | EVCON BY JOHNSON CONTROLS | RGF1L120CE20MP11 |  | Natural Gas,Propane Gas | Upflow,Downflow,Horizontal | Non-Weatherized | 120 | 96 | 80 | 117.5 | 676 | 60 |  | Yes | AMACF
2008679 | Active | YORK | YORK BY JOHNSON CONTROLS | TM9V120D20MP11 |  | Natural Gas,Propane Gas | Upflow,Downflow,Horizontal | Non-Weatherized | 120 | 115 | 96 | 109.3 | 455 | 59 | Yes | Yes | AFUE & AMACF
2017056 | Active | COLEMAN | COLEMAN BY JOHNSON CONTROLS | TM9V120D20MP11 |  | Natural Gas,Propane Gas | Upflow,Downflow,Horizontal | Non-Weatherized | 120 | 115 | 96 | 109.3 | 455 | 59 |  | Yes | AFUE & AMACF
2017326 | Active | EVCON | EVCON BY JOHNSON CONTROLS | TM9V120D20MP11 |  | Natural Gas,Propane Gas | Upflow,Downflow,Horizontal | Non-Weatherized | 120 | 115 | 96 | 109.3 | 455 | 59 |  | Yes | AFUE & AMACF
2017580 | Active | FRASER-JOHNSTON | FRASER-JOHNSTON BY JOHNSON CONTROLS | TM9V120D20MP11 |  | Natural Gas,Propane Gas | Upflow,Downflow,Horizontal | Non-Weatherized | 120 | 115 | 96 | 109.3 | 455 | 59 |  | Yes | AFUE & AMACF
2017920 | Active | LUXAIRE | LUXAIRE BY JOHNSON CONTROLS | TM9V120D20MP11 |  | Natural Gas,Propane Gas | Upflow,Downflow,Horizontal | Non-Weatherized | 120 | 115 | 96 | 109.3 | 455 | 59 |  | Yes | AFUE & AMACF
2008680 | Active | YORK | YORK BY JOHNSON CONTROLS | TM9V100C20MP11 |  | Natural Gas,Propane Gas | Upflow,Downflow,Horizontal | Non-Weatherized | 100 | 96 | 96 | 94.3 | 433 | 55 | Yes | Yes | AFUE & AMACF
2017058 | Active | COLEMAN | COLEMAN BY JOHNSON CONTROLS | TM9V100C20MP11 |  | Natural Gas,Propane Gas | Upflow,Downflow,Horizontal | Non-Weatherized | 100 | 96 | 96 | 94.3 | 433 | 55 |  | Yes | AFUE & AMACF
2017327 | Active | EVCON | EVCON BY JOHNSON CONTROLS | TM9V100C20MP11 |  | Natural Gas,Propane Gas | Upflow,Downflow,Horizontal | Non-Weatherized | 100 | 96 | 96 | 94.3 | 433 | 55 |  | Yes | AFUE & AMACF
2017579 | Active | FRASER-JOHNSTON | FRASER-JOHNSTON BY JOHNSON CONTROLS | TM9V100C20MP11 |  | Natural Gas,Propane Gas | Upflow,Downflow,Horizontal | Non-Weatherized | 100 | 96 | 96 | 94.3 | 433 | 55 |  | Yes | AFUE & AMACF
2017918 | Active | LUXAIRE | LUXAIRE BY JOHNSON CONTROLS | TM9V100C20MP11 |  | Natural Gas,Propane Gas | Upflow,Downflow,Horizontal | Non-Weatherized | 100 | 96 | 96 | 94.3 | 433 | 55 |  | Yes | AFUE & AMACF
2008681 | Active | YORK | YORK BY JOHNSON CONTROLS | TM9V060B12MP11 |  | Natural Gas,Propane Gas | Upflow,Downflow,Horizontal | Non-Weatherized | 60 | 58 | 96 | 47.8 | 333 | 60 | Yes | Yes | AFUE & AMACF
2017061 | Active | COLEMAN | COLEMAN BY JOHNSON CONTROLS | TM9V060B12MP11 |  | Natural Gas,Propane Gas | Upflow,Downflow,Horizontal | Non-Weatherized | 60 | 58 | 96 | 47.8 | 333 | 60 |  | Yes | AFUE & AMACF
2017331 | Active | EVCON | EVCON BY JOHNSON CONTROLS | TM9V060B12MP11 |  | Natural Gas,Propane Gas | Upflow,Downflow,Horizontal | Non-Weatherized | 60 | 58 | 96 | 47.8 | 333 | 60 |  | Yes | AFUE & AMACF
2017578 | Active | FRASER-JOHNSTON | FRASER-JOHNSTON BY JOHNSON CONTROLS | TM9V060B12MP11 |  | Natural Gas,Propane Gas | Upflow,Downflow,Horizontal | Non-Weatherized | 60 | 58 | 96 | 47.8 | 333 | 60 |  | Yes | AFUE & AMACF
2017922 | Active | LUXAIRE | LUXAIRE BY JOHNSON CONTROLS | TM9V060B12MP11 |  | Natural Gas,Propane Gas | Upflow,Downflow,Horizontal | Non-Weatherized | 60 | 58 | 96 | 47.8 | 333 | 60 |  | Yes | AFUE & AMACF
2008682 | Active | YORK | YORK BY JOHNSON CONTROLS | TM9V080B12MP11 |  | Natural Gas,Propane Gas | Upflow,Downflow,Horizontal | Non-Weatherized | 80 | 77 | 96 | 79.5 | 386 | 50 | Yes | Yes | AFUE & AMACF
2017060 | Active | COLEMAN | COLEMAN BY JOHNSON CONTROLS | TM9V080B12MP11 |  | Natural Gas,Propane Gas | Upflow,Downflow,Horizontal | Non-Weatherized | 80 | 77 | 96 | 79.5 | 386 | 50 |  | Yes | AFUE & AMACF
2017330 | Active | EVCON | EVCON BY JOHNSON CONTROLS | TM9V080B12MP11 |  | Natural Gas,Propane Gas | Upflow,Downflow,Horizontal | Non-Weatherized | 80 | 77 | 96 | 79.5 | 386 | 50 |  | Yes | AFUE & AMACF
2017581 | Active | FRASER-JOHNSTON | FRASER-JOHNSTON BY JOHNSON CONTROLS | TM9V080B12MP11 |  | Natural Gas,Propane Gas | Upflow,Downflow,Horizontal | Non-Weatherized | 80 | 77 | 96 | 79.5 | 386 | 50 |  | Yes | AFUE & AMACF
2017919 | Active | LUXAIRE | LUXAIRE BY JOHNSON CONTROLS | TM9V080B12MP11 |  | Natural Gas,Propane Gas | Upflow,Downflow,Horizontal | Non-Weatherized | 80 | 77 | 96 | 79.5 | 386 | 50 |  | Yes | AFUE & AMACF
2008683 | Active | YORK | YORK BY JOHNSON CONTROLS | TM9V080C16MP11 |  | Natural Gas,Propane Gas | Upflow,Downflow,Horizontal | Non-Weatherized | 80 | 77 | 96 | 79 | 320 | 41 | Yes | Yes | AFUE & AMACF
2017057 | Active | COLEMAN | COLEMAN BY JOHNSON CONTROLS | TM9V080C16MP11 |  | Natural Gas,Propane Gas | Upflow,Downflow,Horizontal | Non-Weatherized | 80 | 77 | 96 | 79 | 320 | 41 |  | Yes | AFUE & AMACF
2017329 | Active | EVCON | EVCON BY JOHNSON CONTROLS | TM9V080C16MP11 |  | Natural Gas,Propane Gas | Upflow,Downflow,Horizontal | Non-Weatherized | 80 | 77 | 96 | 79 | 320 | 41 |  | Yes | AFUE & AMACF
2017582 | Active | FRASER-JOHNSTON | FRASER-JOHNSTON BY JOHNSON CONTROLS | TM9V080C16MP11 |  | Natural Gas,Propane Gas | Upflow,Downflow,Horizontal | Non-Weatherized | 80 | 77 | 96 | 79 | 320 | 41 |  | Yes | AFUE & AMACF
2017921 | Active | LUXAIRE | LUXAIRE BY JOHNSON CONTROLS | TM9V080C16MP11 |  | Natural Gas,Propane Gas | Upflow,Downflow,Horizontal | Non-Weatherized | 80 | 77 | 96 | 79 | 320 | 41 |  | Yes | AFUE & AMACF
2008684 | Active | YORK | YORK BY JOHNSON CONTROLS | TM9V100C16MP11 |  | Natural Gas,Propane Gas | Upflow,Downflow,Horizontal | Non-Weatherized | 100 | 96 | 96 | 95.6 | 411 | 43 | Yes | Yes | AFUE & AMACF
2017059 | Active | COLEMAN | COLEMAN BY JOHNSON CONTROLS | TM9V100C16MP11 |  | Natural Gas,Propane Gas | Upflow,Downflow,Horizontal | Non-Weatherized | 100 | 96 | 96 | 95.6 | 411 | 43 |  | Yes | AFUE & AMACF
2017328 | Active | EVCON | EVCON BY JOHNSON CONTROLS | TM9V100C16MP11 |  | Natural Gas,Propane Gas | Upflow,Downflow,Horizontal | Non-Weatherized | 100 | 96 | 96 | 95.6 | 411 | 43 |  | Yes | AFUE & AMACF
2017583 | Active | FRASER-JOHNSTON | FRASER-JOHNSTON BY JOHNSON CONTROLS | TM9V100C16MP11 |  | Natural Gas,Propane Gas | Upflow,Downflow,Horizontal | Non-Weatherized | 100 | 96 | 96 | 95.6 | 411 | 43 |  | Yes | AFUE & AMACF
2017917 | Active | LUXAIRE | LUXAIRE BY JOHNSON CONTROLS | TM9V100C16MP11 |  | Natural Gas,Propane Gas | Upflow,Downflow,Horizontal | Non-Weatherized | 100 | 96 | 96 | 95.6 | 411 | 43 |  | Yes | AFUE & AMACF
2008685 | Active | YORK | YORK BY JOHNSON CONTROLS | TM9T060B12MP11 |  | Natural Gas,Propane Gas | Upflow,Downflow,Horizontal | Non-Weatherized | 60 | 58 | 96 | 45.8 | 588 | 60 | Yes | No | AFUE
2017064 | Active | COLEMAN | COLEMAN BY JOHNSON CONTROLS | TM9T060B12MP11 |  | Natural Gas,Propane Gas | Upflow,Downflow,Horizontal | Non-Weatherized | 60 | 58 | 96 | 45.8 | 588 | 60 |  | No | AFUE
2017337 | Active | EVCON | EVCON BY JOHNSON CONTROLS | TM9T060B12MP11 |  | Natural Gas,Propane Gas | Upflow,Downflow,Horizontal | Non-Weatherized | 60 | 58 | 96 | 45.8 | 588 | 60 |  | No | AFUE
2017588 | Active | FRASER-JOHNSTON | FRASER-JOHNSTON BY JOHNSON CONTROLS | TM9T060B12MP11 |  | Natural Gas,Propane Gas | Upflow,Downflow,Horizontal | Non-Weatherized | 60 | 58 | 96 | 45.8 | 588 | 60 |  | No | AFUE
2017928 | Active | LUXAIRE | LUXAIRE BY JOHNSON CONTROLS | TM9T060B12MP11 |  | Natural Gas,Propane Gas | Upflow,Downflow,Horizontal | Non-Weatherized | 60 | 58 | 96 | 45.8 | 588 | 60 |  | No | AFUE
2008686 | Active | YORK | YORK BY JOHNSON CONTROLS | TM9T100C20MP11 |  | Natural Gas,Propane Gas | Upflow,Downflow,Horizontal | Non-Weatherized | 100 | 96 | 96 | 89.7 | 1428 | 55 |  | No | AFUE
2017062 | Active | COLEMAN | COLEMAN BY JOHNSON CONTROLS | TM9T100C20MP11 |  | Natural Gas,Propane Gas | Upflow,Downflow,Horizontal | Non-Weatherized | 100 | 96 | 96 | 89.7 | 1428 | 55 |  | No | AFUE
2017333 | Active | EVCON | EVCON BY JOHNSON CONTROLS | TM9T100C20MP11 |  | Natural Gas,Propane Gas | Upflow,Downflow,Horizontal | Non-Weatherized | 100 | 96 | 96 | 89.7 | 1428 | 55 |  | No | AFUE
2017584 | Active | FRASER-JOHNSTON | FRASER-JOHNSTON BY JOHNSON CONTROLS | TM9T100C20MP11 |  | Natural Gas,Propane Gas | Upflow,Downflow,Horizontal | Non-Weatherized | 100 | 96 | 96 | 89.7 | 1428 | 55 |  | No | AFUE
2017926 | Active | LUXAIRE | LUXAIRE BY JOHNSON CONTROLS | TM9T100C20MP11 |  | Natural Gas,Propane Gas | Upflow,Downflow,Horizontal | Non-Weatherized | 100 | 96 | 96 | 89.7 | 1428 | 55 |  | No | AFUE
2008687 | Active | YORK | YORK BY JOHNSON CONTROLS | TM9T080C16MP11 |  | Natural Gas,Propane Gas | Upflow,Downflow,Horizontal | Non-Weatherized | 80 | 77 | 96 | 75.6 | 1211 | 41 | Yes | No | AFUE
2017067 | Active | COLEMAN | COLEMAN BY JOHNSON CONTROLS | TM9T080C16MP11 |  | Natural Gas,Propane Gas | Upflow,Downflow,Horizontal | Non-Weatherized | 80 | 77 | 96 | 75.6 | 1211 | 41 |  | No | AFUE
2017334 | Active | EVCON | EVCON BY JOHNSON CONTROLS | TM9T080C16MP11 |  | Natural Gas,Propane Gas | Upflow,Downflow,Horizontal | Non-Weatherized | 80 | 77 | 96 | 75.6 | 1211 | 41 |  | No | AFUE
2017585 | Active | FRASER-JOHNSTON | FRASER-JOHNSTON BY JOHNSON CONTROLS | TM9T080C16MP11 |  | Natural Gas,Propane Gas | Upflow,Downflow,Horizontal | Non-Weatherized | 80 | 77 | 96 | 75.6 | 1211 | 41 |  | No | AFUE
2017927 | Active | LUXAIRE | LUXAIRE BY JOHNSON CONTROLS | TM9T080C16MP11 |  | Natural Gas,Propane Gas | Upflow,Downflow,Horizontal | Non-Weatherized | 80 | 77 | 96 | 75.6 | 1211 | 41 |  | No | AFUE
2008688 | Active | YORK | YORK BY JOHNSON CONTROLS | TM9T080B12MP11 |  | Natural Gas,Propane Gas | Upflow,Downflow,Horizontal | Non-Weatherized | 80 | 77 | 96 | 76.8 | 856 | 50 | Yes | No | AFUE
2017066 | Active | COLEMAN | COLEMAN BY JOHNSON CONTROLS | TM9T080B12MP11 |  | Natural Gas,Propane Gas | Upflow,Downflow,Horizontal | Non-Weatherized | 80 | 77 | 96 | 76.8 | 856 | 50 |  | No | AFUE
2017336 | Active | EVCON | EVCON BY JOHNSON CONTROLS | TM9T080B12MP11 |  | Natural Gas,Propane Gas | Upflow,Downflow,Horizontal | Non-Weatherized | 80 | 77 | 96 | 76.8 | 856 | 50 |  | No | AFUE
2017587 | Active | FRASER-JOHNSTON | FRASER-JOHNSTON BY JOHNSON CONTROLS | TM9T080B12MP11 |  | Natural Gas,Propane Gas | Upflow,Downflow,Horizontal | Non-Weatherized | 80 | 77 | 96 | 76.8 | 856 | 50 |  | No | AFUE
2017924 | Active | LUXAIRE | LUXAIRE BY JOHNSON CONTROLS | TM9T080B12MP11 |  | Natural Gas,Propane Gas | Upflow,Downflow,Horizontal | Non-Weatherized | 80 | 77 | 96 | 76.8 | 856 | 50 |  | No | AFUE
2008689 | Active | YORK | YORK BY JOHNSON CONTROLS | TM9T120D20MP11 |  | Natural Gas,Propane Gas | Upflow,Downflow,Horizontal | Non-Weatherized | 120 | 115 | 96 | 105.8 | 1142 | 59 | Yes | No | AFUE
2017065 | Active | COLEMAN | COLEMAN BY JOHNSON CONTROLS | TM9T120D20MP11 |  | Natural Gas,Propane Gas | Upflow,Downflow,Horizontal | Non-Weatherized | 120 | 115 | 96 | 105.8 | 1142 | 59 |  | No | AFUE
2017332 | Active | EVCON | EVCON BY JOHNSON CONTROLS | TM9T120D20MP11 |  | Natural Gas,Propane Gas | Upflow,Downflow,Horizontal | Non-Weatherized | 120 | 115 | 96 | 105.8 | 1142 | 59 |  | No | AFUE
2017586 | Active | FRASER-JOHNSTON | FRASER-JOHNSTON BY JOHNSON CONTROLS | TM9T120D20MP11 |  | Natural Gas,Propane Gas | Upflow,Downflow,Horizontal | Non-Weatherized | 120 | 115 | 96 | 105.8 | 1142 | 59 |  | No | AFUE
2017923 | Active | LUXAIRE | LUXAIRE BY JOHNSON CONTROLS | TM9T120D20MP11 |  | Natural Gas,Propane Gas | Upflow,Downflow,Horizontal | Non-Weatherized | 120 | 115 | 96 | 105.8 | 1142 | 59 |  | No | AFUE
2008690 | Active | YORK | YORK BY JOHNSON CONTROLS | TM9T100C16MP11 |  | Natural Gas,Propane Gas | Upflow,Downflow,Horizontal | Non-Weatherized | 100 | 96 | 96 | 91.7 | 1257 | 43 | Yes | No | AFUE
2017063 | Active | COLEMAN | COLEMAN BY JOHNSON CONTROLS | TM9T100C16MP11 |  | Natural Gas,Propane Gas | Upflow,Downflow,Horizontal | Non-Weatherized | 100 | 96 | 96 | 91.7 | 1257 | 43 |  | No | AFUE
2017335 | Active | EVCON | EVCON BY JOHNSON CONTROLS | TM9T100C16MP11 |  | Natural Gas,Propane Gas | Upflow,Downflow,Horizontal | Non-Weatherized | 100 | 96 | 96 | 91.7 | 1257 | 43 |  | No | AFUE
2017589 | Active | FRASER-JOHNSTON | FRASER-JOHNSTON BY JOHNSON CONTROLS | TM9T100C16MP11 |  | Natural Gas,Propane Gas | Upflow,Downflow,Horizontal | Non-Weatherized | 100 | 96 | 96 | 91.7 | 1257 | 43 |  | No | AFUE
2017925 | Active | LUXAIRE | LUXAIRE BY JOHNSON CONTROLS | TM9T100C16MP11 |  | Natural Gas,Propane Gas | Upflow,Downflow,Horizontal | Non-Weatherized | 100 | 96 | 96 | 91.7 | 1257 | 43 |  | No | AFUE
2008694 | Discontinued | YORK | YORK BY JOHNSON CONTROLS | TM9X080C16MP11 |  | Natural Gas,Propane Gas | Upflow,Downflow,Horizontal | Non-Weatherized | 80 | 76 | 95.5 | 65.2 | 581 | 114 | Yes | Yes | AFUE
2017070 | Discontinued | COLEMAN | COLEMAN BY JOHNSON CONTROLS | TM9X080C16MP11 |  | Natural Gas,Propane Gas | Upflow,Downflow,Horizontal | Non-Weatherized | 80 | 76 | 95.5 | 65.2 | 581 | 114 |  | Yes | AFUE
2017343 | Discontinued | EVCON | EVCON BY JOHNSON CONTROLS | TM9X080C16MP11 |  | Natural Gas,Propane Gas | Upflow,Downflow,Horizontal | Non-Weatherized | 80 | 76 | 95.5 | 65.2 | 581 | 114 |  | Yes | AFUE
2017590 | Discontinued | FRASER-JOHNSTON | FRASER-JOHNSTON BY JOHNSON CONTROLS | TM9X080C16MP11 |  | Natural Gas,Propane Gas | Upflow,Downflow,Horizontal | Non-Weatherized | 80 | 76 | 95.5 | 65.2 | 581 | 114 |  | Yes | AFUE
2017930 | Discontinued | LUXAIRE | LUXAIRE BY JOHNSON CONTROLS | TM9X080C16MP11 |  | Natural Gas,Propane Gas | Upflow,Downflow,Horizontal | Non-Weatherized | 80 | 76 | 95.5 | 65.2 | 581 | 114 |  | Yes | AFUE
5852876 | Discontinued | GUARDIAN | GUARDIAN BY JOHNSON CONTROLS | RGF19080CE16MP11 |  | Natural Gas,Propane Gas | Upflow,Downflow,Horizontal | Non-Weatherized | 80 | 76 | 95.5 | 65.2 | 581 | 114 |  | Yes | AFUE
5853126 | Discontinued | EVCON | EVCON BY JOHNSON CONTROLS | RGF19080CE16MP11 |  | Natural Gas,Propane Gas | Upflow,Downflow,Horizontal | Non-Weatherized | 80 | 76 | 95.5 | 65.2 | 581 | 114 |  | Yes | AFUE
2008697 | Active | YORK | YORK BY JOHNSON CONTROLS | YP9C060B12MP12 |  | Natural Gas,Propane Gas | Upflow,Downflow,Horizontal | Non-Weatherized | 60 | 58 | 97.5 | 48.4 | 293 | 68 | Yes | Yes | AFUE & AMACF
2017079 | Active | COLEMAN | COLEMAN BY JOHNSON CONTROLS | TP9C060B12MP12 |  | Natural Gas,Propane Gas | Upflow,Downflow,Horizontal | Non-Weatherized | 60 | 58 | 97.5 | 48.4 | 293 | 68 |  | Yes | AFUE & AMACF
2017106 | Active | COLEMAN | COLEMAN BY JOHNSON CONTROLS | CP9C060B12MP12 |  | Natural Gas,Propane Gas | Upflow,Downflow,Horizontal | Non-Weatherized | 60 | 58 | 97.5 | 48.4 | 293 | 68 |  | Yes | AFUE & AMACF
2017348 | Active | EVCON | EVCON BY JOHNSON CONTROLS | TP9C060B12MP12 |  | Natural Gas,Propane Gas | Upflow,Downflow,Horizontal | Non-Weatherized | 60 | 58 | 97.5 | 48.4 | 293 | 68 |  | Yes | AFUE & AMACF
2017596 | Active | FRASER-JOHNSTON | FRASER-JOHNSTON BY JOHNSON CONTROLS | TP9C060B12MP12 |  | Natural Gas,Propane Gas | Upflow,Downflow,Horizontal | Non-Weatherized | 60 | 58 | 97.5 | 48.4 | 293 | 68 |  | Yes | AFUE & AMACF
2017935 | Active | LUXAIRE | LUXAIRE BY JOHNSON CONTROLS | LP9C060B12MP12 |  | Natural Gas,Propane Gas | Upflow,Downflow,Horizontal | Non-Weatherized | 60 | 58 | 97.5 | 48.4 | 293 | 68 |  | Yes | AFUE & AMACF
2017946 | Active | LUXAIRE | LUXAIRE BY JOHNSON CONTROLS | TP9C060B12MP12 |  | Natural Gas,Propane Gas | Upflow,Downflow,Horizontal | Non-Weatherized | 60 | 58 | 97.5 | 48.4 | 293 | 68 |  | Yes | AFUE & AMACF
2008698 | Active | YORK | YORK BY JOHNSON CONTROLS | YP9C080B12MP12 |  | Natural Gas,Propane Gas | Upflow,Downflow,Horizontal | Non-Weatherized | 80 | 77 | 97.5 | 80.8 | 483 | 70 | Yes | Yes | AFUE & AMACF
2017074 | Active | COLEMAN | COLEMAN BY JOHNSON CONTROLS | TP9C080B12MP12 |  | Natural Gas,Propane Gas | Upflow,Downflow,Horizontal | Non-Weatherized | 80 | 77 | 97.5 | 80.8 | 483 | 70 |  | Yes | AFUE & AMACF
2017105 | Active | COLEMAN | COLEMAN BY JOHNSON CONTROLS | CP9C080B12MP12 |  | Natural Gas,Propane Gas | Upflow,Downflow,Horizontal | Non-Weatherized | 80 | 77 | 97.5 | 80.8 | 483 | 70 |  | Yes | AFUE & AMACF
2017349 | Active | EVCON | EVCON BY JOHNSON CONTROLS | TP9C080B12MP12 |  | Natural Gas,Propane Gas | Upflow,Downflow,Horizontal | Non-Weatherized | 80 | 77 | 97.5 | 80.8 | 483 | 70 |  | Yes | AFUE & AMACF
2017597 | Active | FRASER-JOHNSTON | FRASER-JOHNSTON BY JOHNSON CONTROLS | TP9C080B12MP12 |  | Natural Gas,Propane Gas | Upflow,Downflow,Horizontal | Non-Weatherized | 80 | 77 | 97.5 | 80.8 | 483 | 70 |  | Yes | AFUE & AMACF
2017936 | Active | LUXAIRE | LUXAIRE BY JOHNSON CONTROLS | LP9C080B12MP12 |  | Natural Gas,Propane Gas | Upflow,Downflow,Horizontal | Non-Weatherized | 80 | 77 | 97.5 | 80.8 | 483 | 70 |  | Yes | AFUE & AMACF
2017941 | Active | LUXAIRE | LUXAIRE BY JOHNSON CONTROLS | TP9C080B12MP12 |  | Natural Gas,Propane Gas | Upflow,Downflow,Horizontal | Non-Weatherized | 80 | 77 | 97.5 | 80.8 | 483 | 70 |  | Yes | AFUE & AMACF
2008699 | Active | YORK | YORK BY JOHNSON CONTROLS | YP9C080C16MP12 |  | Natural Gas,Propane Gas | Upflow,Downflow,Horizontal | Non-Weatherized | 80 | 78 | 97.7 | 80.6 | 508 | 66 | Yes | Yes | AFUE & AMACF
2017075 | Active | COLEMAN | COLEMAN BY JOHNSON CONTROLS | TP9C080C16MP12 |  | Natural Gas,Propane Gas | Upflow,Downflow,Horizontal | Non-Weatherized | 80 | 78 | 97.7 | 80.6 | 508 | 66 |  | Yes | AFUE & AMACF
2017104 | Active | COLEMAN | COLEMAN BY JOHNSON CONTROLS | CP9C080C16MP12 |  | Natural Gas,Propane Gas | Upflow,Downflow,Horizontal | Non-Weatherized | 80 | 78 | 97.7 | 80.6 | 508 | 66 |  | Yes | AFUE & AMACF
2017344 | Active | EVCON | EVCON BY JOHNSON CONTROLS | TP9C080C16MP12 |  | Natural Gas,Propane Gas | Upflow,Downflow,Horizontal | Non-Weatherized | 80 | 78 | 97.7 | 80.6 | 508 | 66 |  | Yes | AFUE & AMACF
2017601 | Active | FRASER-JOHNSTON | FRASER-JOHNSTON BY JOHNSON CONTROLS | TP9C080C16MP12 |  | Natural Gas,Propane Gas | Upflow,Downflow,Horizontal | Non-Weatherized | 80 | 78 | 97.7 | 80.6 | 508 | 66 |  | Yes | AFUE & AMACF
2017937 | Active | LUXAIRE | LUXAIRE BY JOHNSON CONTROLS | LP9C080C16MP12 |  | Natural Gas,Propane Gas | Upflow,Downflow,Horizontal | Non-Weatherized | 80 | 78 | 97.7 | 80.6 | 508 | 66 |  | Yes | AFUE & AMACF
2017942 | Active | LUXAIRE | LUXAIRE BY JOHNSON CONTROLS | TP9C080C16MP12 |  | Natural Gas,Propane Gas | Upflow,Downflow,Horizontal | Non-Weatherized | 80 | 78 | 97.7 | 80.6 | 508 | 66 |  | Yes | AFUE & AMACF
2008700 | Active | YORK | YORK BY JOHNSON CONTROLS | YP9C100C16MP12 |  | Natural Gas,Propane Gas | Upflow,Downflow,Horizontal | Non-Weatherized | 100 | 97 | 97.7 | 96.5 | 585 | 87 | Yes | Yes | AFUE & AMACF
2017076 | Active | COLEMAN | COLEMAN BY JOHNSON CONTROLS | TP9C100C16MP12 |  | Natural Gas,Propane Gas | Upflow,Downflow,Horizontal | Non-Weatherized | 100 | 97 | 97.7 | 96.5 | 585 | 87 |  | Yes | AFUE & AMACF
2017108 | Active | COLEMAN | COLEMAN BY JOHNSON CONTROLS | CP9C100C16MP12 |  | Natural Gas,Propane Gas | Upflow,Downflow,Horizontal | Non-Weatherized | 100 | 97 | 97.7 | 96.5 | 585 | 87 |  | Yes | AFUE & AMACF
2017345 | Active | EVCON | EVCON BY JOHNSON CONTROLS | TP9C100C16MP12 |  | Natural Gas,Propane Gas | Upflow,Downflow,Horizontal | Non-Weatherized | 100 | 97 | 97.7 | 96.5 | 585 | 87 |  | Yes | AFUE & AMACF
2017599 | Active | FRASER-JOHNSTON | FRASER-JOHNSTON BY JOHNSON CONTROLS | TP9C100C16MP12 |  | Natural Gas,Propane Gas | Upflow,Downflow,Horizontal | Non-Weatherized | 100 | 97 | 97.7 | 96.5 | 585 | 87 |  | Yes | AFUE & AMACF
2017938 | Active | LUXAIRE | LUXAIRE BY JOHNSON CONTROLS | LP9C100C16MP12 |  | Natural Gas,Propane Gas | Upflow,Downflow,Horizontal | Non-Weatherized | 100 | 97 | 97.7 | 96.5 | 585 | 87 |  | Yes | AFUE & AMACF
2017943 | Active | LUXAIRE | LUXAIRE BY JOHNSON CONTROLS | TP9C100C16MP12 |  | Natural Gas,Propane Gas | Upflow,Downflow,Horizontal | Non-Weatherized | 100 | 97 | 97.7 | 96.5 | 585 | 87 |  | Yes | AFUE & AMACF
2008701 | Active | YORK | YORK BY JOHNSON CONTROLS | YP9C100C20MP12 |  | Natural Gas,Propane Gas | Upflow,Downflow,Horizontal | Non-Weatherized | 100 | 97 | 97.7 | 96.4 | 607 | 85 | Yes | Yes | AFUE & AMACF
2017077 | Active | COLEMAN | COLEMAN BY JOHNSON CONTROLS | TP9C100C20MP12 |  | Natural Gas,Propane Gas | Upflow,Downflow,Horizontal | Non-Weatherized | 100 | 97 | 97.7 | 96.4 | 607 | 85 |  | Yes | AFUE & AMACF
2017109 | Active | COLEMAN | COLEMAN BY JOHNSON CONTROLS | CP9C100C20MP12 |  | Natural Gas,Propane Gas | Upflow,Downflow,Horizontal | Non-Weatherized | 100 | 97 | 97.7 | 96.4 | 607 | 85 |  | Yes | AFUE & AMACF
2017346 | Active | EVCON | EVCON BY JOHNSON CONTROLS | TP9C100C20MP12 |  | Natural Gas,Propane Gas | Upflow,Downflow,Horizontal | Non-Weatherized | 100 | 97 | 97.7 | 96.4 | 607 | 85 |  | Yes | AFUE & AMACF
2017598 | Active | FRASER-JOHNSTON | FRASER-JOHNSTON BY JOHNSON CONTROLS | TP9C100C20MP12 |  | Natural Gas,Propane Gas | Upflow,Downflow,Horizontal | Non-Weatherized | 100 | 97 | 97.7 | 96.4 | 607 | 85 |  | Yes | AFUE & AMACF
2017939 | Active | LUXAIRE | LUXAIRE BY JOHNSON CONTROLS | LP9C100C20MP12 |  | Natural Gas,Propane Gas | Upflow,Downflow,Horizontal | Non-Weatherized | 100 | 97 | 97.7 | 96.4 | 607 | 85 |  | Yes | AFUE & AMACF
2017944 | Active | LUXAIRE | LUXAIRE BY JOHNSON CONTROLS | TP9C100C20MP12 |  | Natural Gas,Propane Gas | Upflow,Downflow,Horizontal | Non-Weatherized | 100 | 97 | 97.7 | 96.4 | 607 | 85 |  | Yes | AFUE & AMACF
2008702 | Active | YORK | YORK BY JOHNSON CONTROLS | YP9C120D20MP12 |  | Natural Gas,Propane Gas | Upflow,Downflow,Horizontal | Non-Weatherized | 120 | 116 | 98 | 112.4 | 647 | 82 | Yes | Yes | AFUE & AMACF
2017078 | Active | COLEMAN | COLEMAN BY JOHNSON CONTROLS | TP9C120D20MP12 |  | Natural Gas,Propane Gas | Upflow,Downflow,Horizontal | Non-Weatherized | 120 | 116 | 98 | 112.4 | 647 | 82 |  | Yes | AFUE & AMACF
2017107 | Active | COLEMAN | COLEMAN BY JOHNSON CONTROLS | CP9C120D20MP12 |  | Natural Gas,Propane Gas | Upflow,Downflow,Horizontal | Non-Weatherized | 120 | 116 | 98 | 112.4 | 647 | 82 |  | Yes | AFUE & AMACF
2017347 | Active | EVCON | EVCON BY JOHNSON CONTROLS | TP9C120D20MP12 |  | Natural Gas,Propane Gas | Upflow,Downflow,Horizontal | Non-Weatherized | 120 | 116 | 98 | 112.4 | 647 | 82 |  | Yes | AFUE & AMACF
2017600 | Active | FRASER-JOHNSTON | FRASER-JOHNSTON BY JOHNSON CONTROLS | TP9C120D20MP12 |  | Natural Gas,Propane Gas | Upflow,Downflow,Horizontal | Non-Weatherized | 120 | 116 | 98 | 112.4 | 647 | 82 |  | Yes | AFUE & AMACF
2017940 | Active | LUXAIRE | LUXAIRE BY JOHNSON CONTROLS | LP9C120D20MP12 |  | Natural Gas,Propane Gas | Upflow,Downflow,Horizontal | Non-Weatherized | 120 | 116 | 98 | 112.4 | 647 | 82 |  | Yes | AFUE & AMACF
2017945 | Active | LUXAIRE | LUXAIRE BY JOHNSON CONTROLS | TP9C120D20MP12 |  | Natural Gas,Propane Gas | Upflow,Downflow,Horizontal | Non-Weatherized | 120 | 116 | 98 | 112.4 | 647 | 82 |  | Yes | AFUE & AMACF
2008709 | Active | YORK | YORK BY JOHNSON CONTROLS | TP9C100C20MP12 |  | Natural Gas,Propane Gas | Upflow,Downflow,Horizontal | Non-Weatherized | 100 | 97 | 97.7 | 96.4 | 607 | 85 |  | Yes | AFUE & AMACF
2008710 | Active | YORK | YORK BY JOHNSON CONTROLS | TP9C060B12MP12 |  | Natural Gas,Propane Gas | Upflow,Downflow,Horizontal | Non-Weatherized | 60 | 58 | 97.5 | 48.4 | 293 | 68 |  | Yes | AFUE & AMACF
2008711 | Active | YORK | YORK BY JOHNSON CONTROLS | TP9C080C16MP12 |  | Natural Gas,Propane Gas | Upflow,Downflow,Horizontal | Non-Weatherized | 80 | 78 | 97.7 | 80.6 | 508 | 66 |  | Yes | AFUE & AMACF
2008712 | Active | YORK | YORK BY JOHNSON CONTROLS | TP9C080B12MP12 |  | Natural Gas,Propane Gas | Upflow,Downflow,Horizontal | Non-Weatherized | 80 | 77 | 97.5 | 80.8 | 484 | 70 |  | Yes | AFUE & AMACF
2008713 | Active | YORK | YORK BY JOHNSON CONTROLS | TP9C100C16MP12 |  | Natural Gas,Propane Gas | Upflow,Downflow,Horizontal | Non-Weatherized | 100 | 97 | 97.7 | 96.5 | 585 | 87 |  | Yes | AFUE & AMACF
2008714 | Active | YORK | YORK BY JOHNSON CONTROLS | TP9C120D20MP12 |  | Natural Gas,Propane Gas | Upflow,Downflow,Horizontal | Non-Weatherized | 120 | 116 | 98 | 112.4 | 647 | 82 |  | Yes | AFUE & AMACF
2008721 | Active | YORK | YORK BY JOHNSON CONTROLS | TPLC100C20MP12 |  | Natural Gas,Propane Gas | Upflow,Downflow,Horizontal | Non-Weatherized | 100 | 78 | 80 | 97.5 | 293 | 40 |  | Yes | AMACF
2008722 | Active | YORK | YORK BY JOHNSON CONTROLS | TPLC080C16MP12 |  | Natural Gas,Propane Gas | Upflow,Downflow,Horizontal | Non-Weatherized | 80 | 62 | 80 | 77.7 | 254 | 42 |  | Yes | AMACF
2008723 | Active | YORK | YORK BY JOHNSON CONTROLS | TPLC060A12MP12 |  | Natural Gas,Propane Gas | Upflow,Downflow,Horizontal | Non-Weatherized | 60 | 47 | 80 | 58.1 | 222 | 42 |  | Yes | AMACF
2008724 | Active | YORK | YORK BY JOHNSON CONTROLS | TPLC080B12MP12 |  | Natural Gas,Propane Gas | Upflow,Downflow,Horizontal | Non-Weatherized | 80 | 62 | 80 | 77.9 | 290 | 42 |  | Yes | AMACF
2008725 | Active | YORK | YORK BY JOHNSON CONTROLS | TPLC100C16MP12 |  | Natural Gas,Propane Gas | Upflow,Downflow,Horizontal | Non-Weatherized | 100 | 78 | 80 | 97.3 | 308 | 46 |  | Yes | AMACF
2008726 | Active | YORK | YORK BY JOHNSON CONTROLS | TPLC120C20MP12 |  | Natural Gas,Propane Gas | Upflow,Downflow,Horizontal | Non-Weatherized | 120 | 95 | 80 | 115.2 | 539 | 46 |  | Yes | AMACF
2008727 | Active | YORK | YORK BY JOHNSON CONTROLS | TMLT060A12MP11 |  | Natural Gas,Propane Gas | Upflow,Downflow,Horizontal | Non-Weatherized | 60 | 47 | 80 | 54.8 | 669 | 41 |  | No
2017098 | Active | COLEMAN | COLEMAN BY JOHNSON CONTROLS | TMLT060A12MP11 |  | Natural Gas,Propane Gas | Upflow,Downflow,Horizontal | Non-Weatherized | 60 | 47 | 80 | 54.8 | 669 | 41 |  | No
2017368 | Active | EVCON | EVCON BY JOHNSON CONTROLS | TMLT060A12MP11 |  | Natural Gas,Propane Gas | Upflow,Downflow,Horizontal | Non-Weatherized | 60 | 47 | 80 | 54.8 | 669 | 41 |  | No
2017620 | Active | FRASER-JOHNSTON | FRASER-JOHNSTON BY JOHNSON CONTROLS | TMLT060A12MP11 |  | Natural Gas,Propane Gas | Upflow,Downflow,Horizontal | Non-Weatherized | 60 | 47 | 80 | 54.8 | 669 | 41 |  | No
2017967 | Active | LUXAIRE | LUXAIRE BY JOHNSON CONTROLS | TMLT060A12MP11 |  | Natural Gas,Propane Gas | Upflow,Downflow,Horizontal | Non-Weatherized | 60 | 47 | 80 | 54.8 | 669 | 41 |  | No
2008728 | Active | YORK | YORK BY JOHNSON CONTROLS | TMLT080B12MP11 |  | Natural Gas,Propane Gas | Upflow,Downflow,Horizontal | Non-Weatherized | 80 | 63 | 80 | 73.2 | 830 | 38 |  | No
2017099 | Active | COLEMAN | COLEMAN BY JOHNSON CONTROLS | TMLT080B12MP11 |  | Natural Gas,Propane Gas | Upflow,Downflow,Horizontal | Non-Weatherized | 80 | 63 | 80 | 73.2 | 830 | 38 |  | No
2017369 | Active | EVCON | EVCON BY JOHNSON CONTROLS | TMLT080B12MP11 |  | Natural Gas,Propane Gas | Upflow,Downflow,Horizontal | Non-Weatherized | 80 | 63 | 80 | 73.2 | 830 | 38 |  | No
2017621 | Active | FRASER-JOHNSTON | FRASER-JOHNSTON BY JOHNSON CONTROLS | TMLT080B12MP11 |  | Natural Gas,Propane Gas | Upflow,Downflow,Horizontal | Non-Weatherized | 80 | 63 | 80 | 73.2 | 830 | 38 |  | No
2017966 | Active | LUXAIRE | LUXAIRE BY JOHNSON CONTROLS | TMLT080B12MP11 |  | Natural Gas,Propane Gas | Upflow,Downflow,Horizontal | Non-Weatherized | 80 | 63 | 80 | 73.2 | 830 | 38 |  | No
2008729 | Active | YORK | YORK BY JOHNSON CONTROLS | TMLT080C16MP11 |  | Natural Gas,Propane Gas | Upflow,Downflow,Horizontal | Non-Weatherized | 80 | 63 | 80 | 73.3 | 888 | 40 |  | No
2017100 | Active | COLEMAN | COLEMAN BY JOHNSON CONTROLS | TMLT080C16MP11 |  | Natural Gas,Propane Gas | Upflow,Downflow,Horizontal | Non-Weatherized | 80 | 63 | 80 | 73.3 | 888 | 40 |  | No
2017370 | Active | EVCON | EVCON BY JOHNSON CONTROLS | TMLT080C16MP11 |  | Natural Gas,Propane Gas | Upflow,Downflow,Horizontal | Non-Weatherized | 80 | 63 | 80 | 73.3 | 888 | 40 |  | No
2017622 | Active | FRASER-JOHNSTON | FRASER-JOHNSTON BY JOHNSON CONTROLS | TMLT080C16MP11 |  | Natural Gas,Propane Gas | Upflow,Downflow,Horizontal | Non-Weatherized | 80 | 63 | 80 | 73.3 | 888 | 40 |  | No
2017968 | Active | LUXAIRE | LUXAIRE BY JOHNSON CONTROLS | TMLT080C16MP11 |  | Natural Gas,Propane Gas | Upflow,Downflow,Horizontal | Non-Weatherized | 80 | 63 | 80 | 73.3 | 888 | 40 |  | No
2008730 | Active | YORK | YORK BY JOHNSON CONTROLS | TMLT100C16MP11 |  | Natural Gas,Propane Gas | Upflow,Downflow,Horizontal | Non-Weatherized | 100 | 80 | 80 | 90.6 | 1216 | 43 |  | No
2017101 | Active | COLEMAN | COLEMAN BY JOHNSON CONTROLS | TMLT100C16MP11 |  | Natural Gas,Propane Gas | Upflow,Downflow,Horizontal | Non-Weatherized | 100 | 80 | 80 | 90.6 | 1216 | 43 |  | No
2017371 | Active | EVCON | EVCON BY JOHNSON CONTROLS | TMLT100C16MP11 |  | Natural Gas,Propane Gas | Upflow,Downflow,Horizontal | Non-Weatherized | 100 | 80 | 80 | 90.6 | 1216 | 43 |  | No
2017623 | Active | FRASER-JOHNSTON | FRASER-JOHNSTON BY JOHNSON CONTROLS | TMLT100C16MP11 |  | Natural Gas,Propane Gas | Upflow,Downflow,Horizontal | Non-Weatherized | 100 | 80 | 80 | 90.6 | 1216 | 43 |  | No
2017965 | Active | LUXAIRE | LUXAIRE BY JOHNSON CONTROLS | TMLT100C16MP11 |  | Natural Gas,Propane Gas | Upflow,Downflow,Horizontal | Non-Weatherized | 100 | 80 | 80 | 90.6 | 1216 | 43 |  | No
2008731 | Active | YORK | YORK BY JOHNSON CONTROLS | TMLT100C20MP11 |  | Natural Gas,Propane Gas | Upflow,Downflow,Horizontal | Non-Weatherized | 100 | 80 | 80 | 91.5 | 995 | 45 |  | No
2017102 | Active | COLEMAN | COLEMAN BY JOHNSON CONTROLS | TMLT100C20MP11 |  | Natural Gas,Propane Gas | Upflow,Downflow,Horizontal | Non-Weatherized | 100 | 80 | 80 | 91.5 | 995 | 45 |  | No
2017372 | Active | EVCON | EVCON BY JOHNSON CONTROLS | TMLT100C20MP11 |  | Natural Gas,Propane Gas | Upflow,Downflow,Horizontal | Non-Weatherized | 100 | 80 | 80 | 91.5 | 995 | 45 |  | No
2017625 | Active | FRASER-JOHNSTON | FRASER-JOHNSTON BY JOHNSON CONTROLS | TMLT100C20MP11 |  | Natural Gas,Propane Gas | Upflow,Downflow,Horizontal | Non-Weatherized | 100 | 80 | 80 | 91.5 | 995 | 45 |  | No
2017969 | Active | LUXAIRE | LUXAIRE BY JOHNSON CONTROLS | TMLT100C20MP11 |  | Natural Gas,Propane Gas | Upflow,Downflow,Horizontal | Non-Weatherized | 100 | 80 | 80 | 91.5 | 995 | 45 |  | No
2008732 | Active | YORK | YORK BY JOHNSON CONTROLS | TMLT120C20MP11 |  | Natural Gas,Propane Gas | Upflow,Downflow,Horizontal | Non-Weatherized | 120 | 96 | 80 | 108 | 1174 | 50 |  | No
2017103 | Active | COLEMAN | COLEMAN BY JOHNSON CONTROLS | TMLT120C20MP11 |  | Natural Gas,Propane Gas | Upflow,Downflow,Horizontal | Non-Weatherized | 120 | 96 | 80 | 108 | 1174 | 50 |  | No
2017373 | Active | EVCON | EVCON BY JOHNSON CONTROLS | TMLT120C20MP11 |  | Natural Gas,Propane Gas | Upflow,Downflow,Horizontal | Non-Weatherized | 120 | 96 | 80 | 108 | 1174 | 50 |  | No
2017624 | Active | FRASER-JOHNSTON | FRASER-JOHNSTON BY JOHNSON CONTROLS | TMLT120C20MP11 |  | Natural Gas,Propane Gas | Upflow,Downflow,Horizontal | Non-Weatherized | 120 | 96 | 80 | 108 | 1174 | 50 |  | No
2017970 | Active | LUXAIRE | LUXAIRE BY JOHNSON CONTROLS | TMLT120C20MP11 |  | Natural Gas,Propane Gas | Upflow,Downflow,Horizontal | Non-Weatherized | 120 | 96 | 80 | 108 | 1174 | 50 |  | No
2008733 | Active | YORK | YORK BY JOHNSON CONTROLS | TMLV060A12MP11 |  | Natural Gas,Propane Gas | Upflow,Downflow,Horizontal | Non-Weatherized | 60 | 47 | 80 | 57 | 306 | 41 |  | Yes | AMACF
2017092 | Active | COLEMAN | COLEMAN BY JOHNSON CONTROLS | TMLV060A12MP11 |  | Natural Gas,Propane Gas | Upflow,Downflow,Horizontal | Non-Weatherized | 60 | 47 | 80 | 57 | 306 | 41 |  | Yes | AMACF
2017367 | Active | EVCON | EVCON BY JOHNSON CONTROLS | TMLV060A12MP11 |  | Natural Gas,Propane Gas | Upflow,Downflow,Horizontal | Non-Weatherized | 60 | 47 | 80 | 57 | 306 | 41 |  | Yes | AMACF
2017614 | Active | FRASER-JOHNSTON | FRASER-JOHNSTON BY JOHNSON CONTROLS | TMLV060A12MP11 |  | Natural Gas,Propane Gas | Upflow,Downflow,Horizontal | Non-Weatherized | 60 | 47 | 80 | 57 | 306 | 41 |  | Yes | AMACF
2017964 | Active | LUXAIRE | LUXAIRE BY JOHNSON CONTROLS | TMLV060A12MP11 |  | Natural Gas,Propane Gas | Upflow,Downflow,Horizontal | Non-Weatherized | 60 | 47 | 80 | 57 | 306 | 41 |  | Yes | AMACF
2008734 | Active | YORK | YORK BY JOHNSON CONTROLS | TMLV080B12MP11 |  | Natural Gas,Propane Gas | Upflow,Downflow,Horizontal | Non-Weatherized | 80 | 63 | 80 | 75.8 | 362 | 38 |  | Yes | AMACF
2017093 | Active | COLEMAN | COLEMAN BY JOHNSON CONTROLS | TMLV080B12MP11 |  | Natural Gas,Propane Gas | Upflow,Downflow,Horizontal | Non-Weatherized | 80 | 63 | 80 | 75.8 | 362 | 38 |  | Yes | AMACF
2017366 | Active | EVCON | EVCON BY JOHNSON CONTROLS | TMLV080B12MP11 |  | Natural Gas,Propane Gas | Upflow,Downflow,Horizontal | Non-Weatherized | 80 | 63 | 80 | 75.8 | 362 | 38 |  | Yes | AMACF
2017615 | Active | FRASER-JOHNSTON | FRASER-JOHNSTON BY JOHNSON CONTROLS | TMLV080B12MP11 |  | Natural Gas,Propane Gas | Upflow,Downflow,Horizontal | Non-Weatherized | 80 | 63 | 80 | 75.8 | 362 | 38 |  | Yes | AMACF
2017963 | Active | LUXAIRE | LUXAIRE BY JOHNSON CONTROLS | TMLV080B12MP11 |  | Natural Gas,Propane Gas | Upflow,Downflow,Horizontal | Non-Weatherized | 80 | 63 | 80 | 75.8 | 362 | 38 |  | Yes | AMACF
2008735 | Active | YORK | YORK BY JOHNSON CONTROLS | TMLV080C16MP11 |  | Natural Gas,Propane Gas | Upflow,Downflow,Horizontal | Non-Weatherized | 80 | 63 | 80 | 76.9 | 370 | 40 |  | Yes | AMACF
2017094 | Active | COLEMAN | COLEMAN BY JOHNSON CONTROLS | TMLV080C16MP11 |  | Natural Gas,Propane Gas | Upflow,Downflow,Horizontal | Non-Weatherized | 80 | 63 | 80 | 76.9 | 370 | 40 |  | Yes | AMACF
2017362 | Active | EVCON | EVCON BY JOHNSON CONTROLS | TMLV080C16MP11 |  | Natural Gas,Propane Gas | Upflow,Downflow,Horizontal | Non-Weatherized | 80 | 63 | 80 | 76.9 | 370 | 40 |  | Yes | AMACF
2017618 | Active | FRASER-JOHNSTON | FRASER-JOHNSTON BY JOHNSON CONTROLS | TMLV080C16MP11 |  | Natural Gas,Propane Gas | Upflow,Downflow,Horizontal | Non-Weatherized | 80 | 63 | 80 | 76.9 | 370 | 40 |  | Yes | AMACF
2017959 | Active | LUXAIRE | LUXAIRE BY JOHNSON CONTROLS | TMLV080C16MP11 |  | Natural Gas,Propane Gas | Upflow,Downflow,Horizontal | Non-Weatherized | 80 | 63 | 80 | 76.9 | 370 | 40 |  | Yes | AMACF
2008736 | Active | YORK | YORK BY JOHNSON CONTROLS | TMLV100C16MP11 |  | Natural Gas,Propane Gas | Upflow,Downflow,Horizontal | Non-Weatherized | 100 | 80 | 80 | 94.7 | 415 | 43 |  | Yes | AMACF
2017095 | Active | COLEMAN | COLEMAN BY JOHNSON CONTROLS | TMLV100C16MP11 |  | Natural Gas,Propane Gas | Upflow,Downflow,Horizontal | Non-Weatherized | 100 | 80 | 80 | 94.7 | 415 | 43 |  | Yes | AMACF
2017363 | Active | EVCON | EVCON BY JOHNSON CONTROLS | TMLV100C16MP11 |  | Natural Gas,Propane Gas | Upflow,Downflow,Horizontal | Non-Weatherized | 100 | 80 | 80 | 94.7 | 415 | 43 |  | Yes | AMACF
2017616 | Active | FRASER-JOHNSTON | FRASER-JOHNSTON BY JOHNSON CONTROLS | TMLV100C16MP11 |  | Natural Gas,Propane Gas | Upflow,Downflow,Horizontal | Non-Weatherized | 100 | 80 | 80 | 94.7 | 415 | 43 |  | Yes | AMACF
2017962 | Active | LUXAIRE | LUXAIRE BY JOHNSON CONTROLS | TMLV100C16MP11 |  | Natural Gas,Propane Gas | Upflow,Downflow,Horizontal | Non-Weatherized | 100 | 80 | 80 | 94.7 | 415 | 43 |  | Yes | AMACF
2008737 | Active | YORK | YORK BY JOHNSON CONTROLS | TMLV100C20MP11 |  | Natural Gas,Propane Gas | Upflow,Downflow,Horizontal | Non-Weatherized | 100 | 80 | 80 | 95.2 | 427 | 45 |  | Yes | AMACF
2017096 | Active | COLEMAN | COLEMAN BY JOHNSON CONTROLS | TMLV100C20MP11 |  | Natural Gas,Propane Gas | Upflow,Downflow,Horizontal | Non-Weatherized | 100 | 80 | 80 | 95.2 | 427 | 45 |  | Yes | AMACF
2017364 | Active | EVCON | EVCON BY JOHNSON CONTROLS | TMLV100C20MP11 |  | Natural Gas,Propane Gas | Upflow,Downflow,Horizontal | Non-Weatherized | 100 | 80 | 80 | 95.2 | 427 | 45 |  | Yes | AMACF
2017617 | Active | FRASER-JOHNSTON | FRASER-JOHNSTON BY JOHNSON CONTROLS | TMLV100C20MP11 |  | Natural Gas,Propane Gas | Upflow,Downflow,Horizontal | Non-Weatherized | 100 | 80 | 80 | 95.2 | 427 | 45 |  | Yes | AMACF
2017960 | Active | LUXAIRE | LUXAIRE BY JOHNSON CONTROLS | TMLV100C20MP11 |  | Natural Gas,Propane Gas | Upflow,Downflow,Horizontal | Non-Weatherized | 100 | 80 | 80 | 95.2 | 427 | 45 |  | Yes | AMACF
2008738 | Active | YORK | YORK BY JOHNSON CONTROLS | TMLV120C20MP11 |  | Natural Gas,Propane Gas | Upflow,Downflow,Horizontal | Non-Weatherized | 120 | 96 | 80 | 111.3 | 503 | 50 |  | Yes | AMACF
2017097 | Active | COLEMAN | COLEMAN BY JOHNSON CONTROLS | TMLV120C20MP11 |  | Natural Gas,Propane Gas | Upflow,Downflow,Horizontal | Non-Weatherized | 120 | 96 | 80 | 111.3 | 503 | 50 |  | Yes | AMACF
2017365 | Active | EVCON | EVCON BY JOHNSON CONTROLS | TMLV120C20MP11 |  | Natural Gas,Propane Gas | Upflow,Downflow,Horizontal | Non-Weatherized | 120 | 96 | 80 | 111.3 | 503 | 50 |  | Yes | AMACF
2017619 | Active | FRASER-JOHNSTON | FRASER-JOHNSTON BY JOHNSON CONTROLS | TMLV120C20MP11 |  | Natural Gas,Propane Gas | Upflow,Downflow,Horizontal | Non-Weatherized | 120 | 96 | 80 | 111.3 | 503 | 50 |  | Yes | AMACF
2017961 | Active | LUXAIRE | LUXAIRE BY JOHNSON CONTROLS | TMLV120C20MP11 |  | Natural Gas,Propane Gas | Upflow,Downflow,Horizontal | Non-Weatherized | 120 | 96 | 80 | 111.3 | 503 | 50 |  | Yes | AMACF
2008745 | Active | YORK | YORK BY JOHNSON CONTROLS | YPLC060A12MP12 |  | Natural Gas,Propane Gas | Upflow,Downflow,Horizontal | Non-Weatherized | 60 | 47 | 80 | 58.1 | 222 | 42 | Yes | Yes | AMACF
2017087 | Active | COLEMAN | COLEMAN BY JOHNSON CONTROLS | TPLC060A12MP12 |  | Natural Gas,Propane Gas | Upflow,Downflow,Horizontal | Non-Weatherized | 60 | 47 | 80 | 58.1 | 222 | 42 |  | Yes | AMACF
2017119 | Active | COLEMAN | COLEMAN BY JOHNSON CONTROLS | CPLC060A12MP12 |  | Natural Gas,Propane Gas | Upflow,Downflow,Horizontal | Non-Weatherized | 60 | 47 | 80 | 58.1 | 222 | 42 |  | Yes | AMACF
2017361 | Active | EVCON | EVCON BY JOHNSON CONTROLS | TPLC060A12MP12 |  | Natural Gas,Propane Gas | Upflow,Downflow,Horizontal | Non-Weatherized | 60 | 47 | 80 | 58.1 | 222 | 42 |  | Yes | AMACF
2017613 | Active | FRASER-JOHNSTON | FRASER-JOHNSTON BY JOHNSON CONTROLS | TPLC060A12MP12 |  | Natural Gas,Propane Gas | Upflow,Downflow,Horizontal | Non-Weatherized | 60 | 47 | 80 | 58.1 | 222 | 42 |  | Yes | AMACF
2017956 | Active | LUXAIRE | LUXAIRE BY JOHNSON CONTROLS | TPLC060A12MP12 |  | Natural Gas,Propane Gas | Upflow,Downflow,Horizontal | Non-Weatherized | 60 | 47 | 80 | 58.1 | 222 | 42 |  | Yes | AMACF
2017977 | Active | LUXAIRE | LUXAIRE BY JOHNSON CONTROLS | LPLC060A12MP12 |  | Natural Gas,Propane Gas | Upflow,Downflow,Horizontal | Non-Weatherized | 60 | 47 | 80 | 58.1 | 222 | 42 |  | Yes | AMACF
2008746 | Active | YORK | YORK BY JOHNSON CONTROLS | YPLC080C16MP12 |  | Natural Gas,Propane Gas | Upflow,Downflow,Horizontal | Non-Weatherized | 80 | 62 | 80 | 77.7 | 254 | 42 | Yes | Yes | AMACF
2017090 | Active | COLEMAN | COLEMAN BY JOHNSON CONTROLS | TPLC080C16MP12 |  | Natural Gas,Propane Gas | Upflow,Downflow,Horizontal | Non-Weatherized | 80 | 62 | 80 | 77.7 | 254 | 42 |  | Yes | AMACF
2017120 | Active | COLEMAN | COLEMAN BY JOHNSON CONTROLS | CPLC080C16MP12 |  | Natural Gas,Propane Gas | Upflow,Downflow,Horizontal | Non-Weatherized | 80 | 62 | 80 | 77.7 | 254 | 42 |  | Yes | AMACF
2017357 | Active | EVCON | EVCON BY JOHNSON CONTROLS | TPLC080C16MP12 |  | Natural Gas,Propane Gas | Upflow,Downflow,Horizontal | Non-Weatherized | 80 | 62 | 80 | 77.7 | 254 | 42 |  | Yes | AMACF
2017611 | Active | FRASER-JOHNSTON | FRASER-JOHNSTON BY JOHNSON CONTROLS | TPLC080C16MP12 |  | Natural Gas,Propane Gas | Upflow,Downflow,Horizontal | Non-Weatherized | 80 | 62 | 80 | 77.7 | 254 | 42 |  | Yes | AMACF
2017953 | Active | LUXAIRE | LUXAIRE BY JOHNSON CONTROLS | TPLC080C16MP12 |  | Natural Gas,Propane Gas | Upflow,Downflow,Horizontal | Non-Weatherized | 80 | 62 | 80 | 77.7 | 254 | 42 |  | Yes | AMACF
2017979 | Active | LUXAIRE | LUXAIRE BY JOHNSON CONTROLS | LPLC080C16MP12 |  | Natural Gas,Propane Gas | Upflow,Downflow,Horizontal | Non-Weatherized | 80 | 62 | 80 | 77.7 | 254 | 42 |  | Yes | AMACF
2008747 | Active | YORK | YORK BY JOHNSON CONTROLS | YPLC080B12MP12 |  | Natural Gas,Propane Gas | Upflow,Downflow,Horizontal | Non-Weatherized | 80 | 62 | 80 | 77.9 | 290 | 42 | Yes | Yes | AMACF
2017086 | Active | COLEMAN | COLEMAN BY JOHNSON CONTROLS | TPLC080B12MP12 |  | Natural Gas,Propane Gas | Upflow,Downflow,Horizontal | Non-Weatherized | 80 | 62 | 80 | 77.9 | 290 | 42 |  | Yes | AMACF
2017121 | Active | COLEMAN | COLEMAN BY JOHNSON CONTROLS | CPLC080B12MP12 |  | Natural Gas,Propane Gas | Upflow,Downflow,Horizontal | Non-Weatherized | 80 | 62 | 80 | 77.9 | 290 | 42 |  | Yes | AMACF
2017356 | Active | EVCON | EVCON BY JOHNSON CONTROLS | TPLC080B12MP12 |  | Natural Gas,Propane Gas | Upflow,Downflow,Horizontal | Non-Weatherized | 80 | 62 | 80 | 77.9 | 290 | 42 |  | Yes | AMACF
2017610 | Active | FRASER-JOHNSTON | FRASER-JOHNSTON BY JOHNSON CONTROLS | TPLC080B12MP12 |  | Natural Gas,Propane Gas | Upflow,Downflow,Horizontal | Non-Weatherized | 80 | 62 | 80 | 77.9 | 290 | 42 |  | Yes | AMACF
2017957 | Active | LUXAIRE | LUXAIRE BY JOHNSON CONTROLS | TPLC080B12MP12 |  | Natural Gas,Propane Gas | Upflow,Downflow,Horizontal | Non-Weatherized | 80 | 62 | 80 | 77.9 | 290 | 42 |  | Yes | AMACF
2017981 | Active | LUXAIRE | LUXAIRE BY JOHNSON CONTROLS | LPLC080B12MP12 |  | Natural Gas,Propane Gas | Upflow,Downflow,Horizontal | Non-Weatherized | 80 | 62 | 80 | 77.9 | 290 | 42 |  | Yes | AMACF
2008748 | Active | YORK | YORK BY JOHNSON CONTROLS | YPLC100C16MP12 |  | Natural Gas,Propane Gas | Upflow,Downflow,Horizontal | Non-Weatherized | 100 | 78 | 80 | 97.3 | 308 | 46 | Yes | Yes | AMACF
2017088 | Active | COLEMAN | COLEMAN BY JOHNSON CONTROLS | TPLC100C16MP12 |  | Natural Gas,Propane Gas | Upflow,Downflow,Horizontal | Non-Weatherized | 100 | 78 | 80 | 97.3 | 308 | 46 |  | Yes | AMACF
2017116 | Active | COLEMAN | COLEMAN BY JOHNSON CONTROLS | CPLC100C16MP12 |  | Natural Gas,Propane Gas | Upflow,Downflow,Horizontal | Non-Weatherized | 100 | 78 | 80 | 97.3 | 308 | 46 |  | Yes | AMACF
2017358 | Active | EVCON | EVCON BY JOHNSON CONTROLS | TPLC100C16MP12 |  | Natural Gas,Propane Gas | Upflow,Downflow,Horizontal | Non-Weatherized | 100 | 78 | 80 | 97.3 | 308 | 46 |  | Yes | AMACF
2017612 | Active | FRASER-JOHNSTON | FRASER-JOHNSTON BY JOHNSON CONTROLS | TPLC100C16MP12 |  | Natural Gas,Propane Gas | Upflow,Downflow,Horizontal | Non-Weatherized | 100 | 78 | 80 | 97.3 | 308 | 46 |  | Yes | AMACF
2017958 | Active | LUXAIRE | LUXAIRE BY JOHNSON CONTROLS | TPLC100C16MP12 |  | Natural Gas,Propane Gas | Upflow,Downflow,Horizontal | Non-Weatherized | 100 | 78 | 80 | 97.3 | 308 | 46 |  | Yes | AMACF
2017982 | Active | LUXAIRE | LUXAIRE BY JOHNSON CONTROLS | LPLC100C16MP12 |  | Natural Gas,Propane Gas | Upflow,Downflow,Horizontal | Non-Weatherized | 100 | 78 | 80 | 97.3 | 308 | 46 |  | Yes | AMACF
2008749 | Active | YORK | YORK BY JOHNSON CONTROLS | YPLC120C20MP12 |  | Natural Gas,Propane Gas | Upflow,Downflow,Horizontal | Non-Weatherized | 120 | 95 | 80 | 115.2 | 539 | 46 | Yes | Yes | AMACF
2017089 | Active | COLEMAN | COLEMAN BY JOHNSON CONTROLS | TPLC120C20MP12 |  | Natural Gas,Propane Gas | Upflow,Downflow,Horizontal | Non-Weatherized | 120 | 95 | 80 | 115.2 | 539 | 46 |  | Yes | AMACF
2017117 | Active | COLEMAN | COLEMAN BY JOHNSON CONTROLS | CPLC120C20MP12 |  | Natural Gas,Propane Gas | Upflow,Downflow,Horizontal | Non-Weatherized | 120 | 95 | 80 | 115.2 | 539 | 46 |  | Yes | AMACF
2017360 | Active | EVCON | EVCON BY JOHNSON CONTROLS | TPLC120C20MP12 |  | Natural Gas,Propane Gas | Upflow,Downflow,Horizontal | Non-Weatherized | 120 | 95 | 80 | 115.2 | 539 | 46 |  | Yes | AMACF
2017608 | Active | FRASER-JOHNSTON | FRASER-JOHNSTON BY JOHNSON CONTROLS | TPLC120C20MP12 |  | Natural Gas,Propane Gas | Upflow,Downflow,Horizontal | Non-Weatherized | 120 | 95 | 80 | 115.2 | 539 | 46 |  | Yes | AMACF
2017955 | Active | LUXAIRE | LUXAIRE BY JOHNSON CONTROLS | TPLC120C20MP12 |  | Natural Gas,Propane Gas | Upflow,Downflow,Horizontal | Non-Weatherized | 120 | 95 | 80 | 115.2 | 539 | 46 |  | Yes | AMACF
2017980 | Active | LUXAIRE | LUXAIRE BY JOHNSON CONTROLS | LPLC120C20MP12 |  | Natural Gas,Propane Gas | Upflow,Downflow,Horizontal | Non-Weatherized | 120 | 95 | 80 | 115.2 | 539 | 46 |  | Yes | AMACF
2008750 | Active | YORK | YORK BY JOHNSON CONTROLS | YPLC100C20MP12 |  | Natural Gas,Propane Gas | Upflow,Downflow,Horizontal | Non-Weatherized | 100 | 78 | 80 | 97.5 | 293 | 40 |  | Yes | AMACF
2017091 | Active | COLEMAN | COLEMAN BY JOHNSON CONTROLS | TPLC100C20MP12 |  | Natural Gas,Propane Gas | Upflow,Downflow,Horizontal | Non-Weatherized | 100 | 78 | 80 | 97.5 | 293 | 40 |  | Yes | AMACF
2017118 | Active | COLEMAN | COLEMAN BY JOHNSON CONTROLS | CPLC100C20MP12 |  | Natural Gas,Propane Gas | Upflow,Downflow,Horizontal | Non-Weatherized | 100 | 78 | 80 | 97.5 | 293 | 40 |  | Yes | AMACF
2017359 | Active | EVCON | EVCON BY JOHNSON CONTROLS | TPLC100C20MP12 |  | Natural Gas,Propane Gas | Upflow,Downflow,Horizontal | Non-Weatherized | 100 | 78 | 80 | 97.5 | 293 | 40 |  | Yes | AMACF
2017609 | Active | FRASER-JOHNSTON | FRASER-JOHNSTON BY JOHNSON CONTROLS | TPLC100C20MP12 |  | Natural Gas,Propane Gas | Upflow,Downflow,Horizontal | Non-Weatherized | 100 | 78 | 80 | 97.5 | 293 | 40 |  | Yes | AMACF
2017954 | Active | LUXAIRE | LUXAIRE BY JOHNSON CONTROLS | TPLC100C20MP12 |  | Natural Gas,Propane Gas | Upflow,Downflow,Horizontal | Non-Weatherized | 100 | 78 | 80 | 97.5 | 293 | 40 |  | Yes | AMACF
2017978 | Active | LUXAIRE | LUXAIRE BY JOHNSON CONTROLS | LPLC100C20MP12 |  | Natural Gas,Propane Gas | Upflow,Downflow,Horizontal | Non-Weatherized | 100 | 78 | 80 | 97.5 | 293 | 40 |  | Yes | AMACF
2008751 | Active | YORK | YORK BY JOHNSON CONTROLS | TM8T120C20MP11 |  | Natural Gas,Propane Gas | Upflow,Downflow,Horizontal | Non-Weatherized | 120 | 96 | 80 | 108 | 1175 | 50 | Yes | No
2017127 | Active | COLEMAN | COLEMAN BY JOHNSON CONTROLS | TM8T120C20MP11 |  | Natural Gas,Propane Gas | Upflow,Downflow,Horizontal | Non-Weatherized | 120 | 96 | 80 | 108 | 1175 | 50 |  | No
2017378 | Active | EVCON | EVCON BY JOHNSON CONTROLS | TM8T120C20MP11 |  | Natural Gas,Propane Gas | Upflow,Downflow,Horizontal | Non-Weatherized | 120 | 96 | 80 | 108 | 1175 | 50 |  | No
2017628 | Active | FRASER-JOHNSTON | FRASER-JOHNSTON BY JOHNSON CONTROLS | TM8T120C20MP11 |  | Natural Gas,Propane Gas | Upflow,Downflow,Horizontal | Non-Weatherized | 120 | 96 | 80 | 108 | 1175 | 50 |  | No
2017987 | Active | LUXAIRE | LUXAIRE BY JOHNSON CONTROLS | TM8T120C20MP11 |  | Natural Gas,Propane Gas | Upflow,Downflow,Horizontal | Non-Weatherized | 120 | 96 | 80 | 108 | 1175 | 50 |  | No
2008752 | Active | YORK | YORK BY JOHNSON CONTROLS | TM8T080B12MP11 |  | Natural Gas,Propane Gas | Upflow,Downflow,Horizontal | Non-Weatherized | 80 | 63 | 80 | 73.2 | 830 | 38 | Yes | No
2017122 | Active | COLEMAN | COLEMAN BY JOHNSON CONTROLS | TM8T080B12MP11 |  | Natural Gas,Propane Gas | Upflow,Downflow,Horizontal | Non-Weatherized | 80 | 63 | 80 | 73.2 | 830 | 38 |  | No
2017375 | Active | EVCON | EVCON BY JOHNSON CONTROLS | TM8T080B12MP11 |  | Natural Gas,Propane Gas | Upflow,Downflow,Horizontal | Non-Weatherized | 80 | 63 | 80 | 73.2 | 830 | 38 |  | No
2017629 | Active | FRASER-JOHNSTON | FRASER-JOHNSTON BY JOHNSON CONTROLS | TM8T080B12MP11 |  | Natural Gas,Propane Gas | Upflow,Downflow,Horizontal | Non-Weatherized | 80 | 63 | 80 | 73.2 | 830 | 38 |  | No
2017985 | Active | LUXAIRE | LUXAIRE BY JOHNSON CONTROLS | TM8T080B12MP11 |  | Natural Gas,Propane Gas | Upflow,Downflow,Horizontal | Non-Weatherized | 80 | 63 | 80 | 73.2 | 830 | 38 |  | No
2008753 | Active | YORK | YORK BY JOHNSON CONTROLS | TM8T060A12MP11 |  | Natural Gas,Propane Gas | Upflow,Downflow,Horizontal | Non-Weatherized | 60 | 47 | 80 | 54.8 | 669 | 41 | Yes | No
2017123 | Active | COLEMAN | COLEMAN BY JOHNSON CONTROLS | TM8T060A12MP11 |  | Natural Gas,Propane Gas | Upflow,Downflow,Horizontal | Non-Weatherized | 60 | 47 | 80 | 54.8 | 669 | 41 |  | No
2017376 | Active | EVCON | EVCON BY JOHNSON CONTROLS | TM8T060A12MP11 |  | Natural Gas,Propane Gas | Upflow,Downflow,Horizontal | Non-Weatherized | 60 | 47 | 80 | 54.8 | 669 | 41 |  | No
2017630 | Active | FRASER-JOHNSTON | FRASER-JOHNSTON BY JOHNSON CONTROLS | TM8T060A12MP11 |  | Natural Gas,Propane Gas | Upflow,Downflow,Horizontal | Non-Weatherized | 60 | 47 | 80 | 54.8 | 669 | 41 |  | No
2017988 | Active | LUXAIRE | LUXAIRE BY JOHNSON CONTROLS | TM8T060A12MP11 |  | Natural Gas,Propane Gas | Upflow,Downflow,Horizontal | Non-Weatherized | 60 | 47 | 80 | 54.8 | 669 | 41 |  | No
2008754 | Active | YORK | YORK BY JOHNSON CONTROLS | TM8T100C20MP11 |  | Natural Gas,Propane Gas | Upflow,Downflow,Horizontal | Non-Weatherized | 100 | 80 | 80 | 91.5 | 995 | 45 |  | No
2017125 | Active | COLEMAN | COLEMAN BY JOHNSON CONTROLS | TM8T100C20MP11 |  | Natural Gas,Propane Gas | Upflow,Downflow,Horizontal | Non-Weatherized | 100 | 80 | 80 | 91.5 | 995 | 45 |  | No
2017374 | Active | EVCON | EVCON BY JOHNSON CONTROLS | TM8T100C20MP11 |  | Natural Gas,Propane Gas | Upflow,Downflow,Horizontal | Non-Weatherized | 100 | 80 | 80 | 91.5 | 995 | 45 |  | No
2017631 | Active | FRASER-JOHNSTON | FRASER-JOHNSTON BY JOHNSON CONTROLS | TM8T100C20MP11 |  | Natural Gas,Propane Gas | Upflow,Downflow,Horizontal | Non-Weatherized | 100 | 80 | 80 | 91.5 | 995 | 45 |  | No
2017983 | Active | LUXAIRE | LUXAIRE BY JOHNSON CONTROLS | TM8T100C20MP11 |  | Natural Gas,Propane Gas | Upflow,Downflow,Horizontal | Non-Weatherized | 100 | 80 | 80 | 91.5 | 995 | 45 |  | No
2008755 | Active | YORK | YORK BY JOHNSON CONTROLS | TM8T100C16MP11 |  | Natural Gas,Propane Gas | Upflow,Downflow,Horizontal | Non-Weatherized | 100 | 80 | 80 | 90.6 | 1216 | 43 | Yes | No
2017124 | Active | COLEMAN | COLEMAN BY JOHNSON CONTROLS | TM8T100C16MP11 |  | Natural Gas,Propane Gas | Upflow,Downflow,Horizontal | Non-Weatherized | 100 | 80 | 80 | 90.6 | 1216 | 43 |  | No
2017377 | Active | EVCON | EVCON BY JOHNSON CONTROLS | TM8T100C16MP11 |  | Natural Gas,Propane Gas | Upflow,Downflow,Horizontal | Non-Weatherized | 100 | 80 | 80 | 90.6 | 1216 | 43 |  | No
2017627 | Active | FRASER-JOHNSTON | FRASER-JOHNSTON BY JOHNSON CONTROLS | TM8T100C16MP11 |  | Natural Gas,Propane Gas | Upflow,Downflow,Horizontal | Non-Weatherized | 100 | 80 | 80 | 90.6 | 1216 | 43 |  | No
2017984 | Active | LUXAIRE | LUXAIRE BY JOHNSON CONTROLS | TM8T100C16MP11 |  | Natural Gas,Propane Gas | Upflow,Downflow,Horizontal | Non-Weatherized | 100 | 80 | 80 | 90.6 | 1216 | 43 |  | No
2008756 | Active | YORK | YORK BY JOHNSON CONTROLS | TM8T080C16MP11 |  | Natural Gas,Propane Gas | Upflow,Downflow,Horizontal | Non-Weatherized | 80 | 63 | 80 | 73.3 | 888 | 40 | Yes | No
2017126 | Active | COLEMAN | COLEMAN BY JOHNSON CONTROLS | TM8T080C16MP11 |  | Natural Gas,Propane Gas | Upflow,Downflow,Horizontal | Non-Weatherized | 80 | 63 | 80 | 73.3 | 888 | 40 |  | No
2017379 | Active | EVCON | EVCON BY JOHNSON CONTROLS | TM8T080C16MP11 |  | Natural Gas,Propane Gas | Upflow,Downflow,Horizontal | Non-Weatherized | 80 | 63 | 80 | 73.3 | 888 | 40 |  | No
2017626 | Active | FRASER-JOHNSTON | FRASER-JOHNSTON BY JOHNSON CONTROLS | TM8T080C16MP11 |  | Natural Gas,Propane Gas | Upflow,Downflow,Horizontal | Non-Weatherized | 80 | 63 | 80 | 73.3 | 888 | 40 |  | No
2017986 | Active | LUXAIRE | LUXAIRE BY JOHNSON CONTROLS | TM8T080C16MP11 |  | Natural Gas,Propane Gas | Upflow,Downflow,Horizontal | Non-Weatherized | 80 | 63 | 80 | 73.3 | 888 | 40 |  | No
2008757 | Active | YORK | YORK BY JOHNSON CONTROLS | TM8V080B12MP11 |  | Natural Gas,Propane Gas | Upflow,Downflow,Horizontal | Non-Weatherized | 80 | 63 | 80 | 75.8 | 362 | 38 | Yes | Yes | AMACF
2017130 | Active | COLEMAN | COLEMAN BY JOHNSON CONTROLS | TM8V080B12MP11 |  | Natural Gas,Propane Gas | Upflow,Downflow,Horizontal | Non-Weatherized | 80 | 63 | 80 | 75.8 | 362 | 38 |  | Yes | AMACF
2017381 | Active | EVCON | EVCON BY JOHNSON CONTROLS | TM8V080B12MP11 |  | Natural Gas,Propane Gas | Upflow,Downflow,Horizontal | Non-Weatherized | 80 | 63 | 80 | 75.8 | 362 | 38 |  | Yes | AMACF
2017636 | Active | FRASER-JOHNSTON | FRASER-JOHNSTON BY JOHNSON CONTROLS | TM8V080B12MP11 |  | Natural Gas,Propane Gas | Upflow,Downflow,Horizontal | Non-Weatherized | 80 | 63 | 80 | 75.8 | 362 | 38 |  | Yes | AMACF
2017989 | Active | LUXAIRE | LUXAIRE BY JOHNSON CONTROLS | TM8V080B12MP11 |  | Natural Gas,Propane Gas | Upflow,Downflow,Horizontal | Non-Weatherized | 80 | 63 | 80 | 75.8 | 362 | 38 |  | Yes | AMACF
2008758 | Active | YORK | YORK BY JOHNSON CONTROLS | TM8V100C16MP11 |  | Natural Gas,Propane Gas | Upflow,Downflow,Horizontal | Non-Weatherized | 100 | 80 | 80 | 94.7 | 415 | 43 | Yes | Yes | AMACF
2017128 | Active | COLEMAN | COLEMAN BY JOHNSON CONTROLS | TM8V100C16MP11 |  | Natural Gas,Propane Gas | Upflow,Downflow,Horizontal | Non-Weatherized | 100 | 80 | 80 | 94.7 | 415 | 43 |  | Yes | AMACF
2017380 | Active | EVCON | EVCON BY JOHNSON CONTROLS | TM8V100C16MP11 |  | Natural Gas,Propane Gas | Upflow,Downflow,Horizontal | Non-Weatherized | 100 | 80 | 80 | 94.7 | 415 | 43 |  | Yes | AMACF
2017635 | Active | FRASER-JOHNSTON | FRASER-JOHNSTON BY JOHNSON CONTROLS | TM8V100C16MP11 |  | Natural Gas,Propane Gas | Upflow,Downflow,Horizontal | Non-Weatherized | 100 | 80 | 80 | 94.7 | 415 | 43 |  | Yes | AMACF
2017990 | Active | LUXAIRE | LUXAIRE BY JOHNSON CONTROLS | TM8V100C16MP11 |  | Natural Gas,Propane Gas | Upflow,Downflow,Horizontal | Non-Weatherized | 100 | 80 | 80 | 94.7 | 415 | 43 |  | Yes | AMACF
2008759 | Active | YORK | YORK BY JOHNSON CONTROLS | TM8V100C20MP11 |  | Natural Gas,Propane Gas | Upflow,Downflow,Horizontal | Non-Weatherized | 100 | 80 | 80 | 95.2 | 427 | 45 |  | Yes | AMACF
2017133 | Active | COLEMAN | COLEMAN BY JOHNSON CONTROLS | TM8V100C20MP11 |  | Natural Gas,Propane Gas | Upflow,Downflow,Horizontal | Non-Weatherized | 100 | 80 | 80 | 95.2 | 427 | 45 |  | Yes | AMACF
2017382 | Active | EVCON | EVCON BY JOHNSON CONTROLS | TM8V100C20MP11 |  | Natural Gas,Propane Gas | Upflow,Downflow,Horizontal | Non-Weatherized | 100 | 80 | 80 | 95.2 | 427 | 45 |  | Yes | AMACF
2017633 | Active | FRASER-JOHNSTON | FRASER-JOHNSTON BY JOHNSON CONTROLS | TM8V100C20MP11 |  | Natural Gas,Propane Gas | Upflow,Downflow,Horizontal | Non-Weatherized | 100 | 80 | 80 | 95.2 | 427 | 45 |  | Yes | AMACF
2017993 | Active | LUXAIRE | LUXAIRE BY JOHNSON CONTROLS | TM8V100C20MP11 |  | Natural Gas,Propane Gas | Upflow,Downflow,Horizontal | Non-Weatherized | 100 | 80 | 80 | 95.2 | 427 | 45 |  | Yes | AMACF
2008760 | Active | YORK | YORK BY JOHNSON CONTROLS | TM8V120C20MP11 |  | Natural Gas,Propane Gas | Upflow,Downflow,Horizontal | Non-Weatherized | 120 | 96 | 80 | 111.3 | 503 | 50 | Yes | Yes | AMACF
2017129 | Active | COLEMAN | COLEMAN BY JOHNSON CONTROLS | TM8V120C20MP11 |  | Natural Gas,Propane Gas | Upflow,Downflow,Horizontal | Non-Weatherized | 120 | 96 | 80 | 111.3 | 503 | 50 |  | Yes | AMACF
2017383 | Active | EVCON | EVCON BY JOHNSON CONTROLS | TM8V120C20MP11 |  | Natural Gas,Propane Gas | Upflow,Downflow,Horizontal | Non-Weatherized | 120 | 96 | 80 | 111.3 | 503 | 50 |  | Yes | AMACF
2017632 | Active | FRASER-JOHNSTON | FRASER-JOHNSTON BY JOHNSON CONTROLS | TM8V120C20MP11 |  | Natural Gas,Propane Gas | Upflow,Downflow,Horizontal | Non-Weatherized | 120 | 96 | 80 | 111.3 | 503 | 50 |  | Yes | AMACF
2017991 | Active | LUXAIRE | LUXAIRE BY JOHNSON CONTROLS | TM8V120C20MP11 |  | Natural Gas,Propane Gas | Upflow,Downflow,Horizontal | Non-Weatherized | 120 | 96 | 80 | 111.3 | 503 | 50 |  | Yes | AMACF
2008761 | Active | YORK | YORK BY JOHNSON CONTROLS | TM8V080C16MP11 |  | Natural Gas,Propane Gas | Upflow,Downflow,Horizontal | Non-Weatherized | 80 | 63 | 80 | 76.9 | 370 | 40 | Yes | Yes | AMACF
2017132 | Active | COLEMAN | COLEMAN BY JOHNSON CONTROLS | TM8V080C16MP11 |  | Natural Gas,Propane Gas | Upflow,Downflow,Horizontal | Non-Weatherized | 80 | 63 | 80 | 76.9 | 370 | 40 |  | Yes | AMACF
2017385 | Active | EVCON | EVCON BY JOHNSON CONTROLS | TM8V080C16MP11 |  | Natural Gas,Propane Gas | Upflow,Downflow,Horizontal | Non-Weatherized | 80 | 63 | 80 | 76.9 | 370 | 40 |  | Yes | AMACF
2017637 | Active | FRASER-JOHNSTON | FRASER-JOHNSTON BY JOHNSON CONTROLS | TM8V080C16MP11 |  | Natural Gas,Propane Gas | Upflow,Downflow,Horizontal | Non-Weatherized | 80 | 63 | 80 | 76.9 | 370 | 40 |  | Yes | AMACF
2017994 | Active | LUXAIRE | LUXAIRE BY JOHNSON CONTROLS | TM8V080C16MP11 |  | Natural Gas,Propane Gas | Upflow,Downflow,Horizontal | Non-Weatherized | 80 | 63 | 80 | 76.9 | 370 | 40 |  | Yes | AMACF
2008762 | Active | YORK | YORK BY JOHNSON CONTROLS | TM8V060A12MP11 |  | Natural Gas,Propane Gas | Upflow,Downflow,Horizontal | Non-Weatherized | 60 | 47 | 80 | 57 | 306 | 41 | Yes | Yes | AMACF
2017131 | Active | COLEMAN | COLEMAN BY JOHNSON CONTROLS | TM8V060A12MP11 |  | Natural Gas,Propane Gas | Upflow,Downflow,Horizontal | Non-Weatherized | 60 | 47 | 80 | 57 | 306 | 41 |  | Yes | AMACF
2017384 | Active | EVCON | EVCON BY JOHNSON CONTROLS | TM8V060A12MP11 |  | Natural Gas,Propane Gas | Upflow,Downflow,Horizontal | Non-Weatherized | 60 | 47 | 80 | 57 | 306 | 41 |  | Yes | AMACF
2017634 | Active | FRASER-JOHNSTON | FRASER-JOHNSTON BY JOHNSON CONTROLS | TM8V060A12MP11 |  | Natural Gas,Propane Gas | Upflow,Downflow,Horizontal | Non-Weatherized | 60 | 47 | 80 | 57 | 306 | 41 |  | Yes | AMACF
2017992 | Active | LUXAIRE | LUXAIRE BY JOHNSON CONTROLS | TM8V060A12MP11 |  | Natural Gas,Propane Gas | Upflow,Downflow,Horizontal | Non-Weatherized | 60 | 47 | 80 | 57 | 306 | 41 |  | Yes | AMACF
2008767 | Active | COLEMAN | YORK BY JOHNSON CONTROLS | DGAA090BDT* | Yes | Natural Gas,Propane Gas | Downflow | Non-Weatherized | 90 | 72 | 80 | 77.5 | 670 | 40 | Yes | No
2017041 | Active | COLEMAN, COLEMAN-EVCON, RED T, REVOLV, VEXAR | COLEMAN BY JOHNSON CONTROLS | DGAA090BDT* | Yes | Natural Gas,Propane Gas | Downflow | Non-Weatherized | 90 | 72 | 80 | 77.5 | 670 | 40 |  | No
5613272 | Active | VEXAR, REDT | STYLE CREST, INC. | DGAA090BDT* | Yes | Natural Gas,Propane Gas | Downflow | Non-Weatherized | 90 | 72 | 80 | 77.5 | 670 | 40 |  | No
2008768 | Active | COLEMAN | YORK BY JOHNSON CONTROLS | DGAA056BDT* | Yes | Natural Gas,Propane Gas | Downflow | Non-Weatherized | 56 | 45 | 80 | 58.1 | 542 | 40 | Yes | No
2017042 | Active | COLEMAN, COLEMAN-EVCON, RED T, REVOLV, VEXAR | COLEMAN BY JOHNSON CONTROLS | DGAA056BDT* | Yes | Natural Gas,Propane Gas | Downflow | Non-Weatherized | 56 | 45 | 80 | 58.1 | 542 | 40 |  | No
5613269 | Active | VEXAR, REDT | STYLE CREST, INC. | DGAA056BDT* | Yes | Natural Gas,Propane Gas | Downflow | Non-Weatherized | 56 | 45 | 80 | 58.1 | 542 | 40 |  | No
2008769 | Active | COLEMAN | YORK BY JOHNSON CONTROLS | DGAA077BDT* | Yes | Natural Gas,Propane Gas | Downflow | Non-Weatherized | 77 | 62 | 80 | 77.3 | 732 | 40 | Yes | No
2017044 | Active | COLEMAN, COLEMAN-EVCON, RED T, REVOLV, VEXAR | COLEMAN BY JOHNSON CONTROLS | DGAA077BDT* | Yes | Natural Gas,Propane Gas | Downflow | Non-Weatherized | 77 | 62 | 80 | 77.3 | 732 | 40 |  | No
5613271 | Active | VEXAR, REDT | STYLE CREST, INC. | DGAA077BDT* | Yes | Natural Gas,Propane Gas | Downflow | Non-Weatherized | 77 | 62 | 80 | 77.3 | 732 | 40 |  | No
2008770 | Active | COLEMAN | YORK BY JOHNSON CONTROLS | DGAA070BDT* | Yes | Natural Gas,Propane Gas | Downflow | Non-Weatherized | 70 | 56 | 80 | 57.8 | 608 | 40 | Yes | No
2017046 | Active | COLEMAN, COLEMAN-EVCON, RED T, REVOLV, VEXAR | COLEMAN BY JOHNSON CONTROLS | DGAA070BDT* | Yes | Natural Gas,Propane Gas | Downflow | Non-Weatherized | 70 | 56 | 80 | 57.8 | 608 | 40 |  | No
5613270 | Active | VEXAR, REDT | STYLE CREST, INC. | DGAA070BDT* | Yes | Natural Gas,Propane Gas | Downflow | Non-Weatherized | 70 | 56 | 80 | 57.8 | 608 | 40 |  | No
2008776 | Active | COLEMAN | YORK BY JOHNSON CONTROLS | DGAH056BBS* | Yes | Natural Gas,Propane Gas | Downflow | Non-Weatherized | 56 | 45 | 80 | 58.1 | 542 | 40 |  | No
2017045 | Active | COLEMAN, COLEMAN-EVCON, RED T, REVOLV, VEXAR | COLEMAN BY JOHNSON CONTROLS | DGAH056BBS* | Yes | Natural Gas,Propane Gas | Downflow | Non-Weatherized | 56 | 45 | 80 | 58.1 | 542 | 40 |  | No
5613273 | Active | VEXAR, REDT | STYLE CREST, INC. | DGAH056BBS* | Yes | Natural Gas,Propane Gas | Downflow | Non-Weatherized | 56 | 45 | 80 | 58.1 | 542 | 40 |  | No
2008777 | Active | COLEMAN | YORK BY JOHNSON CONTROLS | DGAH077BBS* | Yes | Natural Gas,Propane Gas | Downflow | Non-Weatherized | 77 | 62 | 80 | 77.3 | 732 | 40 |  | No
2017047 | Active | COLEMAN, COLEMAN-EVCON, RED T, REVOLV, VEXAR | COLEMAN BY JOHNSON CONTROLS | DGAH077BBS* | Yes | Natural Gas,Propane Gas | Downflow | Non-Weatherized | 77 | 62 | 80 | 77.3 | 732 | 40 |  | No
5613274 | Active | VEXAR, REDT | STYLE CREST, INC. | DGAH077BBS* | Yes | Natural Gas,Propane Gas | Downflow | Non-Weatherized | 77 | 62 | 80 | 77.3 | 732 | 40 |  | No
2008780 | Active | COLEMAN | YORK BY JOHNSON CONTROLS | MG9S100C20MP11 | Yes | Natural Gas,Propane Gas | Upflow,Downflow,Horizontal | Non-Weatherized | 100 | 97 | 95.5 | 96.6 | 1202 | 123 |  | No | AFUE
2017050 | Active | COLEMAN, COLEMAN-EVCON, RED T, REVOLV, VEXAR | COLEMAN BY JOHNSON CONTROLS | MG9S100C20MP11 | Yes | Natural Gas,Propane Gas | Upflow,Downflow,Horizontal | Non-Weatherized | 100 | 97 | 95.5 | 96.6 | 1202 | 123 |  | No | AFUE
5613279 | Active | VEXAR, REDT | STYLE CREST, INC. | MG9S100C20MP11 | Yes | Natural Gas,Propane Gas | Upflow,Downflow,Horizontal | Non-Weatherized | 100 | 97 | 95.5 | 96.6 | 1202 | 123 |  | No | AFUE
2008781 | Discontinued | COLEMAN | YORK BY JOHNSON CONTROLS | MG9S120D20MP11 | Yes | Natural Gas,Propane Gas | Upflow,Downflow,Horizontal | Non-Weatherized | 120 | 116 | 95.5 | 112.6 | 1400 | 124 |  | No | AFUE
2017051 | Discontinued | COLEMAN, COLEMAN-EVCON, RED T, REVOLV, VEXAR | COLEMAN BY JOHNSON CONTROLS | MG9S120D20MP11 | Yes | Natural Gas,Propane Gas | Upflow,Downflow,Horizontal | Non-Weatherized | 120 | 116 | 95.5 | 112.6 | 1400 | 124 |  | No | AFUE
5613280 | Discontinued | VEXAR, REDT | STYLE CREST, INC. | MG9S120D20MP11 | Yes | Natural Gas,Propane Gas | Upflow,Downflow,Horizontal | Non-Weatherized | 120 | 116 | 95.5 | 112.6 | 1400 | 124 |  | No | AFUE
2008782 | Active | COLEMAN | YORK BY JOHNSON CONTROLS | MG9S060B12MP11 | Yes | Natural Gas,Propane Gas | Upflow,Downflow,Horizontal | Non-Weatherized | 60 | 58 | 95.5 | 48.1 | 692 | 124 |  | No | AFUE
2017052 | Active | COLEMAN, COLEMAN-EVCON, RED T, REVOLV, VEXAR | COLEMAN BY JOHNSON CONTROLS | MG9S060B12MP11 | Yes | Natural Gas,Propane Gas | Upflow,Downflow,Horizontal | Non-Weatherized | 60 | 58 | 95.5 | 48.1 | 692 | 124 |  | No | AFUE
5613275 | Active | VEXAR, REDT | STYLE CREST, INC. | MG9S060B12MP11 | Yes | Natural Gas,Propane Gas | Upflow,Downflow,Horizontal | Non-Weatherized | 60 | 58 | 95.5 | 48.1 | 692 | 124 |  | No | AFUE
2008783 | Active | COLEMAN | YORK BY JOHNSON CONTROLS | MG9S100C16MP11 | Yes | Natural Gas,Propane Gas | Upflow,Downflow,Horizontal | Non-Weatherized | 100 | 97 | 95.5 | 96.4 | 1241 | 126 |  | No | AFUE
2017053 | Active | COLEMAN, COLEMAN-EVCON, RED T, REVOLV, VEXAR | COLEMAN BY JOHNSON CONTROLS | MG9S100C16MP11 | Yes | Natural Gas,Propane Gas | Upflow,Downflow,Horizontal | Non-Weatherized | 100 | 97 | 95.5 | 96.4 | 1241 | 126 |  | No | AFUE
5613278 | Active | VEXAR, REDT | STYLE CREST, INC. | MG9S100C16MP11 | Yes | Natural Gas,Propane Gas | Upflow,Downflow,Horizontal | Non-Weatherized | 100 | 97 | 95.5 | 96.4 | 1241 | 126 |  | No | AFUE
2008784 | Active | COLEMAN | YORK BY JOHNSON CONTROLS | MG9S080B12MP11 | Yes | Natural Gas,Propane Gas | Upflow,Downflow,Horizontal | Non-Weatherized | 80 | 78 | 95.5 | 80.6 | 1001 | 100 |  | No | AFUE
2017054 | Active | COLEMAN, COLEMAN-EVCON, RED T, REVOLV, VEXAR | COLEMAN BY JOHNSON CONTROLS | MG9S080B12MP11 | Yes | Natural Gas,Propane Gas | Upflow,Downflow,Horizontal | Non-Weatherized | 80 | 78 | 95.5 | 80.6 | 1001 | 100 |  | No | AFUE
5613276 | Active | VEXAR, REDT | STYLE CREST, INC. | MG9S080B12MP11 | Yes | Natural Gas,Propane Gas | Upflow,Downflow,Horizontal | Non-Weatherized | 80 | 78 | 95.5 | 80.6 | 1001 | 100 |  | No | AFUE
2008785 | Active | COLEMAN | YORK BY JOHNSON CONTROLS | MG9S080C16MP11 | Yes | Natural Gas,Propane Gas | Upflow,Downflow,Horizontal | Non-Weatherized | 80 | 78 | 95.5 | 80.5 | 1009 | 125 |  | No | AFUE
2017055 | Active | COLEMAN, COLEMAN-EVCON, RED T, REVOLV, VEXAR | COLEMAN BY JOHNSON CONTROLS | MG9S080C16MP11 | Yes | Natural Gas,Propane Gas | Upflow,Downflow,Horizontal | Non-Weatherized | 80 | 78 | 95.5 | 80.5 | 1009 | 125 |  | No | AFUE
5613277 | Active | VEXAR, REDT | STYLE CREST, INC. | MG9S080C16MP11 | Yes | Natural Gas,Propane Gas | Upflow,Downflow,Horizontal | Non-Weatherized | 80 | 78 | 95.5 | 80.5 | 1009 | 125 |  | No | AFUE
2008927 | Active | XP80 OIL | TRANE | THV1M087A948SA |  | Oil | Upflow | Non-Weatherized | 105 | 88 | 84.3 | 92.8 | 834 | 120 | Yes | No
2016211 | Active | SILVER SI OIL | AMERICAN STANDARD HEATING & AIR CONDITIONING | AHV1M087A948SA |  | Oil | Upflow | Non-Weatherized | 105 | 88 | 84.3 | 92.8 | 834 | 120 |  | No
2008928 | Active | XP80 OIL | TRANE | TLF1M087A948SA |  | Oil | Upflow | Non-Weatherized | 105 | 87 | 83.4 | 92.9 | 820 | 119 | Yes | No
2016210 | Active | SILVER SI OIL | AMERICAN STANDARD HEATING & AIR CONDITIONING | ALF1M087A948SA |  | Oil | Upflow | Non-Weatherized | 105 | 87 | 83.4 | 92.9 | 820 | 119 |  | No
2008929 | Active | XP80 OIL | TRANE | TLR1M087A948SA |  | Oil | Upflow | Non-Weatherized | 105 | 90 | 84.2 | 92.2 | 776 | 121 | Yes | No
2016209 | Active | SILVER SI OIL | AMERICAN STANDARD HEATING & AIR CONDITIONING | ALR1M087A948SA |  | Oil | Upflow | Non-Weatherized | 105 | 90 | 84.2 | 92.2 | 776 | 121 |  | No
2008930 | Active | XP80 OIL | TRANE | TDF1M087A948SA |  | Oil | Downflow,Horizontal | Non-Weatherized | 105 | 87 | 83.3 | 92.9 | 832 | 121 | Yes | No
2016208 | Active | SILVER SI OIL | AMERICAN STANDARD HEATING & AIR CONDITIONING | ADF1M087A948SA |  | Oil | Downflow,Horizontal | Non-Weatherized | 105 | 87 | 83.3 | 92.9 | 832 | 121 |  | No
2008931 | Active | XV80 OIL | TRANE | THV1M087A9V5SA |  | Oil | Upflow | Non-Weatherized | 105 | 88 | 84.3 | 93.6 | 631 | 120 | Yes | Yes
2016218 | Active | PLATINUM XV OIL | AMERICAN STANDARD HEATING & AIR CONDITIONING | AHV1M087A9V5SA |  | Oil | Upflow | Non-Weatherized | 105 | 88 | 84.3 | 93.6 | 631 | 120 |  | Yes
2008932 | Active | XV80 OIL | TRANE | THV1M087A9V3SA |  | Oil | Upflow | Non-Weatherized | 105 | 88 | 84.3 | 93.7 | 629 | 120 | Yes | Yes
2016217 | Active | PLATINUM XV OIL | AMERICAN STANDARD HEATING & AIR CONDITIONING | AHV1M087A9V3SA |  | Oil | Upflow | Non-Weatherized | 105 | 88 | 84.3 | 93.7 | 629 | 120 |  | Yes
2008934 | Active | XV80 OIL | TRANE | TDF1M087A9V5SA |  | Oil | Downflow,Horizontal | Non-Weatherized | 105 | 87 | 83.3 | 94.1 | 530 | 121 | Yes | Yes | AMACF
2016216 | Active | PLATINUM XV OIL | AMERICAN STANDARD HEATING & AIR CONDITIONING | ADF1M087A9V5SA |  | Oil | Downflow,Horizontal | Non-Weatherized | 105 | 87 | 83.3 | 94.1 | 530 | 121 |  | Yes | AMACF
2008935 | Active | XV80 OIL | TRANE | TDF1M087A9V3SA |  | Oil | Downflow,Horizontal | Non-Weatherized | 105 | 87 | 83.3 | 94.7 | 395 | 121 | Yes | Yes | AMACF
2016215 | Active | PLATINUM XV OIL | AMERICAN STANDARD HEATING & AIR CONDITIONING | ADF1M087A9V3SA |  | Oil | Downflow,Horizontal | Non-Weatherized | 105 | 87 | 83.3 | 94.7 | 395 | 121 |  | Yes | AMACF
2008936 | Active | XV80 OIL | TRANE | TLF1M087A9V5SA |  | Oil | Upflow | Non-Weatherized | 105 | 87 | 83.4 | 94.4 | 454 | 119 | Yes | Yes | AMACF
2016212 | Active | PLATINUM XV OIL | AMERICAN STANDARD HEATING & AIR CONDITIONING | ALF1M087A9V5SA |  | Oil | Upflow | Non-Weatherized | 105 | 87 | 83.4 | 94.4 | 454 | 119 |  | Yes | AMACF
2008937 | Active | XV80 OIL | TRANE | TLR1M087A9V3SA |  | Oil | Upflow | Non-Weatherized | 105 | 90 | 84.2 | 93.5 | 466 | 121 | Yes | Yes | AMACF
2016213 | Active | PLATINUM XV OIL | AMERICAN STANDARD HEATING & AIR CONDITIONING | ALR1M087A9V3SA |  | Oil | Upflow | Non-Weatherized | 105 | 90 | 84.2 | 93.5 | 466 | 121 |  | Yes | AMACF
2008938 | Active | XV80 OIL | TRANE | TLR1M087A9V5SA |  | Oil | Upflow | Non-Weatherized | 105 | 90 | 84.2 | 93.7 | 415 | 121 | Yes | Yes | AMACF
2016214 | Active | PLATINUM XV OIL | AMERICAN STANDARD HEATING & AIR CONDITIONING | ALR1M087A9V5SA |  | Oil | Upflow | Non-Weatherized | 105 | 90 | 84.2 | 93.7 | 415 | 121 |  | Yes | AMACF
2008939 | Active | XR80 | TRANE | TDD1B080A9361A* |  | Natural Gas, Propane Gas | Downflow, Horizontal | Non-Weatherized | 80 | 64 | 80 | 76.7 | 687 | 79 | Yes | No
2016582 | Active | SILVER SI+ | AMERICAN STANDARD HEATING & AIR CONDITIONING | ADD1B080A9361A* |  | Natural Gas, Propane Gas | Downflow, Horizontal | Non-Weatherized | 80 | 64 | 80 | 76.7 | 687 | 79 |  | No
2008940 | Active | XR80 | TRANE | TDD1B060A9361A |  | Natural Gas, Propane Gas | Downflow, Horizontal | Non-Weatherized | 60 | 48 | 80 | 57.3 | 583 | 82 | Yes | No
2016624 | Active | SILVER SI+ | AMERICAN STANDARD HEATING & AIR CONDITIONING | ADD1B060A9361A* |  | Natural Gas, Propane Gas | Downflow, Horizontal | Non-Weatherized | 60 | 48 | 80 | 57.3 | 583 | 82 |  | No
2008944 | Discontinued | DAVE LENNOX SIGNATURE | LENNOX INDUSTRIES, INC. | 15GCSXAV-24-068X-230-* |  | Natural Gas, Propane Gas | Downflow, Horizontal | Weatherized | 68 | 54 | 78 | 59.8 | 361 | 110 | Yes | Yes
2008945 | Discontinued | DAVE LENNOX SIGNATURE | LENNOX INDUSTRIES, INC. | 15GCSXAV-30-068X-230-* |  | Natural Gas, Propane Gas | Downflow, Horizontal | Weatherized | 68 | 54 | 78 | 59.8 | 361 | 110 |  | Yes
2008949 | Discontinued | DAVE LENNOX SIGNATURE | LENNOX INDUSTRIES, INC. | 15GCSXAV-36-090X-230-* |  | Natural Gas,Propane Gas | Downflow,Horizontal | Weatherized | 90 | 72 | 78 | 77.8 | 621 | 116 | Yes | Yes
2008950 | Discontinued | DAVE LENNOX SIGNATURE | LENNOX INDUSTRIES, INC. | 15GCSXAV-42-110X-230-* |  | Natural Gas, Propane Gas | Downflow, Horizontal | Weatherized | 110 | 88 | 78 | 99.4 | 471 | 121 | Yes | Yes
2008954 | Discontinued | DAVE LENNOX SIGNATURE | LENNOX INDUSTRIES, INC. | 15GCSXAV-36-068X-230-* |  | Natural Gas, Propane Gas | Downflow, Horizontal | Weatherized | 68 | 54 | 78 | 59.8 | 361 | 110 |  | Yes
2008955 | Discontinued | DAVE LENNOX SIGNATURE | LENNOX INDUSTRIES, INC. | 15GCSXAV-42-083X-230-* |  | Natural Gas,Propane Gas | Downflow,Horizontal | Weatherized | 83 | 66 | 78 | 79.1 | 496 | 113 | Yes | Yes
2003169 | Discontinued | AIRQUEST,ARCOAIRE,COMFORTMAKER,DAY & NIGHT,HEIL,ICP COMMERCIAL,KEEPRITE,TEMPSTAR | INTERNATIONAL COMFORT PRODUCTS | RGS036KL |  | Natural Gas,Propane Gas | Downflow,Horizontal | Weatherized | 60 | 47 | 80.6 | 56.2 | 731 | 93 |  | Yes
2003173 | Discontinued | AIRQUEST,ARCOAIRE,COMFORTMAKER,DAY & NIGHT,HEIL,ICP COMMERCIAL,KEEPRITE,TEMPSTAR | INTERNATIONAL COMFORT PRODUCTS | RGS060KL |  | Natural Gas,Propane Gas | Downflow,Horizontal | Weatherized | 60 | 47 | 80.6 | 56.2 | 731 | 93 |  | Yes
2003174 | Discontinued | AIRQUEST,ARCOAIRE,COMFORTMAKER,DAY & NIGHT,HEIL,ICP COMMERCIAL,KEEPRITE,TEMPSTAR | INTERNATIONAL COMFORT PRODUCTS | RGS048KL |  | Natural Gas,Propane Gas | Downflow,Horizontal | Weatherized | 60 | 47 | 80.6 | 56.2 | 731 | 93 |  | Yes
2010242 | Discontinued | BRYANT LEGACY | BRYANT HEATING & COOLING SYSTEMS | 580JJ05B060 |  | Natural Gas,Propane Gas | Downflow,Horizontal | Weatherized | 60 | 47 | 80.6 | 56.2 | 731 | 93 |  | Yes
2010243 | Discontinued | BRYANT LEGACY | BRYANT HEATING & COOLING SYSTEMS | 580JJ04B060 |  | Natural Gas,Propane Gas | Downflow,Horizontal | Weatherized | 60 | 47 | 80.6 | 56.2 | 731 | 93 |  | Yes
2010244 | Discontinued | BRYANT LEGACY | BRYANT HEATING & COOLING SYSTEMS | 580JJ06B060 |  | Natural Gas,Propane Gas | Downflow,Horizontal | Weatherized | 60 | 47 | 80.6 | 56.2 | 731 | 93 |  | Yes
2010258 | Discontinued | BRYANT LEGACY | BRYANT HEATING & COOLING SYSTEMS | 580JJ04H060 |  | Natural Gas,Propane Gas | Downflow,Horizontal | Weatherized | 60 | 47 | 80.6 | 56.2 | 731 | 93 |  | Yes
2010259 | Discontinued | BRYANT LEGACY | BRYANT HEATING & COOLING SYSTEMS | 580JJ05H060 |  | Natural Gas,Propane Gas | Downflow,Horizontal | Weatherized | 60 | 47 | 80.6 | 56.2 | 731 | 93 |  | Yes
2010260 | Discontinued | BRYANT LEGACY | BRYANT HEATING & COOLING SYSTEMS | 580JJ06H060 |  | Natural Gas,Propane Gas | Downflow,Horizontal | Weatherized | 60 | 47 | 80.6 | 56.2 | 731 | 93 |  | Yes
2029072 | Discontinued | CARRIER WEATHERMAKER | CARRIER CORPORATION | 48TCL*04***3 |  | Natural Gas,Propane Gas | Downflow,Horizontal | Weatherized | 60 | 47 | 80.6 | 56.2 | 731 | 93 | Yes | Yes
3868463 | Discontinued | BRYANT PREFERRED | BRYANT HEATING & COOLING SYSTEMS | 581JJ04B060 |  | Natural Gas,Propane Gas | Downflow,Horizontal | Weatherized | 60 | 47 | 80.6 | 56.2 | 731 | 93 |  | Yes
3868464 | Discontinued | BRYANT PREFERRED | BRYANT HEATING & COOLING SYSTEMS | 581JJ04H060 |  | Natural Gas,Propane Gas | Downflow,Horizontal | Weatherized | 60 | 47 | 80.6 | 56.2 | 731 | 93 |  | Yes
3868465 | Discontinued | BRYANT PREFERRED | BRYANT HEATING & COOLING SYSTEMS | 581JJ05B060 |  | Natural Gas,Propane Gas | Downflow,Horizontal | Weatherized | 60 | 47 | 80.6 | 56.2 | 731 | 93 |  | Yes
3868466 | Discontinued | BRYANT PREFERRED | BRYANT HEATING & COOLING SYSTEMS | 581JJ05H060 |  | Natural Gas,Propane Gas | Downflow,Horizontal | Weatherized | 60 | 47 | 80.6 | 56.2 | 731 | 93 |  | Yes
3868467 | Discontinued | BRYANT PREFERRED | BRYANT HEATING & COOLING SYSTEMS | 581JJ06B060 |  | Natural Gas,Propane Gas | Downflow,Horizontal | Weatherized | 60 | 47 | 80.6 | 56.2 | 731 | 93 |  | Yes
3868468 | Discontinued | BRYANT PREFERRED | BRYANT HEATING & COOLING SYSTEMS | 581JJ06H060 |  | Natural Gas,Propane Gas | Downflow,Horizontal | Weatherized | 60 | 47 | 80.6 | 56.2 | 731 | 93 |  | Yes
3901864 | Discontinued | AIRQUEST, ARCOAIRE, COMFORTMAKER, DAY & NIGHT, HEIL, ICP COMMERCIAL, KEEPRITE, KENMORE, TEMPSTAR | INTERNATIONAL COMFORT PRODUCTS | RGH036KL |  | Natural Gas,Propane Gas | Downflow,Horizontal | Weatherized | 60 | 47 | 80.6 | 56.2 | 731 | 93 |  | Yes
3901866 | Discontinued | AIRQUEST, ARCOAIRE, COMFORTMAKER, DAY & NIGHT, HEIL, ICP COMMERCIAL, KEEPRITE, KENMORE, TEMPSTAR | INTERNATIONAL COMFORT PRODUCTS | RGH048KL |  | Natural Gas,Propane Gas | Downflow,Horizontal | Weatherized | 60 | 47 | 80.6 | 56.2 | 731 | 93 |  | Yes
3901867 | Discontinued | AIRQUEST, ARCOAIRE, COMFORTMAKER, DAY & NIGHT, HEIL, ICP COMMERCIAL, KEEPRITE, KENMORE, TEMPSTAR | INTERNATIONAL COMFORT PRODUCTS | RGH060KL |  | Natural Gas,Propane Gas | Downflow,Horizontal | Weatherized | 60 | 47 | 80.6 | 56.2 | 731 | 93 |  | Yes
2029073 | Discontinued | CARRIER WEATHERMAKER | CARRIER CORPORATION | 48TCL*06***3 |  | Natural Gas,Propane Gas | Downflow,Horizontal | Weatherized | 60 | 47 | 80.6 | 56.2 | 731 | 93 |  | Yes
2029074 | Discontinued | CARRIER WEATHERMAKER | CARRIER CORPORATION | 48TCL*05***3 |  | Natural Gas,Propane Gas | Downflow,Horizontal | Weatherized | 60 | 47 | 80.6 | 56.2 | 731 | 93 |  | Yes
2029075 | Discontinued | CARRIER WEATHERMAKER | CARRIER CORPORATION | 48TCM*06***3 |  | Natural Gas,Propane Gas | Downflow,Horizontal | Weatherized | 90 | 72 | 80.6 | 75.9 | 854 | 97 |  | Yes
2003167 | Discontinued | AIRQUEST,ARCOAIRE,COMFORTMAKER,DAY & NIGHT,HEIL,ICP COMMERCIAL,KEEPRITE,TEMPSTAR | INTERNATIONAL COMFORT PRODUCTS | RGS048KM |  | Natural Gas,Propane Gas | Downflow,Horizontal | Weatherized | 90 | 72 | 80.6 | 75.9 | 854 | 97 |  | Yes
2003168 | Discontinued | AIRQUEST,ARCOAIRE,COMFORTMAKER,DAY & NIGHT,HEIL,ICP COMMERCIAL,KEEPRITE,TEMPSTAR | INTERNATIONAL COMFORT PRODUCTS | RGS060KM |  | Natural Gas,Propane Gas | Downflow,Horizontal | Weatherized | 90 | 72 | 80.6 | 75.9 | 854 | 97 |  | Yes
2003172 | Discontinued | AIRQUEST,ARCOAIRE,COMFORTMAKER,DAY & NIGHT,HEIL,ICP COMMERCIAL,KEEPRITE,TEMPSTAR | INTERNATIONAL COMFORT PRODUCTS | RGS036KM |  | Natural Gas,Propane Gas | Downflow,Horizontal | Weatherized | 90 | 72 | 80.6 | 75.9 | 854 | 97 |  | Yes
2010245 | Discontinued | BRYANT LEGACY | BRYANT HEATING & COOLING SYSTEMS | 580JJ05B090 |  | Natural Gas,Propane Gas | Downflow,Horizontal | Weatherized | 90 | 72 | 80.6 | 75.9 | 854 | 97 |  | Yes
2010246 | Discontinued | BRYANT LEGACY | BRYANT HEATING & COOLING SYSTEMS | 580JJ04B090 |  | Natural Gas,Propane Gas | Downflow,Horizontal | Weatherized | 90 | 72 | 80.6 | 75.9 | 854 | 97 |  | Yes
2010247 | Discontinued | BRYANT LEGACY | BRYANT HEATING & COOLING SYSTEMS | 580JJ06B090 |  | Natural Gas,Propane Gas | Downflow,Horizontal | Weatherized | 90 | 72 | 80.6 | 75.9 | 854 | 97 |  | Yes
2010261 | Discontinued | BRYANT LEGACY | BRYANT HEATING & COOLING SYSTEMS | 580JJ06H090 |  | Natural Gas,Propane Gas | Downflow,Horizontal | Weatherized | 90 | 72 | 80.6 | 75.9 | 854 | 97 |  | Yes
2010262 | Discontinued | BRYANT LEGACY | BRYANT HEATING & COOLING SYSTEMS | 580JJ04H090 |  | Natural Gas,Propane Gas | Downflow,Horizontal | Weatherized | 90 | 72 | 80.6 | 75.9 | 854 | 97 |  | Yes
2010263 | Discontinued | BRYANT LEGACY | BRYANT HEATING & COOLING SYSTEMS | 580JJ05H090 |  | Natural Gas,Propane Gas | Downflow,Horizontal | Weatherized | 90 | 72 | 80.6 | 75.9 | 854 | 97 |  | Yes
2029076 | Discontinued | CARRIER WEATHERMAKER | CARRIER CORPORATION | 48TCM*04***3 |  | Natural Gas,Propane Gas | Downflow,Horizontal | Weatherized | 90 | 72 | 80.6 | 75.9 | 854 | 97 | Yes | Yes
3874564 | Discontinued | BRYANT PREFERRED | BRYANT HEATING & COOLING SYSTEMS | 581JJ04B090 |  | Natural Gas,Propane Gas | Downflow,Horizontal | Weatherized | 90 | 72 | 80.6 | 75.9 | 854 | 97 |  | Yes
3874565 | Discontinued | BRYANT PREFERRED | BRYANT HEATING & COOLING SYSTEMS | 581JJ04H090 |  | Natural Gas,Propane Gas | Downflow,Horizontal | Weatherized | 90 | 72 | 80.6 | 75.9 | 854 | 97 |  | Yes
3874566 | Discontinued | BRYANT PREFERRED | BRYANT HEATING & COOLING SYSTEMS | 581JJ05B090 |  | Natural Gas,Propane Gas | Downflow,Horizontal | Weatherized | 90 | 72 | 80.6 | 75.9 | 854 | 97 |  | Yes
3874567 | Discontinued | BRYANT PREFERRED | BRYANT HEATING & COOLING SYSTEMS | 581JJ05H090 |  | Natural Gas,Propane Gas | Downflow,Horizontal | Weatherized | 90 | 72 | 80.6 | 75.9 | 854 | 97 |  | Yes
3874568 | Discontinued | BRYANT PREFERRED | BRYANT HEATING & COOLING SYSTEMS | 581JJ06B090 |  | Natural Gas,Propane Gas | Downflow,Horizontal | Weatherized | 90 | 72 | 80.6 | 75.9 | 854 | 97 |  | Yes
3874569 | Discontinued | BRYANT PREFERRED | BRYANT HEATING & COOLING SYSTEMS | 581JJ06H090 |  | Natural Gas,Propane Gas | Downflow,Horizontal | Weatherized | 90 | 72 | 80.6 | 75.9 | 854 | 97 |  | Yes
3874570 | Discontinued | AIRQUEST,ARCOAIRE,COMFORTMAKER,DAY & NIGHT,HEIL,ICP COMMERCIAL,KEEPRITE,TEMPSTAR | INTERNATIONAL COMFORT PRODUCTS | RGH036KM |  | Natural Gas,Propane Gas | Downflow,Horizontal | Weatherized | 90 | 72 | 80.6 | 75.9 | 854 | 97 |  | Yes
3874571 | Discontinued | AIRQUEST,ARCOAIRE,COMFORTMAKER,DAY & NIGHT,HEIL,ICP COMMERCIAL,KEEPRITE,TEMPSTAR | INTERNATIONAL COMFORT PRODUCTS | RGH048KM |  | Natural Gas,Propane Gas | Downflow,Horizontal | Weatherized | 90 | 72 | 80.6 | 75.9 | 854 | 97 |  | Yes
3874572 | Discontinued | AIRQUEST,ARCOAIRE,COMFORTMAKER,DAY & NIGHT,HEIL,ICP COMMERCIAL,KEEPRITE,TEMPSTAR | INTERNATIONAL COMFORT PRODUCTS | RGH060KM |  | Natural Gas,Propane Gas | Downflow,Horizontal | Weatherized | 90 | 72 | 80.6 | 75.9 | 854 | 97 |  | Yes
2029077 | Discontinued | CARRIER WEATHERMAKER | CARRIER CORPORATION | 48TCM*05***3 |  | Natural Gas,Propane Gas | Downflow,Horizontal | Weatherized | 90 | 72 | 80.6 | 75.9 | 854 | 97 |  | Yes
2003170 | Discontinued | AIRQUEST,ARCOAIRE,COMFORTMAKER,DAY & NIGHT,HEIL,ICP COMMERCIAL,KEEPRITE,TEMPSTAR | INTERNATIONAL COMFORT PRODUCTS | RGS060KN |  | Natural Gas,Propane Gas | Downflow,Horizontal | Weatherized | 120 | 97 | 81.5 | 114 | 866 | 91 |  | Yes
2003171 | Discontinued | AIRQUEST,ARCOAIRE,COMFORTMAKER,DAY & NIGHT,HEIL,ICP COMMERCIAL,KEEPRITE,TEMPSTAR | INTERNATIONAL COMFORT PRODUCTS | RGS048KN |  | Natural Gas,Propane Gas | Downflow,Horizontal | Weatherized | 120 | 97 | 81.5 | 114 | 866 | 91 |  | Yes
2010248 | Discontinued | BRYANT LEGACY | BRYANT HEATING & COOLING SYSTEMS | 580JJ05B120 |  | Natural Gas,Propane Gas | Downflow,Horizontal | Weatherized | 120 | 97 | 81.5 | 114 | 866 | 91 |  | Yes
2010249 | Discontinued | BRYANT LEGACY | BRYANT HEATING & COOLING SYSTEMS | 580JJ06B120 |  | Natural Gas,Propane Gas | Downflow,Horizontal | Weatherized | 120 | 97 | 81.5 | 114 | 866 | 91 |  | Yes
2010264 | Discontinued | BRYANT LEGACY | BRYANT HEATING & COOLING SYSTEMS | 580JJ05H120 |  | Natural Gas,Propane Gas | Downflow,Horizontal | Weatherized | 120 | 97 | 81.5 | 114 | 866 | 91 |  | Yes
2010265 | Discontinued | BRYANT LEGACY | BRYANT HEATING & COOLING SYSTEMS | 580JJ06H120 |  | Natural Gas,Propane Gas | Downflow,Horizontal | Weatherized | 120 | 97 | 81.5 | 114 | 866 | 91 |  | Yes
2029078 | Discontinued | CARRIER WEATHERMAKER | CARRIER CORPORATION | 48TCN*05***3 |  | Natural Gas,Propane Gas | Downflow,Horizontal | Weatherized | 120 | 97 | 81.5 | 114 | 866 | 91 | Yes | Yes
3873998 | Discontinued | BRYANT PREFERRED | BRYANT HEATING & COOLING SYSTEMS | 581JJ05B120 |  | Natural Gas,Propane Gas | Downflow,Horizontal | Weatherized | 120 | 97 | 81.5 | 114 | 866 | 91 |  | Yes
3873999 | Discontinued | BRYANT PREFERRED | BRYANT HEATING & COOLING SYSTEMS | 581JJ05H120 |  | Natural Gas,Propane Gas | Downflow,Horizontal | Weatherized | 120 | 97 | 81.5 | 114 | 866 | 91 |  | Yes
3874000 | Discontinued | BRYANT PREFERRED | BRYANT HEATING & COOLING SYSTEMS | 581JJ06B120 |  | Natural Gas,Propane Gas | Downflow,Horizontal | Weatherized | 120 | 97 | 81.5 | 114 | 866 | 91 |  | Yes
3874001 | Discontinued | BRYANT PREFERRED | BRYANT HEATING & COOLING SYSTEMS | 581JJ06H120 |  | Natural Gas,Propane Gas | Downflow,Horizontal | Weatherized | 120 | 97 | 81.5 | 114 | 866 | 91 |  | Yes
3874002 | Discontinued | AIRQUEST,ARCOAIRE,COMFORTMAKER,DAY & NIGHT,HEIL,ICP COMMERCIAL,KEEPRITE,TEMPSTAR | INTERNATIONAL COMFORT PRODUCTS | RGH048KN |  | Natural Gas,Propane Gas | Downflow,Horizontal | Weatherized | 120 | 97 | 81.5 | 114 | 866 | 91 |  | Yes
3874003 | Discontinued | AIRQUEST,ARCOAIRE,COMFORTMAKER,DAY & NIGHT,HEIL,ICP COMMERCIAL,KEEPRITE,TEMPSTAR | INTERNATIONAL COMFORT PRODUCTS | RGH060KN |  | Natural Gas,Propane Gas | Downflow,Horizontal | Weatherized | 120 | 97 | 81.5 | 114 | 866 | 91 |  | Yes
2029079 | Discontinued | CARRIER WEATHERMAKER | CARRIER CORPORATION | 48TCN*06***3 |  | Natural Gas,Propane Gas | Downflow,Horizontal | Weatherized | 120 | 97 | 81.5 | 114 | 866 | 91 |  | Yes
2029080 | Discontinued | CARRIER WEATHERMAKER | CARRIER CORPORATION | 48TCD*05***3 |  | Natural Gas,Propane Gas | Downflow,Horizontal | Weatherized | 72 | 56 | 79.1 | 58.7 | 688 | 95 |  | Yes
2029081 | Discontinued | CARRIER WEATHERMAKER | CARRIER CORPORATION | 48TCD*06***3 |  | Natural Gas,Propane Gas | Downflow,Horizontal | Weatherized | 72 | 56 | 79.1 | 58.7 | 688 | 95 |  | Yes
2029082 | Discontinued | CARRIER WEATHERMAKER | CARRIER CORPORATION | 48TCS*06***3 |  | Natural Gas,Propane Gas | Downflow,Horizontal | Weatherized | 72 | 56 | 79.1 | 58.7 | 688 | 95 |  | Yes
2029083 | Discontinued | CARRIER WEATHERMAKER | CARRIER CORPORATION | 48TCS*05***3 |  | Natural Gas,Propane Gas | Downflow,Horizontal | Weatherized | 72 | 56 | 79.1 | 58.7 | 688 | 95 |  | Yes
2003176 | Discontinued | AIRQUEST,ARCOAIRE,COMFORTMAKER,DAY & NIGHT,HEIL,ICP COMMERCIAL,KEEPRITE,TEMPSTAR | INTERNATIONAL COMFORT PRODUCTS | RGS048KD |  | Natural Gas,Propane Gas | Downflow,Horizontal | Weatherized | 72 | 56 | 79.1 | 58.7 | 688 | 95 |  | Yes
2003177 | Discontinued | AIRQUEST,ARCOAIRE,COMFORTMAKER,DAY & NIGHT,HEIL,ICP COMMERCIAL,KEEPRITE,TEMPSTAR | INTERNATIONAL COMFORT PRODUCTS | RGS036KD |  | Natural Gas,Propane Gas | Downflow,Horizontal | Weatherized | 72 | 56 | 79.1 | 58.7 | 688 | 95 |  | Yes
2003178 | Discontinued | AIRQUEST,ARCOAIRE,COMFORTMAKER,DAY & NIGHT,HEIL,ICP COMMERCIAL,KEEPRITE,TEMPSTAR | INTERNATIONAL COMFORT PRODUCTS | RGS060KD |  | Natural Gas,Propane Gas | Downflow,Horizontal | Weatherized | 72 | 56 | 79.1 | 58.7 | 688 | 95 |  | Yes
2003843 | Discontinued | AIRQUEST,ARCOAIRE,COMFORTMAKER,DAY & NIGHT,HEIL,ICP COMMERCIAL,KEEPRITE,TEMPSTAR | INTERNATIONAL COMFORT PRODUCTS | RGS036KS |  | Natural Gas,Propane Gas | Downflow,Horizontal | Weatherized | 72 | 56 | 79.1 | 58.7 | 688 | 95 |  | Yes
2003844 | Discontinued | AIRQUEST,ARCOAIRE,COMFORTMAKER,DAY & NIGHT,HEIL,ICP COMMERCIAL,KEEPRITE,TEMPSTAR | INTERNATIONAL COMFORT PRODUCTS | RGS048KS |  | Natural Gas,Propane Gas | Downflow,Horizontal | Weatherized | 72 | 56 | 79.1 | 58.7 | 688 | 95 |  | Yes
2003848 | Discontinued | AIRQUEST,ARCOAIRE,COMFORTMAKER,DAY & NIGHT,HEIL,ICP COMMERCIAL,KEEPRITE,TEMPSTAR | INTERNATIONAL COMFORT PRODUCTS | RGS060KS |  | Natural Gas,Propane Gas | Downflow,Horizontal | Weatherized | 72 | 56 | 79.1 | 58.7 | 688 | 95 |  | Yes
2010266 | Discontinued | BRYANT LEGACY | BRYANT HEATING & COOLING SYSTEMS | 580JJ06A072 |  | Natural Gas,Propane Gas | Downflow,Horizontal | Weatherized | 72 | 56 | 79.1 | 58.7 | 688 | 95 |  | Yes
2010267 | Discontinued | BRYANT LEGACY | BRYANT HEATING & COOLING SYSTEMS | 580JJ05A072 |  | Natural Gas,Propane Gas | Downflow,Horizontal | Weatherized | 72 | 56 | 79.1 | 58.7 | 688 | 95 |  | Yes
2010268 | Discontinued | BRYANT LEGACY | BRYANT HEATING & COOLING SYSTEMS | 580JJ04A072 |  | Natural Gas,Propane Gas | Downflow,Horizontal | Weatherized | 72 | 56 | 79.1 | 58.7 | 688 | 95 |  | Yes
2010269 | Discontinued | BRYANT LEGACY | BRYANT HEATING & COOLING SYSTEMS | 580JJ06C072 |  | Natural Gas,Propane Gas | Downflow,Horizontal | Weatherized | 72 | 56 | 79.1 | 58.7 | 688 | 95 |  | Yes
2010270 | Discontinued | BRYANT LEGACY | BRYANT HEATING & COOLING SYSTEMS | 580JJ05C072 |  | Natural Gas,Propane Gas | Downflow,Horizontal | Weatherized | 72 | 56 | 79.1 | 58.7 | 688 | 95 |  | Yes
2010271 | Discontinued | BRYANT LEGACY | BRYANT HEATING & COOLING SYSTEMS | 580JJ04C072 |  | Natural Gas,Propane Gas | Downflow,Horizontal | Weatherized | 72 | 56 | 79.1 | 58.7 | 688 | 95 |  | Yes
2010294 | Discontinued | BRYANT LEGACY | BRYANT HEATING & COOLING SYSTEMS | 580JJ05J072 |  | Natural Gas,Propane Gas | Downflow,Horizontal | Weatherized | 72 | 56 | 79.1 | 58.7 | 688 | 95 |  | Yes
2010295 | Discontinued | BRYANT LEGACY | BRYANT HEATING & COOLING SYSTEMS | 580JJ04G072 |  | Natural Gas,Propane Gas | Downflow,Horizontal | Weatherized | 72 | 56 | 79.1 | 58.7 | 688 | 95 |  | Yes
2010296 | Discontinued | BRYANT LEGACY | BRYANT HEATING & COOLING SYSTEMS | 580JJ04J072 |  | Natural Gas,Propane Gas | Downflow,Horizontal | Weatherized | 72 | 56 | 79.1 | 58.7 | 688 | 95 |  | Yes
2010297 | Discontinued | BRYANT LEGACY | BRYANT HEATING & COOLING SYSTEMS | 580JJ06G072 |  | Natural Gas,Propane Gas | Downflow,Horizontal | Weatherized | 72 | 56 | 79.1 | 58.7 | 688 | 95 |  | Yes
2010298 | Discontinued | BRYANT LEGACY | BRYANT HEATING & COOLING SYSTEMS | 580JJ05G072 |  | Natural Gas,Propane Gas | Downflow,Horizontal | Weatherized | 72 | 56 | 79.1 | 58.7 | 688 | 95 |  | Yes
2010299 | Discontinued | BRYANT LEGACY | BRYANT HEATING & COOLING SYSTEMS | 580JJ06J072 |  | Natural Gas,Propane Gas | Downflow,Horizontal | Weatherized | 72 | 56 | 79.1 | 58.7 | 688 | 95 |  | Yes
2029084 | Discontinued | CARRIER WEATHERMAKER | CARRIER CORPORATION | 48TCD*04***3 |  | Natural Gas,Propane Gas | Downflow,Horizontal | Weatherized | 72 | 56 | 79.1 | 58.7 | 688 | 95 | Yes | Yes
3876106 | Discontinued | BRYANT PREFERRED | BRYANT HEATING & COOLING SYSTEMS | 581JJ04A072 |  | Natural Gas,Propane Gas | Downflow,Horizontal | Weatherized | 72 | 56 | 79.1 | 58.7 | 688 | 95 |  | Yes
3876189 | Discontinued | BRYANT PREFERRED | BRYANT HEATING & COOLING SYSTEMS | 581JJ04G072 |  | Natural Gas,Propane Gas | Downflow,Horizontal | Weatherized | 72 | 56 | 79.1 | 58.7 | 688 | 95 |  | Yes
3876257 | Discontinued | BRYANT PREFERRED | BRYANT HEATING & COOLING SYSTEMS | 581JJ04C072 |  | Natural Gas,Propane Gas | Downflow,Horizontal | Weatherized | 72 | 56 | 79.1 | 58.7 | 688 | 95 |  | Yes
3876326 | Discontinued | BRYANT PREFERRED | BRYANT HEATING & COOLING SYSTEMS | 581JJ04J072 |  | Natural Gas,Propane Gas | Downflow,Horizontal | Weatherized | 72 | 56 | 79.1 | 58.7 | 688 | 95 |  | Yes
3876386 | Discontinued | BRYANT PREFERRED | BRYANT HEATING & COOLING SYSTEMS | 581JJ05A072 |  | Natural Gas,Propane Gas | Downflow,Horizontal | Weatherized | 72 | 56 | 79.1 | 58.7 | 688 | 95 |  | Yes
3876451 | Discontinued | BRYANT PREFERRED | BRYANT HEATING & COOLING SYSTEMS | 581JJ05G072 |  | Natural Gas,Propane Gas | Downflow,Horizontal | Weatherized | 72 | 56 | 79.1 | 58.7 | 688 | 95 |  | Yes
3876507 | Discontinued | BRYANT PREFERRED | BRYANT HEATING & COOLING SYSTEMS | 581JJ05C072 |  | Natural Gas,Propane Gas | Downflow,Horizontal | Weatherized | 72 | 56 | 79.1 | 58.7 | 688 | 95 |  | Yes
3876550 | Discontinued | BRYANT PREFERRED | BRYANT HEATING & COOLING SYSTEMS | 581JJ05J072 |  | Natural Gas,Propane Gas | Downflow,Horizontal | Weatherized | 72 | 56 | 79.1 | 58.7 | 688 | 95 |  | Yes
3876609 | Discontinued | BRYANT PREFERRED | BRYANT HEATING & COOLING SYSTEMS | 581JJ06A072 |  | Natural Gas,Propane Gas | Downflow,Horizontal | Weatherized | 72 | 56 | 79.1 | 58.7 | 688 | 95 |  | Yes
3876666 | Discontinued | BRYANT PREFERRED | BRYANT HEATING & COOLING SYSTEMS | 581JJ06G072 |  | Natural Gas,Propane Gas | Downflow,Horizontal | Weatherized | 72 | 56 | 79.1 | 58.7 | 688 | 95 |  | Yes
3876669 | Discontinued | BRYANT PREFERRED | BRYANT HEATING & COOLING SYSTEMS | 581JJ06C072 |  | Natural Gas,Propane Gas | Downflow,Horizontal | Weatherized | 72 | 56 | 79.1 | 58.7 | 688 | 95 |  | Yes
3876670 | Discontinued | BRYANT PREFERRED | BRYANT HEATING & COOLING SYSTEMS | 581JJ06J072 |  | Natural Gas,Propane Gas | Downflow,Horizontal | Weatherized | 72 | 56 | 79.1 | 58.7 | 688 | 95 |  | Yes
3876672 | Discontinued | AIRQUEST,ARCOAIRE,COMFORTMAKER,DAY & NIGHT,HEIL,ICP COMMERCIAL,KEEPRITE,TEMPSTAR | INTERNATIONAL COMFORT PRODUCTS | RGH036KD |  | Natural Gas,Propane Gas | Downflow,Horizontal | Weatherized | 72 | 56 | 79.1 | 58.7 | 688 | 95 |  | Yes
3876673 | Discontinued | AIRQUEST,ARCOAIRE,COMFORTMAKER,DAY & NIGHT,HEIL,ICP COMMERCIAL,KEEPRITE,TEMPSTAR | INTERNATIONAL COMFORT PRODUCTS | RGH036KS |  | Natural Gas,Propane Gas | Downflow,Horizontal | Weatherized | 72 | 56 | 79.1 | 58.7 | 688 | 95 |  | Yes
3876674 | Discontinued | AIRQUEST,ARCOAIRE,COMFORTMAKER,DAY & NIGHT,HEIL,ICP COMMERCIAL,KEEPRITE,TEMPSTAR | INTERNATIONAL COMFORT PRODUCTS | RGH048KD |  | Natural Gas,Propane Gas | Downflow,Horizontal | Weatherized | 72 | 56 | 79.1 | 58.7 | 688 | 95 |  | Yes
3876675 | Discontinued | AIRQUEST,ARCOAIRE,COMFORTMAKER,DAY & NIGHT,HEIL,ICP COMMERCIAL,KEEPRITE,TEMPSTAR | INTERNATIONAL COMFORT PRODUCTS | RGH048KS |  | Natural Gas,Propane Gas | Downflow,Horizontal | Weatherized | 72 | 56 | 79.1 | 58.7 | 688 | 95 |  | Yes
3876676 | Discontinued | AIRQUEST,ARCOAIRE,COMFORTMAKER,DAY & NIGHT,HEIL,ICP COMMERCIAL,KEEPRITE,TEMPSTAR | INTERNATIONAL COMFORT PRODUCTS | RGH060KD |  | Natural Gas,Propane Gas | Downflow,Horizontal | Weatherized | 72 | 56 | 79.1 | 58.7 | 688 | 95 |  | Yes
3876678 | Discontinued | AIRQUEST,ARCOAIRE,COMFORTMAKER,DAY & NIGHT,HEIL,ICP COMMERCIAL,KEEPRITE,TEMPSTAR | INTERNATIONAL COMFORT PRODUCTS | RGH060KS |  | Natural Gas,Propane Gas | Downflow,Horizontal | Weatherized | 72 | 56 | 79.1 | 58.7 | 688 | 95 |  | Yes
2029085 | Discontinued | CARRIER WEATHERMAKER | CARRIER CORPORATION | 48TCS*04***3 |  | Natural Gas,Propane Gas | Downflow,Horizontal | Weatherized | 72 | 56 | 79.1 | 58.7 | 688 | 95 |  | Yes
2029086 | Discontinued | WEATHERMAKER ROOFTOP WITH PURON REFRIGERANT | CARRIER CORPORATION | 48TCE*06***3 |  | Natural Gas,Propane Gas | Downflow,Horizontal | Weatherized | 115 | 90 | 79 | 96.9 | 1022 | 96 |  | Yes
2029087 | Discontinued | WEATHERMAKER ROOFTOP WITH PURON REFRIGERANT | CARRIER CORPORATION | 48TCR*06***3 |  | Natural Gas,Propane Gas | Downflow,Horizontal | Weatherized | 115 | 90 | 79 | 96.9 | 1022 | 96 |  | Yes
2029088 | Discontinued | WEATHERMAKER ROOFTOP WITH PURON REFRIGERANT | CARRIER CORPORATION | 48TCR*05***3 |  | Natural Gas,Propane Gas | Downflow,Horizontal | Weatherized | 115 | 90 | 79 | 96.9 | 1022 | 96 |  | Yes
2003180 | Discontinued | AIRQUEST,ARCOAIRE,COMFORTMAKER,DAY & NIGHT,HEIL,ICP COMMERCIAL,KEEPRITE,TEMPSTAR | INTERNATIONAL COMFORT PRODUCTS | RGS048KE |  | Natural Gas,Propane Gas | Downflow,Horizontal | Weatherized | 115 | 90 | 79 | 96.9 | 1022 | 96 |  | Yes
2003182 | Discontinued | AIRQUEST,ARCOAIRE,COMFORTMAKER,DAY & NIGHT,HEIL,ICP COMMERCIAL,KEEPRITE,TEMPSTAR | INTERNATIONAL COMFORT PRODUCTS | RGS060KE |  | Natural Gas,Propane Gas | Downflow,Horizontal | Weatherized | 115 | 90 | 79 | 96.9 | 1022 | 96 |  | Yes
2003845 | Discontinued | AIRQUEST,ARCOAIRE,COMFORTMAKER,DAY & NIGHT,HEIL,ICP COMMERCIAL,KEEPRITE,TEMPSTAR | INTERNATIONAL COMFORT PRODUCTS | RGS060KR |  | Natural Gas,Propane Gas | Downflow,Horizontal | Weatherized | 115 | 90 | 79 | 96.9 | 1022 | 96 |  | Yes
2003849 | Discontinued | AIRQUEST,ARCOAIRE,COMFORTMAKER,DAY & NIGHT,HEIL,ICP COMMERCIAL,KEEPRITE,TEMPSTAR | INTERNATIONAL COMFORT PRODUCTS | RGS048KR |  | Natural Gas,Propane Gas | Downflow,Horizontal | Weatherized | 115 | 90 | 79 | 96.9 | 1022 | 96 |  | Yes
2010272 | Discontinued | BRYANT LEGACY | BRYANT HEATING & COOLING SYSTEMS | 580JJ05A115 |  | Natural Gas,Propane Gas | Downflow,Horizontal | Weatherized | 115 | 90 | 79 | 96.9 | 1022 | 96 |  | Yes
2010273 | Discontinued | BRYANT LEGACY | BRYANT HEATING & COOLING SYSTEMS | 580JJ06C115 |  | Natural Gas,Propane Gas | Downflow,Horizontal | Weatherized | 115 | 90 | 79 | 96.9 | 1022 | 96 |  | Yes
2010274 | Discontinued | BRYANT LEGACY | BRYANT HEATING & COOLING SYSTEMS | 580JJ06A115 |  | Natural Gas,Propane Gas | Downflow,Horizontal | Weatherized | 115 | 90 | 79 | 96.9 | 1022 | 96 |  | Yes
2010275 | Discontinued | BRYANT LEGACY | BRYANT HEATING & COOLING SYSTEMS | 580JJ05C115 |  | Natural Gas,Propane Gas | Downflow,Horizontal | Weatherized | 115 | 90 | 79 | 96.9 | 1022 | 96 |  | Yes
2010300 | Discontinued | BRYANT LEGACY | BRYANT HEATING & COOLING SYSTEMS | 580JJ06J115 |  | Natural Gas,Propane Gas | Downflow,Horizontal | Weatherized | 115 | 90 | 79 | 96.9 | 1022 | 96 |  | Yes
2010301 | Discontinued | BRYANT LEGACY | BRYANT HEATING & COOLING SYSTEMS | 580JJ05J115 |  | Natural Gas,Propane Gas | Downflow,Horizontal | Weatherized | 115 | 90 | 79 | 96.9 | 1022 | 96 |  | Yes
2010302 | Discontinued | BRYANT LEGACY | BRYANT HEATING & COOLING SYSTEMS | 580JJ06G115 |  | Natural Gas,Propane Gas | Downflow,Horizontal | Weatherized | 115 | 90 | 79 | 96.9 | 1022 | 96 |  | Yes
2010303 | Discontinued | BRYANT LEGACY | BRYANT HEATING & COOLING SYSTEMS | 580JJ05G115 |  | Natural Gas,Propane Gas | Downflow,Horizontal | Weatherized | 115 | 90 | 79 | 96.9 | 1022 | 96 |  | Yes
2029089 | Discontinued | WEATHERMAKER ROOFTOP WITH PURON REFRIGERANT | CARRIER CORPORATION | 48TCE*05***3 |  | Natural Gas,Propane Gas | Downflow,Horizontal | Weatherized | 115 | 90 | 79 | 96.9 | 1022 | 96 | Yes | Yes
3877474 | Discontinued | BRYANT PREFERRED | BRYANT HEATING & COOLING SYSTEMS | 581JJ05A115 |  | Natural Gas,Propane Gas | Downflow,Horizontal | Weatherized | 115 | 90 | 79 | 96.9 | 1022 | 96 |  | Yes
3877475 | Discontinued | BRYANT PREFERRED | BRYANT HEATING & COOLING SYSTEMS | 581JJ05G115 |  | Natural Gas,Propane Gas | Downflow,Horizontal | Weatherized | 115 | 90 | 79 | 96.9 | 1022 | 96 |  | Yes
3877476 | Discontinued | BRYANT PREFERRED | BRYANT HEATING & COOLING SYSTEMS | 581JJ05C115 |  | Natural Gas,Propane Gas | Downflow,Horizontal | Weatherized | 115 | 90 | 79 | 96.9 | 1022 | 96 |  | Yes
3877477 | Discontinued | BRYANT PREFERRED | BRYANT HEATING & COOLING SYSTEMS | 581JJ05J115 |  | Natural Gas,Propane Gas | Downflow,Horizontal | Weatherized | 115 | 90 | 79 | 96.9 | 1022 | 96 |  | Yes
3877478 | Discontinued | BRYANT PREFERRED | BRYANT HEATING & COOLING SYSTEMS | 581JJ06A115 |  | Natural Gas,Propane Gas | Downflow,Horizontal | Weatherized | 115 | 90 | 79 | 96.9 | 1022 | 96 |  | Yes
3877479 | Discontinued | BRYANT PREFERRED | BRYANT HEATING & COOLING SYSTEMS | 581JJ06G115 |  | Natural Gas,Propane Gas | Downflow,Horizontal | Weatherized | 115 | 90 | 79 | 96.9 | 1022 | 96 |  | Yes
3877480 | Discontinued | BRYANT PREFERRED | BRYANT HEATING & COOLING SYSTEMS | 581JJ06C115 |  | Natural Gas,Propane Gas | Downflow,Horizontal | Weatherized | 115 | 90 | 79 | 96.9 | 1022 | 96 |  | Yes
3877481 | Discontinued | BRYANT PREFERRED | BRYANT HEATING & COOLING SYSTEMS | 581JJ06J115 |  | Natural Gas,Propane Gas | Downflow,Horizontal | Weatherized | 115 | 90 | 79 | 96.9 | 1022 | 96 |  | Yes
3877482 | Discontinued | AIRQUEST,ARCOAIRE,COMFORTMAKER,DAY & NIGHT,HEIL,ICP COMMERCIAL,KEEPRITE,TEMPSTAR | INTERNATIONAL COMFORT PRODUCTS | RGH048KE |  | Natural Gas,Propane Gas | Downflow,Horizontal | Weatherized | 115 | 90 | 79 | 96.9 | 1022 | 96 |  | Yes
3877483 | Discontinued | AIRQUEST,ARCOAIRE,COMFORTMAKER,DAY & NIGHT,HEIL,ICP COMMERCIAL,KEEPRITE,TEMPSTAR | INTERNATIONAL COMFORT PRODUCTS | RGH048KR |  | Natural Gas,Propane Gas | Downflow,Horizontal | Weatherized | 115 | 90 | 79 | 96.9 | 1022 | 96 |  | Yes
3877484 | Discontinued | AIRQUEST,ARCOAIRE,COMFORTMAKER,DAY & NIGHT,HEIL,ICP COMMERCIAL,KEEPRITE,TEMPSTAR | INTERNATIONAL COMFORT PRODUCTS | RGH060KE |  | Natural Gas,Propane Gas | Downflow,Horizontal | Weatherized | 115 | 90 | 79 | 96.9 | 1022 | 96 |  | Yes
3877485 | Discontinued | AIRQUEST,ARCOAIRE,COMFORTMAKER,DAY & NIGHT,HEIL,ICP COMMERCIAL,KEEPRITE,TEMPSTAR | INTERNATIONAL COMFORT PRODUCTS | RGH060KR |  | Natural Gas,Propane Gas | Downflow,Horizontal | Weatherized | 115 | 90 | 79 | 96.9 | 1022 | 96 |  | Yes
2003181 | Discontinued | AIRQUEST,ARCOAIRE,COMFORTMAKER,DAY & NIGHT,HEIL,ICP COMMERCIAL,KEEPRITE,TEMPSTAR | INTERNATIONAL COMFORT PRODUCTS | RGS036KE |  | Natural Gas,Propane Gas | Downflow,Horizontal | Weatherized | 115 | 89 | 78.5 | 99.8 | 674 | 94 |  | Yes | AMACF
2003847 | Discontinued | AIRQUEST,ARCOAIRE,COMFORTMAKER,DAY & NIGHT,HEIL,ICP COMMERCIAL,KEEPRITE,TEMPSTAR | INTERNATIONAL COMFORT PRODUCTS | RGS036KR |  | Natural Gas,Propane Gas | Downflow,Horizontal | Weatherized | 115 | 89 | 78.5 | 99.8 | 674 | 94 |  | Yes | AMACF
2010519 | Discontinued | BRYANT LEGACY | BRYANT HEATING & COOLING SYSTEMS | 580JJ04A115 |  | Natural Gas,Propane Gas | Downflow,Horizontal | Weatherized | 115 | 89 | 78.5 | 99.8 | 674 | 94 |  | Yes | AMACF
2010520 | Discontinued | BRYANT LEGACY | BRYANT HEATING & COOLING SYSTEMS | 580JJ04C115 |  | Natural Gas,Propane Gas | Downflow,Horizontal | Weatherized | 115 | 89 | 78.5 | 99.8 | 674 | 94 |  | Yes | AMACF
2010523 | Discontinued | BRYANT LEGACY | BRYANT HEATING & COOLING SYSTEMS | 580JJ04G115 |  | Natural Gas,Propane Gas | Downflow,Horizontal | Weatherized | 115 | 89 | 78.5 | 99.8 | 674 | 94 |  | Yes | AMACF
2010524 | Discontinued | BRYANT LEGACY | BRYANT HEATING & COOLING SYSTEMS | 580JJ04J115 |  | Natural Gas,Propane Gas | Downflow,Horizontal | Weatherized | 115 | 89 | 78.5 | 99.8 | 674 | 94 |  | Yes | AMACF
2029090 | Discontinued | CARRIER WEATHERMAKER | CARRIER CORPORATION | 48TCE*04***3 |  | Natural Gas,Propane Gas | Downflow,Horizontal | Weatherized | 115 | 89 | 78.5 | 99.8 | 674 | 94 | Yes | Yes | AMACF
3873363 | Discontinued | BRYANT PREFERRED | BRYANT HEATING & COOLING SYSTEMS | 581JJ04A115 |  | Natural Gas,Propane Gas | Downflow,Horizontal | Weatherized | 115 | 89 | 78.5 | 99.8 | 674 | 94 |  | Yes | AMACF
3873364 | Discontinued | BRYANT PREFERRED | BRYANT HEATING & COOLING SYSTEMS | 581JJ04G115 |  | Natural Gas,Propane Gas | Downflow,Horizontal | Weatherized | 115 | 89 | 78.5 | 99.8 | 674 | 94 |  | Yes | AMACF
3873365 | Discontinued | BRYANT PREFERRED | BRYANT HEATING & COOLING SYSTEMS | 581JJ04C115 |  | Natural Gas,Propane Gas | Downflow,Horizontal | Weatherized | 115 | 89 | 78.5 | 99.8 | 674 | 94 |  | Yes | AMACF
3873366 | Discontinued | BRYANT PREFERRED | BRYANT HEATING & COOLING SYSTEMS | 581JJ04J115 |  | Natural Gas,Propane Gas | Downflow,Horizontal | Weatherized | 115 | 89 | 78.5 | 99.8 | 674 | 94 |  | Yes | AMACF
3873681 | Discontinued | AIRQUEST,ARCOAIRE,COMFORTMAKER,DAY & NIGHT,HEIL,ICP COMMERCIAL,KEEPRITE,TEMPSTAR | INTERNATIONAL COMFORT PRODUCTS | RGH036KE |  | Natural Gas,Propane Gas | Downflow,Horizontal | Weatherized | 115 | 89 | 78.5 | 99.8 | 674 | 94 |  | Yes | AMACF
3873682 | Discontinued | AIRQUEST,ARCOAIRE,COMFORTMAKER,DAY & NIGHT,HEIL,ICP COMMERCIAL,KEEPRITE,TEMPSTAR | INTERNATIONAL COMFORT PRODUCTS | RGH036KR |  | Natural Gas,Propane Gas | Downflow,Horizontal | Weatherized | 115 | 89 | 78.5 | 99.8 | 674 | 94 |  | Yes | AMACF
2029091 | Discontinued | CARRIER WEATHERMAKER | CARRIER CORPORATION | 48TCR*04***3 |  | Natural Gas,Propane Gas | Downflow,Horizontal | Weatherized | 115 | 89 | 78.5 | 99.8 | 674 | 94 |  | Yes | AMACF
2029092 | Discontinued | WEATHERMAKER ROOFTOP WITH PURON REFRIGERANT | CARRIER CORPORATION | 48TCF*06***3 |  | Natural Gas,Propane Gas | Downflow,Horizontal | Weatherized | 150 | 117 | 78.8 | 137.2 | 1135 | 92 |  | Yes
2029093 | Discontinued | WEATHERMAKER ROOFTOP WITH PURON REFRIGERANT | CARRIER CORPORATION | 48TCT*06***3 |  | Natural Gas,Propane Gas | Downflow,Horizontal | Weatherized | 150 | 117 | 78.8 | 137.2 | 1135 | 92 |  | Yes
2003175 | Discontinued | AIRQUEST, ARCOAIRE, COMFORTMAKER, DAY & NIGHT, HEIL, ICP COMMERCIAL, KEEPRITE, TEMPSTAR | INTERNATIONAL COMFORT PRODUCTS | RGS060KF |  | Natural Gas,Propane Gas | Downflow,Horizontal | Weatherized | 150 | 117 | 78.8 | 137.2 | 1135 | 92 |  | Yes
2003179 | Discontinued | AIRQUEST,ARCOAIRE,COMFORTMAKER,DAY & NIGHT,HEIL,ICP COMMERCIAL,KEEPRITE,TEMPSTAR | INTERNATIONAL COMFORT PRODUCTS | RGS048KF |  | Natural Gas,Propane Gas | Downflow,Horizontal | Weatherized | 150 | 117 | 78.8 | 137.2 | 1135 | 92 |  | Yes
2003842 | Discontinued | AIRQUEST,ARCOAIRE,COMFORTMAKER,DAY & NIGHT,HEIL,ICP COMMERCIAL,KEEPRITE,TEMPSTAR | INTERNATIONAL COMFORT PRODUCTS | RGS048KT |  | Natural Gas,Propane Gas | Downflow,Horizontal | Weatherized | 150 | 117 | 78.8 | 137.2 | 1135 | 92 |  | Yes
2003846 | Discontinued | AIRQUEST,ARCOAIRE,COMFORTMAKER,DAY & NIGHT,HEIL,ICP COMMERCIAL,KEEPRITE,TEMPSTAR | INTERNATIONAL COMFORT PRODUCTS | RGS060KT |  | Natural Gas,Propane Gas | Downflow,Horizontal | Weatherized | 150 | 117 | 78.8 | 137.2 | 1135 | 92 |  | Yes
2010276 | Discontinued | BRYANT LEGACY | BRYANT HEATING & COOLING SYSTEMS | 580JJ06A150 |  | Natural Gas,Propane Gas | Downflow,Horizontal | Weatherized | 150 | 117 | 78.8 | 137.2 | 1135 | 92 |  | Yes
2010277 | Discontinued | BRYANT LEGACY | BRYANT HEATING & COOLING SYSTEMS | 580JJ06C150 |  | Natural Gas,Propane Gas | Downflow,Horizontal | Weatherized | 150 | 117 | 78.8 | 137.2 | 1135 | 92 |  | Yes
2010278 | Discontinued | BRYANT LEGACY | BRYANT HEATING & COOLING SYSTEMS | 580JJ05C150 |  | Natural Gas,Propane Gas | Downflow,Horizontal | Weatherized | 150 | 117 | 78.8 | 137.2 | 1135 | 92 |  | Yes
2010279 | Discontinued | BRYANT LEGACY | BRYANT HEATING & COOLING SYSTEMS | 580JJ05A150 |  | Natural Gas,Propane Gas | Downflow,Horizontal | Weatherized | 150 | 117 | 78.8 | 137.2 | 1135 | 92 |  | Yes
2010304 | Discontinued | BRYANT LEGACY | BRYANT HEATING & COOLING SYSTEMS | 580JJ06G150 |  | Natural Gas,Propane Gas | Downflow,Horizontal | Weatherized | 150 | 117 | 78.8 | 137.2 | 1135 | 92 |  | Yes
2010305 | Discontinued | BRYANT LEGACY | BRYANT HEATING & COOLING SYSTEMS | 580JJ05G150 |  | Natural Gas,Propane Gas | Downflow,Horizontal | Weatherized | 150 | 117 | 78.8 | 137.2 | 1135 | 92 |  | Yes
2010306 | Discontinued | BRYANT LEGACY | BRYANT HEATING & COOLING SYSTEMS | 580JJ05J150 |  | Natural Gas,Propane Gas | Downflow,Horizontal | Weatherized | 150 | 117 | 78.8 | 137.2 | 1135 | 92 |  | Yes
2010307 | Discontinued | BRYANT LEGACY | BRYANT HEATING & COOLING SYSTEMS | 580JJ06J150 |  | Natural Gas,Propane Gas | Downflow,Horizontal | Weatherized | 150 | 117 | 78.8 | 137.2 | 1135 | 92 |  | Yes
2029094 | Discontinued | WEATHERMAKER ROOFTOP WITH PURON REFRIGERANT | CARRIER CORPORATION | 48TCF*05***3 |  | Natural Gas,Propane Gas | Downflow,Horizontal | Weatherized | 150 | 117 | 78.8 | 137.2 | 1135 | 92 | Yes | Yes
3877955 | Discontinued | BRYANT PREFERRED | BRYANT HEATING & COOLING SYSTEMS | 581JJ05A150 |  | Natural Gas,Propane Gas | Downflow,Horizontal | Weatherized | 150 | 117 | 78.8 | 137.2 | 1135 | 92 |  | Yes
3877956 | Discontinued | BRYANT PREFERRED | BRYANT HEATING & COOLING SYSTEMS | 581JJ05G150 |  | Natural Gas,Propane Gas | Downflow,Horizontal | Weatherized | 150 | 117 | 78.8 | 137.2 | 1135 | 92 |  | Yes
3877957 | Discontinued | BRYANT PREFERRED | BRYANT HEATING & COOLING SYSTEMS | 581JJ05C150 |  | Natural Gas,Propane Gas | Downflow,Horizontal | Weatherized | 150 | 117 | 78.8 | 137.2 | 1135 | 92 |  | Yes
3877958 | Discontinued | BRYANT PREFERRED | BRYANT HEATING & COOLING SYSTEMS | 581JJ05J150 |  | Natural Gas,Propane Gas | Downflow,Horizontal | Weatherized | 150 | 117 | 78.8 | 137.2 | 1135 | 92 |  | Yes
3877959 | Discontinued | BRYANT PREFERRED | BRYANT HEATING & COOLING SYSTEMS | 581JJ06A150 |  | Natural Gas,Propane Gas | Downflow,Horizontal | Weatherized | 150 | 117 | 78.8 | 137.2 | 1135 | 92 |  | Yes
3877960 | Discontinued | BRYANT PREFERRED | BRYANT HEATING & COOLING SYSTEMS | 581JJ06G150 |  | Natural Gas,Propane Gas | Downflow,Horizontal | Weatherized | 150 | 117 | 78.8 | 137.2 | 1135 | 92 |  | Yes
3877961 | Discontinued | BRYANT PREFERRED | BRYANT HEATING & COOLING SYSTEMS | 581JJ06C150 |  | Natural Gas,Propane Gas | Downflow,Horizontal | Weatherized | 150 | 117 | 78.8 | 137.2 | 1135 | 92 |  | Yes
3877962 | Discontinued | BRYANT PREFERRED | BRYANT HEATING & COOLING SYSTEMS | 581JJ06J150 |  | Natural Gas,Propane Gas | Downflow,Horizontal | Weatherized | 150 | 117 | 78.8 | 137.2 | 1135 | 92 |  | Yes
3877963 | Discontinued | AIRQUEST,ARCOAIRE,COMFORTMAKER,DAY & NIGHT,HEIL,ICP COMMERCIAL,KEEPRITE,TEMPSTAR | INTERNATIONAL COMFORT PRODUCTS | RGH048KF |  | Natural Gas,Propane Gas | Downflow,Horizontal | Weatherized | 150 | 117 | 78.8 | 137.2 | 1135 | 92 |  | Yes
3877964 | Discontinued | AIRQUEST,ARCOAIRE,COMFORTMAKER,DAY & NIGHT,HEIL,ICP COMMERCIAL,KEEPRITE,TEMPSTAR | INTERNATIONAL COMFORT PRODUCTS | RGH048KT |  | Natural Gas,Propane Gas | Downflow,Horizontal | Weatherized | 150 | 117 | 78.8 | 137.2 | 1135 | 92 |  | Yes
3877965 | Discontinued | AIRQUEST,ARCOAIRE,COMFORTMAKER,DAY & NIGHT,HEIL,ICP COMMERCIAL,KEEPRITE,TEMPSTAR | INTERNATIONAL COMFORT PRODUCTS | RGH060KF |  | Natural Gas,Propane Gas | Downflow,Horizontal | Weatherized | 150 | 117 | 78.8 | 137.2 | 1135 | 92 |  | Yes
3877966 | Discontinued | AIRQUEST,ARCOAIRE,COMFORTMAKER,DAY & NIGHT,HEIL,ICP COMMERCIAL,KEEPRITE,TEMPSTAR | INTERNATIONAL COMFORT PRODUCTS | RGH060KT |  | Natural Gas,Propane Gas | Downflow,Horizontal | Weatherized | 150 | 117 | 78.8 | 137.2 | 1135 | 92 |  | Yes
2029095 | Discontinued | WEATHERMAKER ROOFTOP WITH PURON REFRIGERANT | CARRIER CORPORATION | 48TCT*05***3 |  | Natural Gas,Propane Gas | Downflow,Horizontal | Weatherized | 150 | 117 | 78.8 | 137.2 | 1135 | 92 |  | Yes
3628112 | Active | THERMO PRIDE | THERMO PRODUCTS, INC. | OH8FA119D60B |  | Oil | Upflow | Non-Weatherized | 140 | 120 | 85.8 | 126.2 | 1315 | 127 | Yes | No
3628113 | Active | THERMO PRIDE | THERMO PRODUCTS, INC. | OH8FA119DV5B |  | Oil | Upflow | Non-Weatherized | 140 | 120 | 85.8 | 129 | 601 | 127 |  | Yes | AMACF
3628118 | Active | THERMO PRIDE | THERMO PRODUCTS, INC. | OH8FA119D60R |  | Oil | Upflow | Non-Weatherized | 140 | 120 | 86 | 125.9 | 1286 | 138 |  | No
3628119 | Active | THERMO PRIDE | THERMO PRODUCTS, INC. | OH8FA119DV5R |  | Oil | Upflow | Non-Weatherized | 140 | 120 | 86 | 128.7 | 597 | 141 |  | Yes | AMACF
3634639 | Active | WILLIAMSON-THERMOFLO | WILLIAMSON-THERMOFLO | PMP-210*** |  | Oil | Upflow, Horizontal | Non-Weatherized | 210 | 174 | 83.4 | 186.5 | 1524 | 160 | Yes | No
3634640 | Active | WILLIAMSON-THERMOFLO | WILLIAMSON-THERMOFLO | PMP-210** |  | Oil | Upflow,Horizontal | Non-Weatherized | 189 | 158 | 83.8 | 166.7 |  | 160 |  | No
3634641 | Active | WILLIAMSON-THERMOFLO | WILLIAMSON-THERMOFLO | PMP-210* |  | Oil | Upflow, Horizontal | Non-Weatherized | 168 | 142 | 84.7 | 146.8 |  | 160 |  | No
3635278 | Discontinued | GOODMAN | GOODMAN MANUFACTURING CO., LP. | GCVC91155DX** |  | Natural Gas,Propane Gas | Downflow,Horizontal | Non-Weatherized | 115 | 110 | 93 | 97.2 | 350 | 148 | Yes | Yes | AMACF
6628375 | Discontinued | DAIKIN | DAIKIN MANUFACTURING COMPANY, L.P. | DC96VC1155DX |  | Natural Gas,Propane Gas | Downflow,Horizontal | Non-Weatherized | 115 | 110 | 93 | 97.2 | 350 | 148 |  | Yes | AMACF
6628376 | Discontinued | AMANA | AMANA HEATING AND AIR CONDITIONING | ACVC951155DX |  | Natural Gas,Propane Gas | Downflow,Horizontal | Non-Weatherized | 115 | 110 | 93 | 97.2 | 350 | 148 |  | Yes | AMACF
3653909 | Discontinued | GOODMAN | GOODMAN MANUFACTURING CO., LP. | GCH950453BX** |  | Natural Gas,Propane Gas | Downflow,Horizontal | Non-Weatherized | 46 | 44 | 96.1 | 47 | 711 | 129 | Yes | No | AFUE
6613870 | Discontinued | AMANA | AMANA HEATING AND AIR CONDITIONING | ACSH960453BX |  | Natural Gas,Propane Gas | Downflow,Horizontal | Non-Weatherized | 46 | 44 | 96.1 | 47 | 711 | 129 |  | No | AFUE
6613899 | Discontinued | DAIKIN | DAIKIN MANUFACTURING COMPANY, L.P. | DC96HS0453BX |  | Natural Gas,Propane Gas | Downflow,Horizontal | Non-Weatherized | 46 | 44 | 96.1 | 47 | 711 | 129 |  | No | AFUE
3653910 | Discontinued | GOODMAN | GOODMAN MANUFACTURING CO., LP. | GCH950703BX** |  | Natural Gas,Propane Gas | Downflow,Horizontal | Non-Weatherized | 69 | 66 | 96.1 | 63.4 | 769 | 123 | Yes | No | AFUE
6614006 | Discontinued | AMANA | AMANA HEATING AND AIR CONDITIONING | ACSH960703BX |  | Natural Gas,Propane Gas | Downflow,Horizontal | Non-Weatherized | 69 | 66 | 96.1 | 63.4 | 769 | 123 |  | No | AFUE
6614021 | Discontinued | DAIKIN | DAIKIN MANUFACTURING COMPANY, L.P. | DC96HS0703BX |  | Natural Gas,Propane Gas | Downflow,Horizontal | Non-Weatherized | 69 | 66 | 96.1 | 63.4 | 769 | 123 |  | No | AFUE
3653911 | Discontinued | GOODMAN | GOODMAN MANUFACTURING CO., LP. | GCH950704CX** |  | Natural Gas,Propane Gas | Downflow,Horizontal | Non-Weatherized | 69 | 66 | 96.1 | 63.3 | 772 | 155 | Yes | No | AFUE
6614098 | Discontinued | AMANA | AMANA HEATING AND AIR CONDITIONING | ACSH960704CX |  | Natural Gas,Propane Gas | Downflow,Horizontal | Non-Weatherized | 69 | 66 | 96.1 | 63.3 | 772 | 155 |  | No | AFUE
6614139 | Discontinued | DAIKIN | DAIKIN MANUFACTURING COMPANY, L.P. | DC96HS0704CX |  | Natural Gas,Propane Gas | Downflow,Horizontal | Non-Weatherized | 69 | 66 | 96.1 | 63.3 | 772 | 155 |  | No | AFUE
3653912 | Discontinued | GOODMAN | GOODMAN MANUFACTURING CO., LP. | GCH950904CX** |  | Natural Gas,Propane Gas | Downflow,Horizontal | Non-Weatherized | 92 | 89 | 96.1 | 79.7 | 916 | 129 | Yes | No | AFUE
6614214 | Discontinued | AMANA | AMANA HEATING AND AIR CONDITIONING | ACSH960904CX |  | Natural Gas,Propane Gas | Downflow,Horizontal | Non-Weatherized | 92 | 89 | 96.1 | 79.7 | 916 | 129 |  | No | AFUE
6614258 | Discontinued | DAIKIN | DAIKIN MANUFACTURING COMPANY, L.P. | DC96HS0904CX |  | Natural Gas,Propane Gas | Downflow,Horizontal | Non-Weatherized | 92 | 89 | 96.1 | 79.7 | 916 | 129 |  | No | AFUE
3653949 | Discontinued | GOODMAN | GOODMAN MANUFACTURING CO., LP. | GCH950905DX** |  | Natural Gas,Propane Gas | Downflow,Horizontal | Non-Weatherized | 92 | 89 | 96.1 | 80.2 | 765 | 130 | Yes | No | AFUE
6614443 | Discontinued | AMANA | AMANA HEATING AND AIR CONDITIONING | ACSH960905DX |  | Natural Gas,Propane Gas | Downflow,Horizontal | Non-Weatherized | 92 | 89 | 96.1 | 80.2 | 765 | 130 |  | No | AFUE
6614475 | Discontinued | DAIKIN | DAIKIN MANUFACTURING COMPANY, L.P. | DC96HS0905DX |  | Natural Gas,Propane Gas | Downflow,Horizontal | Non-Weatherized | 92 | 89 | 96.1 | 80.2 | 765 | 130 |  | No | AFUE
3659993 | Discontinued | ENERGENCE | LENNOX INDUSTRIES, INC. | LGH036**ES*P |  | Natural Gas, Propane Gas | Downflow, Horizontal | Weatherized | 65 | 52 | 80 | 58.8 | 457 | 82 | Yes | Yes
3659994 | Active | ENERGENCE | LENNOX INDUSTRIES, INC. | LGH036**EW*P |  | Natural Gas, Propane Gas | Downflow, Horizontal | Weatherized | 65 | 52 | 81 | 56.8 | 758 | 101 | Yes | Yes
8203440 | Active | E-SERIES | ALLIED AIR ENTERPRISES, LLC | LGH036**EW*P |  | Natural Gas, Propane Gas | Downflow, Horizontal | Weatherized | 65 | 52 | 81 | 56.8 | 758 | 101 |  | Yes
3659995 | Discontinued | ENERGENCE | LENNOX INDUSTRIES, INC. | LGH048**ES*P |  | Natural Gas, Propane Gas | Downflow, Horizontal | Weatherized | 65 | 52 | 80 | 58.3 | 563 | 89 | Yes | Yes
3659996 | Active | ENERGENCE | LENNOX INDUSTRIES, INC. | LGH048**EW*P |  | Natural Gas, Propane Gas | Downflow, Horizontal | Weatherized | 65 | 52 | 81 | 56.9 | 737 | 100 | Yes | Yes
8203443 | Active | E-SERIES | ALLIED AIR ENTERPRISES, LLC | LGH048**EW*P |  | Natural Gas, Propane Gas | Downflow, Horizontal | Weatherized | 65 | 52 | 81 | 56.9 | 737 | 100 |  | Yes
3659997 | Discontinued | ENERGENCE | LENNOX INDUSTRIES, INC. | LGH060**ES*P |  | Natural Gas, Propane Gas | Downflow, Horizontal | Weatherized | 65 | 52 | 80 | 58.6 | 497 | 91 | Yes | Yes
3659998 | Active | ENERGENCE | LENNOX INDUSTRIES, INC. | LGH060**EW*P |  | Natural Gas, Propane Gas | Downflow, Horizontal | Weatherized | 65 | 52 | 81 | 57 | 706 | 100 | Yes | Yes
8203449 | Active | E-SERIES | ALLIED AIR ENTERPRISES, LLC | LGH060**EW*P |  | Natural Gas, Propane Gas | Downflow, Horizontal | Weatherized | 65 | 52 | 81 | 57 | 706 | 100 |  | Yes
3659999 | Discontinued | ENERGENCE | LENNOX INDUSTRIES, INC. | LGH036**EM*P |  | Natural Gas, Propane Gas | Downflow, Horizontal | Weatherized | 105 | 84 | 80 | 98.4 | 553 | 88 | Yes | Yes
8203436 | Discontinued | E-SERIES | ALLIED AIR ENTERPRISES, LLC | LGH036**EM*P |  | Natural Gas, Propane Gas | Downflow, Horizontal | Weatherized | 105 | 84 | 80 | 98.4 | 553 | 88 |  | Yes
3660000 | Active | ENERGENCE | LENNOX INDUSTRIES, INC. | LGH036**EY*P |  | Natural Gas, Propane Gas | Downflow, Horizontal | Weatherized | 108 | 87 | 81 | 96.5 | 716 | 99 | Yes | Yes
8203441 | Active | E-SERIES | ALLIED AIR ENTERPRISES, LLC | LGH036**EY*P |  | Natural Gas, Propane Gas | Downflow, Horizontal | Weatherized | 108 | 87 | 81 | 96.5 | 716 | 99 |  | Yes
3660001 | Discontinued | ENERGENCE | LENNOX INDUSTRIES, INC. | LGH048**EM*P |  | Natural Gas, Propane Gas | Downflow, Horizontal | Weatherized | 105 | 84 | 80 | 98.3 | 594 | 91 | Yes | Yes
3660002 | Active | ENERGENCE | LENNOX INDUSTRIES, INC. | LGH048**EY*P |  | Natural Gas, Propane Gas | Downflow, Horizontal | Weatherized | 108 | 87 | 81 | 96.6 | 687 | 98 | Yes | Yes
8203446 | Active | E-SERIES | ALLIED AIR ENTERPRISES, LLC | LGH048**EY*P |  | Natural Gas, Propane Gas | Downflow, Horizontal | Weatherized | 108 | 87 | 81 | 96.6 | 687 | 98 |  | Yes
3660003 | Discontinued | ENERGENCE | LENNOX INDUSTRIES, INC. | LGH060**EM*P |  | Natural Gas, Propane Gas | Downflow, Horizontal | Weatherized | 105 | 84 | 80 | 98.4 | 572 | 93 | Yes | Yes
3660004 | Active | ENERGENCE | LENNOX INDUSTRIES, INC. | LGH060**EY*P |  | Natural Gas, Propane Gas | Downflow, Horizontal | Weatherized | 108 | 87 | 81 | 96.5 | 724 | 98 | Yes | Yes
8203452 | Active | E-SERIES | ALLIED AIR ENTERPRISES, LLC | LGH060**EY*P |  | Natural Gas, Propane Gas | Downflow, Horizontal | Weatherized | 108 | 87 | 81 | 96.5 | 724 | 98 |  | Yes
3660005 | Discontinued | ENERGENCE | LENNOX INDUSTRIES, INC. | LGH048**ET*P |  | Natural Gas, Propane Gas | Downflow, Horizontal | Weatherized | 150 | 120 | 80 | 138 | 678 | 100 | Yes | Yes
3660006 | Active | ENERGENCE | LENNOX INDUSTRIES, INC. | LGH048**EZ*P |  | Natural Gas, Propane Gas | Downflow, Horizontal | Weatherized | 150 | 121 | 81 | 134.6 | 1060 | 107 | Yes | Yes
8203447 | Active | E-SERIES | ALLIED AIR ENTERPRISES, LLC | LGH048**EZ*P |  | Natural Gas, Propane Gas | Downflow, Horizontal | Weatherized | 150 | 121 | 81 | 134.6 | 1060 | 107 |  | Yes
3660007 | Discontinued | ENERGENCE | LENNOX INDUSTRIES, INC. | LGH060**ET*P |  | Natural Gas, Propane Gas | Downflow, Horizontal | Weatherized | 150 | 120 | 80 | 137.9 | 693 | 101 | Yes | Yes
3660008 | Active | ENERGENCE | LENNOX INDUSTRIES, INC. | LGH060**EZ*P |  | Natural Gas, Propane Gas | Downflow, Horizontal | Weatherized | 150 | 121 | 81 | 134.2 | 1162 | 108 | Yes | Yes
8203453 | Active | E-SERIES | ALLIED AIR ENTERPRISES, LLC | LGH060**EZ*P |  | Natural Gas, Propane Gas | Downflow, Horizontal | Weatherized | 150 | 121 | 81 | 134.2 | 1162 | 108 |  | Yes
3660009 | Discontinued | ENERGENCE | LENNOX INDUSTRIES, INC. | LGH048**EH*P |  | Natural Gas, Propane Gas | Downflow, Horizontal | Weatherized | 150 | 120 | 80 | 136 | 775 | 100 | Yes | Yes
3660010 | Active | ENERGENCE | LENNOX INDUSTRIES, INC. | LGH048**EX*P |  | Natural Gas, Propane Gas | Downflow, Horizontal | Weatherized | 150 | 121 | 81 | 132 | 996 | 107 | Yes | Yes
8203444 | Active | E-SERIES | ALLIED AIR ENTERPRISES, LLC | LGH048**EX*P |  | Natural Gas, Propane Gas | Downflow, Horizontal | Weatherized | 150 | 121 | 81 | 132 | 996 | 107 |  | Yes
3660011 | Discontinued | ENERGENCE | LENNOX INDUSTRIES, INC. | LGH060**EH*P |  | Natural Gas, Propane Gas | Downflow, Horizontal | Weatherized | 150 | 120 | 80 | 135.9 | 755 | 101 | Yes | Yes
3660012 | Active | ENERGENCE | LENNOX INDUSTRIES, INC. | LGH060**EX*P |  | Natural Gas, Propane Gas | Downflow, Horizontal | Weatherized | 150 | 121 | 81 | 131.3 | 1104 | 108 | Yes | Yes
8203450 | Active | E-SERIES | ALLIED AIR ENTERPRISES, LLC | LGH060**EX*P |  | Natural Gas, Propane Gas | Downflow, Horizontal | Weatherized | 150 | 121 | 81 | 131.3 | 1104 | 108 |  | Yes
3670535 | Active | XR95 | TRANE | TDH1B040A9241A* |  | Natural Gas,Propane Gas | Downflow,Horizontal | Non-Weatherized | 40 | 38 | 95 | 40.2 | 392 | 87 | Yes | No | AFUE
3670926 | Active | SILVER ZI | AMERICAN STANDARD HEATING & AIR CONDITIONING | ADH1B040A9241A* |  | Natural Gas,Propane Gas | Downflow,Horizontal | Non-Weatherized | 40 | 38 | 95 | 40.2 | 392 | 87 |  | No | AFUE
5370958 | Active | AMERISTAR | INGERSOLL RAND | M951P040BD24AA* |  | Natural Gas,Propane Gas | Downflow,Horizontal | Non-Weatherized | 40 | 38 | 95 | 40.2 | 392 | 87 |  | No | AFUE
3670536 | Active | XR95 | TRANE | TDH1B065A9421A* |  | Natural Gas,Propane Gas | Downflow,Horizontal | Non-Weatherized | 60 | 57 | 95 | 72.9 | 789 | 70 | Yes | No | AFUE
3670927 | Active | SILVER ZI | AMERICAN STANDARD HEATING & AIR CONDITIONING | ADH1B065A9421A* |  | Natural Gas,Propane Gas | Downflow,Horizontal | Non-Weatherized | 60 | 57 | 95 | 72.9 | 789 | 70 |  | No | AFUE
5590712 | Active | AMERISTAR | INGERSOLL RAND | M951P065BD42AA* |  | Natural Gas,Propane Gas | Downflow,Horizontal | Non-Weatherized | 60 | 57 | 95 | 72.9 | 789 | 70 |  | No | AFUE
3670537 | Active | XR95 | TRANE | TDH1C085A9481A* |  | Natural Gas,Propane Gas | Downflow,Horizontal | Non-Weatherized | 80 | 76 | 95 | 55.5 | 899 | 80 | Yes | No | AFUE
3670928 | Active | SILVER ZI | AMERICAN STANDARD HEATING & AIR CONDITIONING | ADH1C085A9481A* |  | Natural Gas,Propane Gas | Downflow,Horizontal | Non-Weatherized | 80 | 76 | 95 | 55.5 | 899 | 80 |  | No | AFUE
5370960 | Active | AMERISTAR | INGERSOLL RAND | M951P085CD48AA* |  | Natural Gas,Propane Gas | Downflow,Horizontal | Non-Weatherized | 80 | 76 | 95 | 55.5 | 899 | 80 |  | No | AFUE
3670538 | Active | XR95 | TRANE | TDH1D110A9601A* |  | Natural Gas,Propane Gas | Downflow,Horizontal | Non-Weatherized | 110 | 105 | 95 | 112 | 1373 | 80 | Yes | No | AFUE
3670929 | Active | SILVER ZI | AMERICAN STANDARD HEATING & AIR CONDITIONING | ADH1D110A9601A* |  | Natural Gas,Propane Gas | Downflow,Horizontal | Non-Weatherized | 110 | 105 | 95 | 112 | 1373 | 80 |  | No | AFUE
5370961 | Active | AMERISTAR | INGERSOLL RAND | M951P110DD60AA* |  | Natural Gas,Propane Gas | Downflow,Horizontal | Non-Weatherized | 110 | 105 | 95 | 112 | 1373 | 80 |  | No | AFUE
3683420 | Discontinued | TRANE | TRANE | 4DCY4060B1120** |  | Natural Gas,Propane Gas | Downflow,Horizontal | Weatherized | 120 | 96 | 80 | 112 | 752 | 79 | Yes | Yes
3683421 | Discontinued | AMERICAN STANDARD | AMERICAN STANDARD HEATING & AIR CONDITIONING | 4DCY4060B1120** |  | Natural Gas,Propane Gas | Downflow,Horizontal | Weatherized | 120 | 96 | 80 | 112 | 752 | 79 |  | Yes
3845340 | Active | DAVE LENNOX SIGNATURE | LENNOX INDUSTRIES, INC. | SL280DF070V36A-* |  | Natural Gas,Propane Gas | Downflow | Non-Weatherized | 66 | 52 | 80 | 58.3 | 303 | 33 | Yes | Yes | AMACF
5265364 | Active | AIREASE,ARMSTRONG AIR,ADVANCE COMFORT SYSTEM,GREAT LAKES,ALLIED | ALLIED AIR ENTERPRISES, LLC | A80US2V070A12-* |  | Natural Gas,Propane Gas | Downflow | Non-Weatherized | 66 | 52 | 80 | 58.3 | 303 | 33 |  | Yes | AMACF
5265368 | Active | AIREASE,ARMSTRONG AIR,ADVANCE COMFORT SYSTEM,GREAT LAKES,ALLIED | ALLIED AIR ENTERPRISES, LLC | A80DS2V070A12-* |  | Natural Gas,Propane Gas | Downflow | Non-Weatherized | 66 | 52 | 80 | 58.3 | 303 | 33 |  | Yes | AMACF
3845341 | Active | DAVE LENNOX SIGNATURE | LENNOX INDUSTRIES, INC. | SL280DF090V48B-* |  | Natural Gas,Propane Gas | Downflow | Non-Weatherized | 88 | 69 | 80 | 77.3 | 454 | 36 | Yes | Yes | AMACF
5265365 | Active | AIREASE,ARMSTRONG AIR,ADVANCE COMFORT SYSTEM,GREAT LAKES,ALLIED | ALLIED AIR ENTERPRISES, LLC | A80DS2V090B16-* |  | Natural Gas,Propane Gas | Downflow | Non-Weatherized | 88 | 69 | 80 | 77.3 | 454 | 36 |  | Yes | AMACF
3845342 | Active | DAVE LENNOX SIGNATURE | LENNOX INDUSTRIES, INC. | SL280DF090V60C-* |  | Natural Gas,Propane Gas | Downflow | Non-Weatherized | 88 | 70 | 80 | 77.8 | 391 | 35 | Yes | Yes | AMACF
3845343 | Active | DAVE LENNOX SIGNATURE | LENNOX INDUSTRIES, INC. | SL280DF110V60C-* |  | Natural Gas,Propane Gas | Downflow | Non-Weatherized | 110 | 87 | 80 | 96.9 | 445 | 36 | Yes | Yes | AMACF
5265366 | Active | AIREASE,ARMSTRONG AIR,ADVANCE COMFORT SYSTEM,GREAT LAKES,ALLIED | ALLIED AIR ENTERPRISES, LLC | A80DS2V110C20-* |  | Natural Gas,Propane Gas | Downflow | Non-Weatherized | 110 | 87 | 80 | 96.9 | 445 | 36 |  | Yes | AMACF
3858301 | Active | DAVE LENNOX SIGNATURE | LENNOX INDUSTRIES, INC. | SL280UH070V36A-* |  | Natural Gas,Propane Gas | Upflow,Horizontal | Non-Weatherized | 66 | 52 | 80 | 58.8 | 262 | 32 | Yes | Yes | AMACF
4208244 | Active | CONCORD,DUCANE,ADVANCE COMFORT SYSTEM,GREAT LAKES,ALLIED | ALLIED AIR ENTERPRISES, LLC | 80G2UH070AV12-* |  | Natural Gas,Propane Gas | Upflow,Horizontal | Non-Weatherized | 66 | 52 | 80 | 58.8 | 262 | 32 |  | Yes | AMACF
5265367 | Active | AIREASE,ARMSTRONG AIR,ADVANCE COMFORT SYSTEM,GREAT LAKES,ALLIED | ALLIED AIR ENTERPRISES, LLC | A80US2V07012-* |  | Natural Gas,Propane Gas | Upflow,Horizontal | Non-Weatherized | 66 | 52 | 80 | 58.8 | 262 | 32 |  | Yes | AMACF
3858302 | Active | DAVE LENNOX SIGNATURE | LENNOX INDUSTRIES, INC. | SL280UH070XV36A-* |  | Natural Gas | Upflow,Horizontal | Non-Weatherized | 66 | 52 | 80 | 58.8 | 262 | 32 |  | Yes | AMACF
4209317 | Active | CONCORD,DUCANE,ADVANCE COMFORT SYSTEM,GREAT LAKES,ALLIED | ALLIED AIR ENTERPRISES, LLC | 80G2UH070AV12L |  | Natural Gas | Upflow,Horizontal | Non-Weatherized | 66 | 52 | 80 | 58.8 | 262 | 32 |  | Yes | AMACF
5265375 | Active | AIREASE,ARMSTRONG AIR,ADVANCE COMFORT SYSTEM,GREAT LAKES,ALLIED | ALLIED AIR ENTERPRISES, LLC | A80US2V070A12L-* |  | Natural Gas | Upflow,Horizontal | Non-Weatherized | 66 | 52 | 80 | 58.8 | 262 | 32 |  | Yes | AMACF
3858304 | Active | DAVE LENNOX SIGNATURE | LENNOX INDUSTRIES, INC. | SL280UH090V36B-* |  | Natural Gas,Propane Gas | Upflow,Horizontal | Non-Weatherized | 88 | 70 | 80 | 77.8 | 351 | 34 | Yes | Yes | AMACF
5265376 | Active | AIREASE,ARMSTRONG AIR,ADVANCE COMFORT SYSTEM,GREAT LAKES,ALLIED | ALLIED AIR ENTERPRISES, LLC | A80US2V090B12-* |  | Natural Gas,Propane Gas | Upflow,Horizontal | Non-Weatherized | 88 | 70 | 80 | 77.8 | 351 | 34 |  | Yes | AMACF
3858305 | Active | DAVE LENNOX SIGNATURE | LENNOX INDUSTRIES, INC. | SL280UH090V48B-* |  | Natural Gas,Propane Gas | Upflow,Horizontal | Non-Weatherized | 88 | 70 | 80 | 78 | 360 | 34 | Yes | Yes | AMACF
4208247 | Active | CONCORD,DUCANE,ADVANCE COMFORT SYSTEM,GREAT LAKES,ALLIED | ALLIED AIR ENTERPRISES, LLC | 80G2UH090BV16-* |  | Natural Gas,Propane Gas | Upflow,Horizontal | Non-Weatherized | 88 | 70 | 80 | 78 | 360 | 34 |  | Yes | AMACF
5265377 | Active | AIREASE,ARMSTRONG AIR,ADVANCE COMFORT SYSTEM,GREAT LAKES,ALLIED | ALLIED AIR ENTERPRISES, LLC | A80US2V090B16-* |  | Natural Gas,Propane Gas | Upflow,Horizontal | Non-Weatherized | 88 | 70 | 80 | 78 | 360 | 34 |  | Yes | AMACF
3858306 | Active | DAVE LENNOX SIGNATURE | LENNOX INDUSTRIES, INC. | SL280UH090XV48B-* |  | Natural Gas | Upflow,Horizontal | Non-Weatherized | 88 | 70 | 80 | 78 | 360 | 34 |  | Yes | AMACF
4209318 | Active | CONCORD,DUCANE,ADVANCE COMFORT SYSTEM,GREAT LAKES,ALLIED | ALLIED AIR ENTERPRISES, LLC | 80G2UH090BV16L |  | Natural Gas | Upflow,Horizontal | Non-Weatherized | 88 | 70 | 80 | 78 | 360 | 34 |  | Yes | AMACF
5265379 | Discontinued | ADVANCE COMFORT SYSTEM, AIREASE, ALLIED, ARMSTRONG AIR, GREAT LAKES | ALLIED AIR ENTERPRISES, LLC | A08US2V090B16L-* |  | Natural Gas | Upflow,Horizontal | Non-Weatherized | 88 | 70 | 80 | 78 | 360 | 34 |  | Yes | AMACF
5368537 | Active | AIREASE,ARMSTRONG AIR,ADVANCE COMFORT SYSTEM,GREAT LAKES,ALLIED | ALLIED AIR ENTERPRISES, LLC | A80US2V090B16L-* |  | Natural Gas | Upflow,Horizontal | Non-Weatherized | 88 | 70 | 80 | 78 | 360 | 34 |  | Yes | AMACF
3858307 | Active | DAVE LENNOX SIGNATURE | LENNOX INDUSTRIES, INC. | SL280UH090V60C-* |  | Natural Gas,Propane Gas | Upflow,Horizontal | Non-Weatherized | 88 | 70 | 80 | 78 | 348 | 36 | Yes | Yes | AMACF
5265378 | Active | AIREASE,ARMSTRONG AIR,ADVANCE COMFORT SYSTEM,GREAT LAKES,ALLIED | ALLIED AIR ENTERPRISES, LLC | A80US2V090C20-* |  | Natural Gas,Propane Gas | Upflow,Horizontal | Non-Weatherized | 88 | 70 | 80 | 78 | 348 | 36 |  | Yes | AMACF
3858308 | Active | DAVE LENNOX SIGNATURE | LENNOX INDUSTRIES, INC. | SL280UH110V60C-* |  | Natural Gas,Propane Gas | Upflow,Horizontal | Non-Weatherized | 110 | 87 | 80 | 96.8 | 502 | 37 | Yes | Yes | AMACF
4208250 | Active | CONCORD,DUCANE,ADVANCE COMFORT SYSTEM,GREAT LAKES,ALLIED | ALLIED AIR ENTERPRISES, LLC | 80G2UH110CV20-* |  | Natural Gas,Propane Gas | Upflow,Horizontal | Non-Weatherized | 110 | 87 | 80 | 96.8 | 502 | 37 |  | Yes | AMACF
5265380 | Active | AIREASE,ARMSTRONG AIR,ADVANCE COMFORT SYSTEM,GREAT LAKES,ALLIED | ALLIED AIR ENTERPRISES, LLC | A80US2V110C20-* |  | Natural Gas,Propane Gas | Upflow,Horizontal | Non-Weatherized | 110 | 87 | 80 | 96.8 | 502 | 37 |  | Yes | AMACF
3858309 | Active | DAVE LENNOX SIGNATURE | LENNOX INDUSTRIES, INC. | SL280UH110XV60C-* |  | Natural Gas | Upflow,Horizontal | Non-Weatherized | 110 | 87 | 80 | 96.8 | 502 | 37 |  | Yes | AMACF
4209319 | Active | CONCORD,DUCANE,ADVANCE COMFORT SYSTEM,GREAT LAKES,ALLIED | ALLIED AIR ENTERPRISES, LLC | 80G2UH110CV20L |  | Natural Gas | Upflow,Horizontal | Non-Weatherized | 110 | 87 | 80 | 96.8 | 502 | 37 |  | Yes | AMACF
5265381 | Active | AIREASE,ARMSTRONG AIR,ADVANCE COMFORT SYSTEM,GREAT LAKES,ALLIED | ALLIED AIR ENTERPRISES, LLC | A80US2V110C20L-* |  | Natural Gas | Upflow,Horizontal | Non-Weatherized | 110 | 87 | 80 | 96.8 | 502 | 37 |  | Yes | AMACF
3858310 | Active | DAVE LENNOX SIGNATURE | LENNOX INDUSTRIES, INC. | SL280UH135V60D-* |  | Natural Gas,Propane Gas | Upflow,Horizontal | Non-Weatherized | 132 | 105 | 80 | 115.6 | 636 | 40 | Yes | Yes | AMACF
5265382 | Active | AIREASE,ARMSTRONG AIR,ADVANCE COMFORT SYSTEM,GREAT LAKES,ALLIED | ALLIED AIR ENTERPRISES, LLC | A80US2V135D20-* |  | Natural Gas,Propane Gas | Upflow,Horizontal | Non-Weatherized | 132 | 105 | 80 | 115.6 | 636 | 40 |  | Yes | AMACF
3861627 | Active | YORK | YORK BY JOHNSON CONTROLS | TM9M100C16MP12 |  | Natural Gas,Propane Gas | Upflow,Downflow,Horizontal | Non-Weatherized | 100 | 97 | 97 | 93 | 1535 | 69 | Yes | No | AFUE
3861633 | Active | COLEMAN | COLEMAN BY JOHNSON CONTROLS | TM9M100C16MP12 |  | Natural Gas,Propane Gas | Upflow,Downflow,Horizontal | Non-Weatherized | 100 | 97 | 97 | 93 | 1535 | 69 |  | No | AFUE
3861639 | Active | LUXAIRE | LUXAIRE BY JOHNSON CONTROLS | TM9M100C16MP12 |  | Natural Gas,Propane Gas | Upflow,Downflow,Horizontal | Non-Weatherized | 100 | 97 | 97 | 93 | 1535 | 69 |  | No | AFUE
3861645 | Active | EVCON | EVCON BY JOHNSON CONTROLS | TM9M100C16MP12 |  | Natural Gas,Propane Gas | Upflow,Downflow,Horizontal | Non-Weatherized | 100 | 97 | 97 | 93 | 1535 | 69 |  | No | AFUE
3861651 | Active | FRASER - JOHNSTON | FRASER-JOHNSTON BY JOHNSON CONTROLS | TM9M100C16MP12 |  | Natural Gas,Propane Gas | Upflow,Downflow,Horizontal | Non-Weatherized | 100 | 97 | 97 | 93 | 1535 | 69 |  | No | AFUE
3861628 | Active | YORK | YORK BY JOHNSON CONTROLS | TM9M060B12MP12 |  | Natural Gas,Propane Gas | Upflow,Downflow,Horizontal | Non-Weatherized | 60 | 58 | 97 | 46.7 | 753 | 65 | Yes | No | AFUE
3861634 | Active | COLEMAN | COLEMAN BY JOHNSON CONTROLS | TM9M060B12MP12 |  | Natural Gas,Propane Gas | Upflow,Downflow,Horizontal | Non-Weatherized | 60 | 58 | 97 | 46.7 | 753 | 65 |  | No | AFUE
3861640 | Active | LUXAIRE | LUXAIRE BY JOHNSON CONTROLS | TM9M060B12MP12 |  | Natural Gas,Propane Gas | Upflow,Downflow,Horizontal | Non-Weatherized | 60 | 58 | 97 | 46.7 | 753 | 65 |  | No | AFUE
3861646 | Active | EVCON | EVCON BY JOHNSON CONTROLS | TM9M060B12MP12 |  | Natural Gas,Propane Gas | Upflow,Downflow,Horizontal | Non-Weatherized | 60 | 58 | 97 | 46.7 | 753 | 65 |  | No | AFUE
3861652 | Active | FRASER - JOHNSTON | FRASER-JOHNSTON BY JOHNSON CONTROLS | TM9M060B12MP12 |  | Natural Gas,Propane Gas | Upflow,Downflow,Horizontal | Non-Weatherized | 60 | 58 | 97 | 46.7 | 753 | 65 |  | No | AFUE
3861629 | Active | YORK | YORK BY JOHNSON CONTROLS | TM9M080B12MP12 |  | Natural Gas,Propane Gas | Upflow,Downflow,Horizontal | Non-Weatherized | 80 | 77 | 97 | 77.9 | 1147 | 60 | Yes | No | AFUE
3861635 | Active | COLEMAN | COLEMAN BY JOHNSON CONTROLS | TM9M080B12MP12 |  | Natural Gas,Propane Gas | Upflow,Downflow,Horizontal | Non-Weatherized | 80 | 77 | 97 | 77.9 | 1147 | 60 |  | No | AFUE
3861641 | Active | LUXAIRE | LUXAIRE BY JOHNSON CONTROLS | TM9M080B12MP12 |  | Natural Gas,Propane Gas | Upflow,Downflow,Horizontal | Non-Weatherized | 80 | 77 | 97 | 77.9 | 1147 | 60 |  | No | AFUE
3861647 | Active | EVCON | EVCON BY JOHNSON CONTROLS | TM9M080B12MP12 |  | Natural Gas,Propane Gas | Upflow,Downflow,Horizontal | Non-Weatherized | 80 | 77 | 97 | 77.9 | 1147 | 60 |  | No | AFUE
3861653 | Active | FRASER - JOHNSTON | FRASER-JOHNSTON BY JOHNSON CONTROLS | TM9M080B12MP12 |  | Natural Gas,Propane Gas | Upflow,Downflow,Horizontal | Non-Weatherized | 80 | 77 | 97 | 77.9 | 1147 | 60 |  | No | AFUE
3861630 | Active | YORK | YORK BY JOHNSON CONTROLS | TM9M080C16MP12 |  | Natural Gas,Propane Gas | Upflow,Downflow,Horizontal | Non-Weatherized | 80 | 78 | 97 | 76.3 | 1565 | 85 | Yes | No | AFUE
3861636 | Active | COLEMAN | COLEMAN BY JOHNSON CONTROLS | TM9M080C16MP12 |  | Natural Gas,Propane Gas | Upflow,Downflow,Horizontal | Non-Weatherized | 80 | 78 | 97 | 76.3 | 1565 | 85 |  | No | AFUE
3861642 | Active | LUXAIRE | LUXAIRE BY JOHNSON CONTROLS | TM9M080C16MP12 |  | Natural Gas,Propane Gas | Upflow,Downflow,Horizontal | Non-Weatherized | 80 | 78 | 97 | 76.3 | 1565 | 85 |  | No | AFUE
3861648 | Active | EVCON | EVCON BY JOHNSON CONTROLS | TM9M080C16MP12 |  | Natural Gas,Propane Gas | Upflow,Downflow,Horizontal | Non-Weatherized | 80 | 78 | 97 | 76.3 | 1565 | 85 |  | No | AFUE
3861654 | Active | FRASER - JOHNSTON | FRASER-JOHNSTON BY JOHNSON CONTROLS | TM9M080C16MP12 |  | Natural Gas,Propane Gas | Upflow,Downflow,Horizontal | Non-Weatherized | 80 | 78 | 97 | 76.3 | 1565 | 85 |  | No | AFUE
3861631 | Active | YORK | YORK BY JOHNSON CONTROLS | TM9M100C20MP12 |  | Natural Gas,Propane Gas | Upflow,Downflow,Horizontal | Non-Weatherized | 100 | 97 | 97 | 93.9 | 1266 | 75 |  | No | AFUE
3861637 | Active | COLEMAN | COLEMAN BY JOHNSON CONTROLS | TM9M100C20MP12 |  | Natural Gas,Propane Gas | Upflow,Downflow,Horizontal | Non-Weatherized | 100 | 97 | 97 | 93.9 | 1266 | 75 |  | No | AFUE
3861643 | Active | LUXAIRE | LUXAIRE BY JOHNSON CONTROLS | TM9M100C20MP12 |  | Natural Gas,Propane Gas | Upflow,Downflow,Horizontal | Non-Weatherized | 100 | 97 | 97 | 93.9 | 1266 | 75 |  | No | AFUE
3861649 | Active | EVCON | EVCON BY JOHNSON CONTROLS | TM9M100C20MP12 |  | Natural Gas,Propane Gas | Upflow,Downflow,Horizontal | Non-Weatherized | 100 | 97 | 97 | 93.9 | 1266 | 75 |  | No | AFUE
3861655 | Active | FRASER - JOHNSTON | FRASER-JOHNSTON BY JOHNSON CONTROLS | TM9M100C20MP12 |  | Natural Gas,Propane Gas | Upflow,Downflow,Horizontal | Non-Weatherized | 100 | 97 | 97 | 93.9 | 1266 | 75 |  | No | AFUE
3861632 | Active | YORK | YORK BY JOHNSON CONTROLS | TM9M120D20MP12 |  | Natural Gas,Propane Gas | Upflow,Downflow,Horizontal | Non-Weatherized | 120 | 116 | 97 | 111.2 | 1179 | 72 | Yes | No | AFUE
3861638 | Active | COLEMAN | COLEMAN BY JOHNSON CONTROLS | TM9M120D20MP12 |  | Natural Gas,Propane Gas | Upflow,Downflow,Horizontal | Non-Weatherized | 120 | 116 | 97 | 111.2 | 1179 | 72 |  | No | AFUE
3861644 | Active | LUXAIRE | LUXAIRE BY JOHNSON CONTROLS | TM9M120D20MP12 |  | Natural Gas,Propane Gas | Upflow,Downflow,Horizontal | Non-Weatherized | 120 | 116 | 97 | 111.2 | 1179 | 72 |  | No | AFUE
3861650 | Active | EVCON | EVCON BY JOHNSON CONTROLS | TM9M120D20MP12 |  | Natural Gas,Propane Gas | Upflow,Downflow,Horizontal | Non-Weatherized | 120 | 116 | 97 | 111.2 | 1179 | 72 |  | No | AFUE
3861656 | Active | FRASER - JOHNSTON | FRASER-JOHNSTON BY JOHNSON CONTROLS | TM9M120D20MP12 |  | Natural Gas,Propane Gas | Upflow,Downflow,Horizontal | Non-Weatherized | 120 | 116 | 97 | 111.2 | 1179 | 72 |  | No | AFUE
3867104 | Discontinued | CARRIER WEATHERMASTER | CARRIER CORPORATION | 48HCL*04***3 |  | Natural Gas,Propane Gas | Downflow,Horizontal | Weatherized | 60 | 47 | 81 | 79.5 | 391 | 44 |  | Yes | AMACF
3867156 | Discontinued | CARRIER WEATHERMASTER | CARRIER CORPORATION | 48HCL*05***3 |  | Natural Gas,Propane Gas | Downflow,Horizontal | Weatherized | 60 | 47 | 80.6 | 56.2 | 731 | 93 |  | Yes
3867157 | Discontinued | CARRIER WEATHERMASTER | CARRIER CORPORATION | 48HCL*06***3 |  | Natural Gas,Propane Gas | Downflow,Horizontal | Weatherized | 60 | 47 | 80.6 | 56.2 | 731 | 93 |  | Yes
3873683 | Discontinued | CARRIER WEATHERMASTER | CARRIER CORPORATION | 48HCE*04***3 |  | Natural Gas,Propane Gas | Downflow,Horizontal | Weatherized | 90 | 73 | 81.2 | 79.5 | 544 | 75 |  | Yes | AMACF
3873684 | Discontinued | CARRIER WEATHERMASTER | CARRIER CORPORATION | 48HCR*04***3 |  | Natural Gas,Propane Gas | Downflow,Horizontal | Weatherized | 115 | 89 | 78.5 | 99.8 | 674 | 94 |  | Yes | AMACF
3874004 | Discontinued | CARRIER WEATHERMASTER | CARRIER CORPORATION | 48HCN*05***3 |  | Natural Gas,Propane Gas | Downflow,Horizontal | Weatherized | 120 | 97 | 81.5 | 114 | 866 | 91 |  | Yes
3874005 | Discontinued | CARRIER WEATHERMASTER | CARRIER CORPORATION | 48HCN*06***3 |  | Natural Gas,Propane Gas | Downflow,Horizontal | Weatherized | 120 | 97 | 81.5 | 114 | 866 | 91 |  | Yes
3874573 | Discontinued | CARRIER WEATHERMASTER | CARRIER CORPORATION | 48HCM*04***3 |  | Natural Gas,Propane Gas | Downflow,Horizontal | Weatherized | 90 | 72 | 80.6 | 75.9 | 854 | 97 |  | Yes
3874574 | Discontinued | CARRIER WEATHERMASTER | CARRIER CORPORATION | 48HCM*05***3 |  | Natural Gas,Propane Gas | Downflow,Horizontal | Weatherized | 90 | 72 | 80.6 | 75.9 | 854 | 97 |  | Yes
3874575 | Discontinued | CARRIER WEATHERMASTER | CARRIER CORPORATION | 48HCM*06***3 |  | Natural Gas,Propane Gas | Downflow,Horizontal | Weatherized | 90 | 72 | 80.6 | 75.9 | 854 | 97 |  | Yes
3877250 | Discontinued | CARRIER WEATHERMASTER | CARRIER CORPORATION | 48HCD*04***3 |  | Natural Gas,Propane Gas | Downflow,Horizontal | Weatherized | 65 | 53 | 81 | 79.3 | 401 | 46 |  | Yes | AMACF
3877251 | Discontinued | CARRIER WEATHERMASTER | CARRIER CORPORATION | 48HCD*05***3 |  | Natural Gas,Propane Gas | Downflow,Horizontal | Weatherized | 65 | 53 | 81 | 79.3 | 401 | 46 |  | Yes
3877460 | Discontinued | CARRIER WEATHERMASTER | CARRIER CORPORATION | 48HCD*06***3 |  | Natural Gas,Propane Gas | Downflow,Horizontal | Weatherized | 65 | 53 | 81 | 78.8 | 522 | 46 |  | Yes
3877461 | Discontinued | CARRIER WEATHERMASTER | CARRIER CORPORATION | 48HCS*04***3 |  | Natural Gas,Propane Gas | Downflow,Horizontal | Weatherized | 72 | 56 | 79.1 | 58.7 | 688 | 95 |  | Yes
3877462 | Discontinued | CARRIER WEATHERMASTER | CARRIER CORPORATION | 48HCS*05***3 |  | Natural Gas,Propane Gas | Downflow,Horizontal | Weatherized | 72 | 56 | 79.1 | 58.7 | 688 | 95 |  | Yes
3877463 | Discontinued | CARRIER WEATHERMASTER | CARRIER CORPORATION | 48HCS*06***3 |  | Natural Gas,Propane Gas | Downflow,Horizontal | Weatherized | 72 | 56 | 79.1 | 58.7 | 688 | 95 |  | Yes
3877486 | Discontinued | WEATHERMASTER ROOFTOP WITH PURON REFRIGERANT | CARRIER CORPORATION | 48HCE*05***3 |  | Natural Gas,Propane Gas | Downflow,Horizontal | Weatherized | 115 | 90 | 79 | 96.9 | 1022 | 96 |  | Yes
3877503 | Discontinued | WEATHERMASTER ROOFTOP WITH PURON REFRIGERANT | CARRIER CORPORATION | 48HCE*06***3 |  | Natural Gas,Propane Gas | Downflow,Horizontal | Weatherized | 115 | 90 | 79 | 96.9 | 1022 | 96 |  | Yes
3877504 | Discontinued | WEATHERMASTER ROOFTOP WITH PURON REFRIGERANT | CARRIER CORPORATION | 48HCR*05***3 |  | Natural Gas,Propane Gas | Downflow,Horizontal | Weatherized | 115 | 90 | 79 | 96.9 | 1022 | 96 |  | Yes
3877505 | Discontinued | WEATHERMASTER ROOFTOP WITH PURON REFRIGERANT | CARRIER CORPORATION | 48HCR*06***3 |  | Natural Gas,Propane Gas | Downflow,Horizontal | Weatherized | 115 | 90 | 79 | 96.9 | 1022 | 96 |  | Yes
3878888 | Discontinued | WEATHERMASTER ROOFTOP WITH PURON REFRIGERANT | CARRIER CORPORATION | 48HCF*05***3 |  | Natural Gas,Propane Gas | Downflow,Horizontal | Weatherized | 150 | 117 | 78.8 | 137.2 | 1135 | 92 |  | Yes
3878891 | Discontinued | WEATHERMASTER ROOFTOP WITH PURON REFRIGERANT | CARRIER CORPORATION | 48HCF*06***3 |  | Natural Gas,Propane Gas | Downflow,Horizontal | Weatherized | 150 | 117 | 78.8 | 137.2 | 1135 | 92 |  | Yes
3878894 | Discontinued | WEATHERMASTER ROOFTOP WITH PURON REFRIGERANT | CARRIER CORPORATION | 48HCT*05***3 |  | Natural Gas,Propane Gas | Downflow,Horizontal | Weatherized | 150 | 117 | 78.8 | 137.2 | 1135 | 92 |  | Yes
3878896 | Discontinued | WEATHERMASTER ROOFTOP WITH PURON REFRIGERANT | CARRIER CORPORATION | 48HCT*06***3 |  | Natural Gas,Propane Gas | Downflow,Horizontal | Weatherized | 150 | 117 | 78.8 | 137.2 | 1135 | 92 |  | Yes
3901868 | Discontinued | TRANE | TRANE | 4YCZ6048A1120** |  | Natural Gas,Propane Gas | Downflow,Horizontal | Weatherized | 120 | 96 | 80 | 116 | 387 | 67 | Yes | Yes
3901869 | Discontinued | AMERICAN STANDARD | AMERICAN STANDARD HEATING & AIR CONDITIONING | 4YCZ6048A1120** |  | Natural Gas,Propane Gas | Downflow,Horizontal | Weatherized | 120 | 96 | 80 | 116 | 387 | 67 |  | Yes
4005335 | Discontinued | GOODMAN | GOODMAN MANUFACTURING CO., LP. | GMH950905CX** |  | Natural Gas,Propane Gas | Upflow,Horizontal | Non-Weatherized | 92 | 88 | 96.1 | 79.3 | 1112 | 138 | Yes | No | AFUE
5198263 | Discontinued | AMANA | AMANA HEATING AND AIR CONDITIONING | AMH950905CX** |  | Natural Gas,Propane Gas | Upflow,Horizontal | Non-Weatherized | 92 | 88 | 96.1 | 79.3 | 1112 | 138 |  | No | AFUE
6624055 | Discontinued | DAIKIN | DAIKIN MANUFACTURING COMPANY, L.P. | DM96HS0905CX |  | Natural Gas,Propane Gas | Upflow,Horizontal | Non-Weatherized | 92 | 88 | 96.1 | 79.3 | 1112 | 138 |  | No | AFUE
4005339 | Discontinued | GOODMAN | GOODMAN MANUFACTURING CO., LP. | GMVC950905CX** |  | Natural Gas,Propane Gas | Upflow,Horizontal | Non-Weatherized | 92 | 89 | 96.1 | 79.8 | 429 | 129 | Yes | Yes | AFUE & AMACF
5198264 | Discontinued | AMANA | AMANA HEATING AND AIR CONDITIONING | AMVC950905CX** |  | Natural Gas,Propane Gas | Upflow,Horizontal | Non-Weatherized | 92 | 89 | 96.1 | 79.8 | 429 | 129 |  | Yes | AFUE & AMACF
6628377 | Discontinued | DAIKIN | DAIKIN MANUFACTURING COMPANY, L.P. | DM96VC0905CX |  | Natural Gas,Propane Gas | Upflow,Horizontal | Non-Weatherized | 92 | 89 | 96.1 | 79.8 | 429 | 129 |  | Yes | AFUE & AMACF
4166101 | Active | BARD | BARD MANUFACTURING COMPANY | FC085D36F |  | Oil | Downflow | Non-Weatherized | 105 | 87 | 83 | 93.5 | 784 | 140 | Yes | No
4166102 | Active | BARD | BARD MANUFACTURING COMPANY | FH085D36F |  | Oil | Upflow | Non-Weatherized | 105 | 87 | 83 | 93.5 | 778 | 140 | Yes | No
4166103 | Active | BARD | BARD MANUFACTURING COMPANY | FLF085D36F |  | Oil |  | Non-Weatherized | 105 | 87 | 83 | 93.5 | 778 | 140 | Yes | No
4166104 | Active | BARD | BARD MANUFACTURING COMPANY | FLR085D36F |  | Oil |  | Non-Weatherized | 105 | 87 | 83 | 93.5 | 778 | 140 | Yes | No
4166105 | Active | BARD | BARD MANUFACTURING COMPANY | FH110D48F |  | Oil | Upflow | Non-Weatherized | 140 | 116 | 83 | 130.9 | 1071 | 140 | Yes | No
4166106 | Active | BARD | BARD MANUFACTURING COMPANY | FH110D60F |  | Oil | Upflow | Non-Weatherized | 140 | 116 | 83 | 129.6 | 1385 | 140 | Yes | No
4166206 | Active | BARD | BARD MANUFACTURING COMPANY | FLF110D48F |  | Oil |  | Non-Weatherized | 140 | 116 | 83 | 130.9 | 1071 | 140 | Yes | No
4166207 | Active | BARD | BARD MANUFACTURING COMPANY | FLF110D60F |  | Oil |  | Non-Weatherized | 140 | 116 | 83 | 129.6 | 1385 | 140 | Yes | No
4166208 | Active | BARD | BARD MANUFACTURING COMPANY | FLR110D60F |  | Oil |  | Non-Weatherized | 140 | 116 | 83 | 129.6 | 1385 | 140 | Yes | No
4166241 | Active | BARD | BARD MANUFACTURING COMPANY | FLR110D48F |  | Oil |  | Non-Weatherized | 140 | 116 | 83 | 130.9 | 1071 | 140 | Yes | No
4166451 | Active | BARD | BARD MANUFACTURING COMPANY | FLR140D60F |  | Oil |  | Non-Weatherized | 175 | 145 | 83 | 166.1 | 1882 | 140 | Yes | No
4188541 | Active | BARD | BARD MANUFACTURING COMPANY | FH085V42A |  | Oil | Upflow | Non-Weatherized | 105 | 87 | 83 | 94.6 | 526 | 118 | Yes | Yes | AMACF
4188542 | Active | BARD | BARD MANUFACTURING COMPANY | FC085V42A |  | Oil | Downflow | Non-Weatherized | 105 | 89 | 85 | 94.6 | 527 | 124 | Yes | Yes | AMACF
4188543 | Active | BARD | BARD MANUFACTURING COMPANY | FH110V48A |  | Oil | Upflow | Non-Weatherized | 140 | 116 | 83 | 132.4 | 709 | 158 | Yes | Yes | AMACF
4188547 | Active | BARD | BARD MANUFACTURING COMPANY | FLF110V48A |  | Oil |  | Non-Weatherized | 140 | 116 | 83 | 132.6 | 651 | 156 | Yes | Yes | AMACF
4190652 | Discontinued | GOODMAN | GOODMAN MANUFACTURING CO., LP. | GCVC950714CX** |  | Natural Gas,Propane Gas | Downflow,Horizontal | Non-Weatherized | 69 | 66 | 95 | 63.9 | 308 | 69 | Yes | Yes | AFUE & AMACF
5602365 | Discontinued | AMANA | AMANA HEATING AND AIR CONDITIONING | ACVC950714CX |  | Natural Gas,Propane Gas | Downflow,Horizontal | Non-Weatherized | 69 | 66 | 95 | 63.9 | 308 | 69 |  | Yes | AFUE & AMACF
6628378 | Discontinued | DAIKIN | DAIKIN MANUFACTURING COMPANY, L.P. | DC96VC0714CX |  | Natural Gas,Propane Gas | Downflow,Horizontal | Non-Weatherized | 69 | 66 | 95 | 63.9 | 308 | 69 |  | Yes | AFUE & AMACF
4190654 | Discontinued | GOODMAN | GOODMAN MANUFACTURING CO., LP. | GCVC950915DX** |  | Natural Gas,Propane Gas | Downflow,Horizontal | Non-Weatherized | 92 | 88 | 95 | 80.8 | 332 | 129 | Yes | Yes | AFUE & AMACF
5602366 | Discontinued | AMANA | AMANA HEATING AND AIR CONDITIONING | ACVC950915DX |  | Natural Gas,Propane Gas | Downflow,Horizontal | Non-Weatherized | 92 | 88 | 95 | 80.8 | 332 | 129 |  | Yes | AFUE & AMACF
6628379 | Discontinued | DAIKIN | DAIKIN MANUFACTURING COMPANY, L.P. | DC96VC0915DX |  | Natural Gas,Propane Gas | Downflow,Horizontal | Non-Weatherized | 92 | 88 | 95 | 80.8 | 332 | 129 |  | Yes | AFUE & AMACF
4191883 | Active | AIREASE,ARMSTRONG AIR,ADVANCE COMFORT SYSTEM,GREAT LAKES,ALLIED | ALLIED AIR ENTERPRISES, LLC | A80DF1D045A12-* |  | Natural Gas,Propane Gas | Downflow | Non-Weatherized | 44 | 36 | 80 | 37.1 | 806 | 76 |  | No
4191884 | Active | AIREASE,ARMSTRONG AIR,ADVANCE COMFORT SYSTEM,GREAT LAKES,ALLIED | ALLIED AIR ENTERPRISES, LLC | A80DF1D070A12-* |  | Natural Gas,Propane Gas | Downflow | Non-Weatherized | 66 | 53 | 80 | 56.8 | 881 | 79 |  | No
4191885 | Active | AIREASE,ARMSTRONG AIR,ADVANCE COMFORT SYSTEM,GREAT LAKES,ALLIED | ALLIED AIR ENTERPRISES, LLC | A80DF1D090B16-* |  | Natural Gas,Propane Gas | Downflow | Non-Weatherized | 88 | 71 | 80 | 75.9 | 1084 | 79 |  | No
4191886 | Active | AIREASE,ARMSTRONG AIR,ADVANCE COMFORT SYSTEM,GREAT LAKES,ALLIED | ALLIED AIR ENTERPRISES, LLC | A80DF1D110C20-* |  | Natural Gas,Propane Gas | Downflow | Non-Weatherized | 110 | 89 | 80 | 95.1 | 1283 | 81 |  | No
4191887 | Active | ADVANCE COMFORT SYSTEM, AIREASE, ALLIED, ARMSTRONG AIR, GREAT LAKES | ALLIED AIR ENTERPRISES, LLC | 80G1DF045AP12-* |  | Natural Gas,Propane Gas | Downflow | Non-Weatherized | 44 | 36 | 80 | 37.1 | 806 | 76 | Yes | No
4191888 | Active | ADVANCE COMFORT SYSTEM, AIREASE, ALLIED, ARMSTRONG AIR, GREAT LAKES | ALLIED AIR ENTERPRISES, LLC | 80G1DF070AP12-* |  | Natural Gas,Propane Gas | Downflow | Non-Weatherized | 66 | 53 | 80 | 56.8 | 881 | 79 | Yes | No
4191889 | Active | ADVANCE COMFORT SYSTEM, AIREASE, ALLIED, ARMSTRONG AIR, GREAT LAKES | ALLIED AIR ENTERPRISES, LLC | 80G1DF090BP16-* |  | Natural Gas,Propane Gas | Downflow | Non-Weatherized | 88 | 71 | 80 | 75.9 | 1084 | 79 | Yes | No
4191890 | Active | AIREASE,ARMSTRONG AIR,ADVANCE COMFORT SYSTEM,GREAT LAKES,ALLIED | ALLIED AIR ENTERPRISES, LLC | 80G1DF110CP20-* |  | Natural Gas,Propane Gas | Downflow | Non-Weatherized | 110 | 89 | 80 | 95.1 | 1283 | 81 | Yes | No
4192166 | Discontinued | GOODMAN | GOODMAN MANUFACTURING CO., LP. | GPG1324045M41 |  | Natural Gas,Propane Gas | Downflow,Horizontal | Weatherized | 46 | 37 | 80 | 38.2 | 469 | 107 | Yes | No
4194075 | Discontinued | AMANA | AMANA HEATING AND AIR CONDITIONING | APG1324045M41 |  | Natural Gas,Propane Gas | Downflow,Horizontal | Weatherized | 46 | 37 | 80 | 38.2 | 469 | 107 |  | No
4194090 | Discontinued | WHIRLPOOL GOLD | WHIRLPOOL | WGGE4324A045M |  | Natural Gas,Propane Gas | Downflow,Horizontal | Weatherized | 46 | 37 | 80 | 38.2 | 469 | 107 |  | No
4192215 | Discontinued | GOODMAN | GOODMAN MANUFACTURING CO., LP. | GPG1324070M41 |  | Natural Gas,Propane Gas | Downflow,Horizontal | Weatherized | 69 | 55 | 80 | 57.7 | 607 | 104 | Yes | No
4194076 | Discontinued | AMANA | AMANA HEATING AND AIR CONDITIONING | APG1324070M41 |  | Natural Gas,Propane Gas | Downflow,Horizontal | Weatherized | 69 | 55 | 80 | 57.7 | 607 | 104 |  | No
4194091 | Discontinued | WHIRLPOOL GOLD | WHIRLPOOL | WGGE4324A070M |  | Natural Gas,Propane Gas | Downflow,Horizontal | Weatherized | 69 | 55 | 80 | 57.7 | 607 | 104 |  | No
4192332 | Discontinued | GOODMAN | GOODMAN MANUFACTURING CO., LP. | GPG1330045M41 |  | Natural Gas,Propane Gas | Downflow,Horizontal | Weatherized | 46 | 37 | 80 | 38.2 | 469 | 107 | Yes | No
4194077 | Discontinued | AMANA | AMANA HEATING AND AIR CONDITIONING | APG1330045M41 |  | Natural Gas,Propane Gas | Downflow,Horizontal | Weatherized | 46 | 37 | 80 | 38.2 | 469 | 107 |  | No
4194092 | Discontinued | WHIRLPOOL GOLD | WHIRLPOOL | WGGE4330A045M |  | Natural Gas,Propane Gas | Downflow,Horizontal | Weatherized | 46 | 37 | 80 | 38.2 | 469 | 107 |  | No
4192541 | Discontinued | GOODMAN | GOODMAN MANUFACTURING CO., LP. | GPG1330070M41 |  | Natural Gas,Propane Gas | Downflow,Horizontal | Weatherized | 69 | 55 | 80 | 57.7 | 607 | 104 | Yes | No
4194078 | Discontinued | AMANA | AMANA HEATING AND AIR CONDITIONING | APG1330070M41 |  | Natural Gas,Propane Gas | Downflow,Horizontal | Weatherized | 69 | 55 | 80 | 57.7 | 607 | 104 |  | No
4194093 | Discontinued | WHIRLPOOL GOLD | WHIRLPOOL | WGGE4330A070M |  | Natural Gas,Propane Gas | Downflow,Horizontal | Weatherized | 69 | 55 | 80 | 57.7 | 607 | 104 |  | No
4192542 | Discontinued | GOODMAN | GOODMAN MANUFACTURING CO., LP. | GPG1336045M41 |  | Natural Gas,Propane Gas | Downflow,Horizontal | Weatherized | 46 | 37 | 80 | 38.2 | 469 | 107 | Yes | No
4194079 | Discontinued | AMANA | AMANA HEATING AND AIR CONDITIONING | APG1336045M41 |  | Natural Gas,Propane Gas | Downflow,Horizontal | Weatherized | 46 | 37 | 80 | 38.2 | 469 | 107 |  | No
4194094 | Discontinued | WHIRLPOOL GOLD | WHIRLPOOL | WGGE4336A045M |  | Natural Gas,Propane Gas | Downflow,Horizontal | Weatherized | 46 | 37 | 80 | 38.2 | 469 | 107 |  | No
4192543 | Discontinued | GOODMAN | GOODMAN MANUFACTURING CO., LP. | GPG1336070M41 |  | Natural Gas,Propane Gas | Downflow,Horizontal | Weatherized | 69 | 55 | 80 | 57.7 | 607 | 104 | Yes | No
4194080 | Discontinued | AMANA | AMANA HEATING AND AIR CONDITIONING | APG1336070M41 |  | Natural Gas,Propane Gas | Downflow,Horizontal | Weatherized | 69 | 55 | 80 | 57.7 | 607 | 104 |  | No
4194095 | Discontinued | WHIRLPOOL GOLD | WHIRLPOOL | WGE4336A070M |  | Natural Gas,Propane Gas | Downflow,Horizontal | Weatherized | 69 | 55 | 80 | 57.7 | 607 | 104 |  | No
4192544 | Discontinued | GOODMAN | GOODMAN MANUFACTURING CO., LP. | GPG1336090M41 |  | Natural Gas,Propane Gas | Downflow,Horizontal | Weatherized | 92 | 73 | 80 | 76.9 | 785 | 108 | Yes | No
4194081 | Discontinued | AMANA | AMANA HEATING AND AIR CONDITIONING | APG1336090M41 |  | Natural Gas,Propane Gas | Downflow,Horizontal | Weatherized | 92 | 73 | 80 | 76.9 | 785 | 108 |  | No
4194096 | Discontinued | WHIRLPOOL GOLD | WHIRLPOOL | WGGE4336A090M |  | Natural Gas,Propane Gas | Downflow,Horizontal | Weatherized | 92 | 73 | 80 | 76.9 | 785 | 108 |  | No
4192545 | Discontinued | GOODMAN | GOODMAN MANUFACTURING CO., LP. | GPG1342070M41 |  | Natural Gas,Propane Gas | Downflow,Horizontal | Weatherized | 69 | 55 | 80 | 58 | 541 | 108 | Yes | No
4194082 | Discontinued | AMANA | AMANA HEATING AND AIR CONDITIONING | APG1342070M41 |  | Natural Gas,Propane Gas | Downflow,Horizontal | Weatherized | 69 | 55 | 80 | 58 | 541 | 108 |  | No
4194097 | Discontinued | WHIRLPOOL GOLD | WHIRLPOOL | WGGE4342A070M |  | Natural Gas,Propane Gas | Downflow,Horizontal | Weatherized | 69 | 55 | 80 | 58 | 541 | 108 |  | No
4192546 | Discontinued | GOODMAN | GOODMAN MANUFACTURING CO., LP. | GPG1342090M41 |  | Natural Gas,Propane Gas | Downflow,Horizontal | Weatherized | 92 | 73 | 80 | 77.6 | 626 | 112 | Yes | No
4194083 | Discontinued | AMANA | AMANA HEATING AND AIR CONDITIONING | APG1342090M41 |  | Natural Gas,Propane Gas | Downflow,Horizontal | Weatherized | 92 | 73 | 80 | 77.6 | 626 | 112 |  | No
4194098 | Discontinued | WHIRLPOOL GOLD | WHIRLPOOL | WGGE4342A090M |  | Natural Gas,Propane Gas | Downflow,Horizontal | Weatherized | 92 | 73 | 80 | 77.6 | 626 | 112 |  | No
4192553 | Discontinued | GOODMAN | GOODMAN MANUFACTURING CO., LP. | GPG1348070M41 |  | Natural Gas,Propane Gas | Downflow,Horizontal | Weatherized | 69 | 55 | 80 | 58 | 541 | 108 | Yes | Yes
4194084 | Discontinued | AMANA | AMANA HEATING AND AIR CONDITIONING | APG1348070M41 |  | Natural Gas,Propane Gas | Downflow,Horizontal | Weatherized | 69 | 55 | 80 | 58 | 541 | 108 |  | Yes
4194099 | Discontinued | WHIRLPOOL GOLD | WHIRLPOOL | WGGE4348A070M |  | Natural Gas,Propane Gas | Downflow,Horizontal | Weatherized | 69 | 55 | 80 | 58 | 541 | 108 |  | Yes
4192554 | Discontinued | GOODMAN | GOODMAN MANUFACTURING CO., LP. | GPG1348090M41 |  | Natural Gas,Propane Gas | Downflow,Horizontal | Weatherized | 92 | 73 | 80 | 77.6 | 626 | 112 | Yes | Yes
4194085 | Discontinued | AMANA | AMANA HEATING AND AIR CONDITIONING | APG1348090M41 |  | Natural Gas,Propane Gas | Downflow,Horizontal | Weatherized | 92 | 73 | 80 | 77.6 | 626 | 112 |  | Yes
4194100 | Discontinued | WHIRLPOOL GOLD | WHIRLPOOL | WGGE4348A090M |  | Natural Gas,Propane Gas | Downflow,Horizontal | Weatherized | 92 | 73 | 80 | 77.6 | 626 | 112 |  | Yes
4192555 | Discontinued | GOODMAN | GOODMAN MANUFACTURING CO., LP. | GPG1348115M41 |  | Natural Gas,Propane Gas | Downflow,Horizontal | Weatherized | 115 | 91 | 80 | 96 | 1013 | 109 | Yes | Yes
4194086 | Discontinued | AMANA | AMANA HEATING AND AIR CONDITIONING | APG1348115M41 |  | Natural Gas,Propane Gas | Downflow,Horizontal | Weatherized | 115 | 91 | 80 | 96 | 1013 | 109 |  | Yes
4194101 | Discontinued | WHIRLPOOL GOLD | WHIRLPOOL | WGGE4348A115M |  | Natural Gas,Propane Gas | Downflow,Horizontal | Weatherized | 115 | 91 | 80 | 96 | 1013 | 109 |  | Yes
4192556 | Discontinued | GOODMAN | GOODMAN MANUFACTURING CO., LP. | GPG1360090M41 |  | Natural Gas,Propane Gas | Downflow,Horizontal | Weatherized | 92 | 73 | 80 | 77.8 | 583 | 145 | Yes | Yes
4194087 | Discontinued | AMANA | AMANA HEATING AND AIR CONDITIONING | APG1360090M41 |  | Natural Gas,Propane Gas | Downflow,Horizontal | Weatherized | 92 | 73 | 80 | 77.8 | 583 | 145 |  | Yes
4194102 | Discontinued | WHIRLPOOL GOLD | WHIRLPOOL | WGGE4360A090M |  | Natural Gas,Propane Gas | Downflow,Horizontal | Weatherized | 92 | 73 | 80 | 77.8 | 583 | 145 |  | Yes
4192557 | Discontinued | GOODMAN | GOODMAN MANUFACTURING CO., LP. | GPG1360115M41 |  | Natural Gas,Propane Gas | Downflow,Horizontal | Weatherized | 115 | 91 | 80 | 95.9 | 1027 | 110 | Yes | Yes
4194088 | Discontinued | AMANA | AMANA HEATING AND AIR CONDITIONING | APG1360115M41 |  | Natural Gas,Propane Gas | Downflow,Horizontal | Weatherized | 115 | 91 | 80 | 95.9 | 1027 | 110 |  | Yes
4194103 | Discontinued | WHIRLPOOL GOLD | WHIRLPOOL | WGGE4360A115M |  | Natural Gas,Propane Gas | Downflow,Horizontal | Weatherized | 115 | 91 | 80 | 95.9 | 1027 | 110 |  | Yes
4192558 | Discontinued | GOODMAN | GOODMAN MANUFACTURING CO., LP. | GPG1360140M41 |  | Natural Gas,Propane Gas | Downflow,Horizontal | Weatherized | 138 | 110 | 80 | 116.5 | 888 | 179 | Yes | Yes
4194089 | Discontinued | AMANA | AMANA HEATING AND AIR CONDITIONING | APG1360140M41 |  | Natural Gas,Propane Gas | Downflow,Horizontal | Weatherized | 138 | 110 | 80 | 116.5 | 888 | 179 |  | Yes
4194104 | Discontinued | WHIRLPOOL GOLD | WHIRLPOOL | WGGE4360A140M |  | Natural Gas,Propane Gas | Downflow,Horizontal | Weatherized | 138 | 110 | 80 | 116.5 | 888 | 179 |  | Yes
4208126 | Active | AIREASE,ARMSTRONG AIR,ADVANCE COMFORT SYSTEM,GREAT LAKES,ALLIED | ALLIED AIR ENTERPRISES, LLC | A93UH1D045B08A-* |  | Natural Gas,Propane Gas | Upflow,Horizontal | Non-Weatherized | 44 | 41 | 93 | 33.5 | 410 | 127 | Yes | No
4208204 | Active | MERIT 80 | LENNOX INDUSTRIES, INC. | ML180UH045P24A-* |  | Natural Gas,Propane Gas | Upflow,Horizontal | Non-Weatherized | 44 | 35 | 80 | 38 | 588 | 65 | Yes | No
4208205 | Active | MERIT 80 | LENNOX INDUSTRIES, INC. | ML180UH045P36A-* |  | Natural Gas,Propane Gas | Upflow,Horizontal | Non-Weatherized | 44 | 36 | 80 | 37.5 | 711 | 65 | Yes | No
4208241 | Active | AIREASE,ARMSTRONG AIR,ADVANCE COMFORT SYSTEM,GREAT LAKES,ALLIED | ALLIED AIR ENTERPRISES, LLC | A80UH1D045A12-* |  | Natural Gas,Propane Gas | Upflow,Horizontal | Non-Weatherized | 44 | 36 | 80 | 37.5 | 711 | 65 |  | No
4208242 | Active | CONCORD,DUCANE,ADVANCE COMFORT SYSTEM,GREAT LAKES,ALLIED | ALLIED AIR ENTERPRISES, LLC | 80G1UH045AP12-* |  | Natural Gas,Propane Gas | Upflow,Horizontal | Non-Weatherized | 44 | 36 | 80 | 37.5 | 711 | 65 |  | No
4514543 | Active | AIRE-FLO,ADVANCE COMFORT SYSTEM,GREAT LAKES,ALLIED | ALLIED AIR ENTERPRISES, LLC | 80AF1UH045P12A* |  | Natural Gas,Propane Gas | Upflow,Horizontal | Non-Weatherized | 44 | 36 | 80 | 37.5 | 711 | 65 |  | No
4208206 | Active | MERIT 80 | LENNOX INDUSTRIES, INC. | ML180UH070P24A-* |  | Natural Gas,Propane Gas | Upflow,Horizontal | Non-Weatherized | 66 | 54 | 80 | 57.9 | 621 | 76 | Yes | No
4208415 | Active | AIREASE,ARMSTRONG AIR,ADVANCE COMFORT SYSTEM,GREAT LAKES,ALLIED | ALLIED AIR ENTERPRISES, LLC | A80UH1D070A08-* |  | Natural Gas,Propane Gas | Upflow,Horizontal | Non-Weatherized | 66 | 54 | 80 | 57.9 | 621 | 76 |  | No
4208416 | Active | CONCORD,DUCANE,ADVANCE COMFORT SYSTEM,GREAT LAKES,ALLIED | ALLIED AIR ENTERPRISES, LLC | 80G1UH070AP08-* |  | Natural Gas,Propane Gas | Upflow,Horizontal | Non-Weatherized | 66 | 54 | 80 | 57.9 | 621 | 76 |  | No
4208207 | Active | MERIT 80 | LENNOX INDUSTRIES, INC. | ML180UH070P36A-* |  | Natural Gas,Propane Gas | Upflow,Horizontal | Non-Weatherized | 66 | 54 | 80 | 57.4 | 753 | 77 | Yes | No
4208417 | Active | AIREASE,ARMSTRONG AIR,ADVANCE COMFORT SYSTEM,GREAT LAKES,ALLIED | ALLIED AIR ENTERPRISES, LLC | A80UH1D070A12-* |  | Natural Gas,Propane Gas | Upflow,Horizontal | Non-Weatherized | 66 | 54 | 80 | 57.4 | 753 | 77 |  | No
4208418 | Active | CONCORD,DUCANE,ADVANCE COMFORT SYSTEM,GREAT LAKES,ALLIED | ALLIED AIR ENTERPRISES, LLC | 80G1UH070AP12-* |  | Natural Gas,Propane Gas | Upflow,Horizontal | Non-Weatherized | 66 | 54 | 80 | 57.4 | 753 | 77 |  | No
4514544 | Active | AIRE-FLO,ADVANCE COMFORT SYSTEM,GREAT LAKES,ALLIED | ALLIED AIR ENTERPRISES, LLC | 80AF1UH070P12A-* |  | Natural Gas,Propane Gas | Upflow,Horizontal | Non-Weatherized | 66 | 54 | 80 | 57.4 | 753 | 77 |  | No
4208208 | Active | MERIT 80 | LENNOX INDUSTRIES, INC. | ML180UH090P36B-* |  | Natural Gas,Propane Gas | Upflow,Horizontal | Non-Weatherized | 88 | 71 | 80 | 76.7 | 911 | 81 | Yes | No
4208419 | Active | AIREASE,ARMSTRONG AIR,ADVANCE COMFORT SYSTEM,GREAT LAKES,ALLIED | ALLIED AIR ENTERPRISES, LLC | A80UH1D090B12-* |  | Natural Gas,Propane Gas | Upflow,Horizontal | Non-Weatherized | 88 | 71 | 80 | 76.7 | 911 | 81 |  | No
4208420 | Active | CONCORD,DUCANE,ADVANCE COMFORT SYSTEM,GREAT LAKES,ALLIED | ALLIED AIR ENTERPRISES, LLC | 80G1UH090BP12-* |  | Natural Gas,Propane Gas | Upflow,Horizontal | Non-Weatherized | 88 | 71 | 80 | 76.7 | 911 | 81 |  | No
4514545 | Active | AIRE-FLO,ADVANCE COMFORT SYSTEM,GREAT LAKES,ALLIED | ALLIED AIR ENTERPRISES, LLC | 80AF1UH090P12B-* |  | Natural Gas,Propane Gas | Upflow,Horizontal | Non-Weatherized | 88 | 71 | 80 | 76.7 | 911 | 81 |  | No
4208209 | Active | MERIT 80 | LENNOX INDUSTRIES, INC. | ML180UH090P48B-* |  | Natural Gas,Propane Gas | Upflow,Horizontal | Non-Weatherized | 88 | 71 | 80 | 76.7 | 920 | 80 | Yes | No
4208421 | Active | AIREASE,ARMSTRONG AIR,ADVANCE COMFORT SYSTEM,GREAT LAKES,ALLIED | ALLIED AIR ENTERPRISES, LLC | A80UH1D090B16-* |  | Natural Gas,Propane Gas | Upflow,Horizontal | Non-Weatherized | 88 | 71 | 80 | 76.7 | 920 | 80 |  | No
4208422 | Active | CONCORD,DUCANE,ADVANCE COMFORT SYSTEM,GREAT LAKES,ALLIED | ALLIED AIR ENTERPRISES, LLC | 80G1UH090BP16-* |  | Natural Gas,Propane Gas | Upflow,Horizontal | Non-Weatherized | 88 | 71 | 80 | 76.7 | 920 | 80 |  | No
4514546 | Active | AIRE-FLO,ADVANCE COMFORT SYSTEM,GREAT LAKES,ALLIED | ALLIED AIR ENTERPRISES, LLC | 80AF1UH090P16B-* |  | Natural Gas,Propane Gas | Upflow,Horizontal | Non-Weatherized | 88 | 71 | 80 | 76.7 | 920 | 80 |  | No
4208210 | Active | MERIT 80 | LENNOX INDUSTRIES, INC. | ML180UH110P48C-* |  | Natural Gas,Propane Gas | Upflow,Horizontal | Non-Weatherized | 110 | 89 | 80 | 95.9 | 1123 | 83 | Yes | No
4208423 | Active | AIREASE,ARMSTRONG AIR,ADVANCE COMFORT SYSTEM,GREAT LAKES,ALLIED | ALLIED AIR ENTERPRISES, LLC | A80UH1D110C16-* |  | Natural Gas,Propane Gas | Upflow,Horizontal | Non-Weatherized | 110 | 89 | 80 | 95.9 | 1123 | 83 |  | No
4208424 | Active | CONCORD,DUCANE,ADVANCE COMFORT SYSTEM,GREAT LAKES,ALLIED | ALLIED AIR ENTERPRISES, LLC | 80G1UH110CP16-* |  | Natural Gas,Propane Gas | Upflow,Horizontal | Non-Weatherized | 110 | 89 | 80 | 95.9 | 1123 | 83 |  | No
4514547 | Active | AIRE-FLO,ADVANCE COMFORT SYSTEM,GREAT LAKES,ALLIED | ALLIED AIR ENTERPRISES, LLC | 80AF1UH110P16C-* |  | Natural Gas,Propane Gas | Upflow,Horizontal | Non-Weatherized | 110 | 89 | 80 | 95.9 | 1123 | 83 |  | No
4208211 | Active | MERIT 80 | LENNOX INDUSTRIES, INC. | ML180UH110P60C-* |  | Natural Gas,Propane Gas | Upflow,Horizontal | Non-Weatherized | 110 | 89 | 80 | 95.3 | 1242 | 84 | Yes | No
4208425 | Active | AIREASE,ARMSTRONG AIR,ADVANCE COMFORT SYSTEM,GREAT LAKES,ALLIED | ALLIED AIR ENTERPRISES, LLC | A80UH1D110C20-* |  | Natural Gas,Propane Gas | Upflow,Horizontal | Non-Weatherized | 110 | 89 | 80 | 95.3 | 1242 | 84 |  | No
4208426 | Active | CONCORD,DUCANE,ADVANCE COMFORT SYSTEM,GREAT LAKES,ALLIED | ALLIED AIR ENTERPRISES, LLC | 80G1UH110CP20-* |  | Natural Gas,Propane Gas | Upflow,Horizontal | Non-Weatherized | 110 | 89 | 80 | 95.3 | 1242 | 84 |  | No
4514548 | Active | AIRE-FLO,ADVANCE COMFORT SYSTEM,GREAT LAKES,ALLIED | ALLIED AIR ENTERPRISES, LLC | 80AF1UH110P20C-* |  | Natural Gas,Propane Gas | Upflow,Horizontal | Non-Weatherized | 110 | 89 | 80 | 95.3 | 1242 | 84 |  | No
4208212 | Active | MERIT 80 | LENNOX INDUSTRIES, INC. | ML180UH135P60D-* |  | Natural Gas,Propane Gas | Upflow,Horizontal | Non-Weatherized | 132 | 107 | 80 | 114.4 | 1471 | 85 | Yes | No
4208427 | Active | AIREASE,ARMSTRONG AIR,ADVANCE COMFORT SYSTEM,GREAT LAKES,ALLIED | ALLIED AIR ENTERPRISES, LLC | A80UH1D135D20-* |  | Natural Gas,Propane Gas | Upflow,Horizontal | Non-Weatherized | 132 | 107 | 80 | 114.4 | 1471 | 85 |  | No
4208428 | Active | CONCORD,DUCANE,ADVANCE COMFORT SYSTEM,GREAT LAKES,ALLIED | ALLIED AIR ENTERPRISES, LLC | 80G1UH135DP20-* |  | Natural Gas,Propane Gas | Upflow,Horizontal | Non-Weatherized | 132 | 107 | 80 | 114.4 | 1471 | 85 |  | No
4514550 | Active | AIRE-FLO,ADVANCE COMFORT SYSTEM,GREAT LAKES,ALLIED | ALLIED AIR ENTERPRISES, LLC | 80AF1UH135P20D-* |  | Natural Gas,Propane Gas | Upflow,Horizontal | Non-Weatherized | 132 | 107 | 80 | 114.4 | 1471 | 85 |  | No
4208213 | Active | MERIT 80 | LENNOX INDUSTRIES, INC. | ML180UH045XP36A-* |  | Natural Gas, Propane Gas | Upflow, Horizontal | Non-Weatherized | 44 | 36 | 80 | 37.5 | 711 | 65 |  | No
4208429 | Active | AIREASE,ARMSTRONG AIR,ADVANCE COMFORT SYSTEM,GREAT LAKES,ALLIED | ALLIED AIR ENTERPRISES, LLC | A80UH1D045A12L-* |  | Natural Gas, Propane Gas | Upflow, Horizontal | Non-Weatherized | 44 | 36 | 80 | 37.5 | 711 | 65 |  | No
4208430 | Active | CONCORD,DUCANE,ADVANCE COMFORT SYSTEM,GREAT LAKES,ALLIED | ALLIED AIR ENTERPRISES, LLC | 80G1UH045AP12L-* |  | Natural Gas, Propane Gas | Upflow, Horizontal | Non-Weatherized | 44 | 36 | 80 | 37.5 | 711 | 65 |  | No
4514551 | Active | AIRE-FLO,ADVANCE COMFORT SYSTEM,GREAT LAKES,ALLIED | ALLIED AIR ENTERPRISES, LLC | 80AF1UH045P12AL-* |  | Natural Gas, Propane Gas | Upflow, Horizontal | Non-Weatherized | 44 | 36 | 80 | 37.5 | 711 | 65 |  | No
4208214 | Active | MERIT 80 | LENNOX INDUSTRIES, INC. | ML180UH070XP36A-* |  | Natural Gas,Propane Gas | Upflow,Horizontal | Non-Weatherized | 66 | 54 | 80 | 57.4 | 753 | 77 |  | No
4208431 | Active | AIREASE,ARMSTRONG AIR,ADVANCE COMFORT SYSTEM,GREAT LAKES,ALLIED | ALLIED AIR ENTERPRISES, LLC | A80UH1D070A12L-* |  | Natural Gas,Propane Gas | Upflow,Horizontal | Non-Weatherized | 66 | 54 | 80 | 57.4 | 753 | 77 |  | No
4208432 | Active | CONCORD,DUCANE,ADVANCE COMFORT SYSTEM,GREAT LAKES,ALLIED | ALLIED AIR ENTERPRISES, LLC | 80G1UH070AP12L-* |  | Natural Gas,Propane Gas | Upflow,Horizontal | Non-Weatherized | 66 | 54 | 80 | 57.4 | 753 | 77 |  | No
4514552 | Active | AIRE-FLO,ADVANCE COMFORT SYSTEM,GREAT LAKES,ALLIED | ALLIED AIR ENTERPRISES, LLC | 80AF1UH070P12AL-* |  | Natural Gas,Propane Gas | Upflow,Horizontal | Non-Weatherized | 66 | 54 | 80 | 57.4 | 753 | 77 |  | No
4208215 | Active | MERIT 80 | LENNOX INDUSTRIES, INC. | ML180UH090XP48B-* |  | Natural Gas,Propane Gas | Upflow,Horizontal | Non-Weatherized | 88 | 71 | 80 | 76.7 | 920 | 80 |  | No
4208433 | Active | AIREASE,ARMSTRONG AIR,ADVANCE COMFORT SYSTEM,GREAT LAKES,ALLIED | ALLIED AIR ENTERPRISES, LLC | A80UH1D090B16L-* |  | Natural Gas,Propane Gas | Upflow,Horizontal | Non-Weatherized | 88 | 71 | 80 | 76.7 | 920 | 80 |  | No
4208434 | Active | CONCORD,DUCANE,ADVANCE COMFORT SYSTEM,GREAT LAKES,ALLIED | ALLIED AIR ENTERPRISES, LLC | 80G1UH090BP16L-* |  | Natural Gas,Propane Gas | Upflow,Horizontal | Non-Weatherized | 88 | 71 | 80 | 76.7 | 920 | 80 |  | No
4514553 | Active | AIRE-FLO,ADVANCE COMFORT SYSTEM,GREAT LAKES,ALLIED | ALLIED AIR ENTERPRISES, LLC | 80AF1UH090P16BL-* |  | Natural Gas,Propane Gas | Upflow,Horizontal | Non-Weatherized | 88 | 71 | 80 | 76.7 | 920 | 80 |  | No
4208216 | Active | MERIT 80 | LENNOX INDUSTRIES, INC. | ML180UH110XP60C-* |  | Natural Gas,Propane Gas | Upflow,Horizontal | Non-Weatherized | 110 | 89 | 80 | 95.3 | 1242 | 84 |  | No
4208435 | Active | AIREASE,ARMSTRONG AIR,ADVANCE COMFORT SYSTEM,GREAT LAKES,ALLIED | ALLIED AIR ENTERPRISES, LLC | A80UH1D110C20L-* |  | Natural Gas,Propane Gas | Upflow,Horizontal | Non-Weatherized | 110 | 89 | 80 | 95.3 | 1242 | 84 |  | No
4208436 | Active | CONCORD,DUCANE,ADVANCE COMFORT SYSTEM,GREAT LAKES,ALLIED | ALLIED AIR ENTERPRISES, LLC | 80G1UH110CP20L-* |  | Natural Gas,Propane Gas | Upflow,Horizontal | Non-Weatherized | 110 | 89 | 80 | 95.3 | 1242 | 84 |  | No
4514549 | Active | AIRE-FLO,ADVANCE COMFORT SYSTEM,GREAT LAKES,ALLIED | ALLIED AIR ENTERPRISES, LLC | 80AF1UH110P20CL-* |  | Natural Gas,Propane Gas | Upflow,Horizontal | Non-Weatherized | 110 | 89 | 80 | 95.3 | 1242 | 84 |  | No
4208217 | Active | ADVANCE COMFORT SYSTEM, ALLIED, CONCORD, DUCANE, GREAT LAKES | ALLIED AIR ENTERPRISES, LLC | 92G1UH045BP08-* |  | Natural Gas,Propane Gas | Upflow,Horizontal | Non-Weatherized | 44 | 41 | 92.1 | 33.8 | 413 | 127 | Yes | No
4208218 | Active | ADVANCE COMFORT SYSTEM, ALLIED, CONCORD, DUCANE, GREAT LAKES | ALLIED AIR ENTERPRISES, LLC | 92G1UH045BP12-* |  | Natural Gas,Propane Gas | Upflow,Horizontal | Non-Weatherized | 44 | 42 | 92.1 | 33.6 | 471 | 130 | Yes | No
4208219 | Active | ADVANCE COMFORT SYSTEM, ALLIED, CONCORD, DUCANE, GREAT LAKES | ALLIED AIR ENTERPRISES, LLC | 92G1UH070BP08-* |  | Natural Gas,Propane Gas | Upflow,Horizontal | Non-Weatherized | 66 | 62 | 92.1 | 67.9 | 631 | 130 | Yes | No
4208220 | Active | CONCORD,DUCANE,ADVANCE COMFORT SYSTEM,GREAT LAKES,ALLIED | ALLIED AIR ENTERPRISES, LLC | 92G1UH070BP12-* |  | Natural Gas,Propane Gas | Upflow,Horizontal | Non-Weatherized | 66 | 62 | 92.1 | 67.8 | 663 | 130 | Yes | No
4208221 | Active | CONCORD,DUCANE,ADVANCE COMFORT SYSTEM,GREAT LAKES,ALLIED | ALLIED AIR ENTERPRISES, LLC | 92G1UH090CP12-* |  | Natural Gas,Propane Gas | Upflow,Horizontal | Non-Weatherized | 88 | 83 | 92.1 | 84.6 | 801 | 132 | Yes | No
4208222 | Active | CONCORD,DUCANE,ADVANCE COMFORT SYSTEM,GREAT LAKES,ALLIED | ALLIED AIR ENTERPRISES, LLC | 92G1UH090CP16-* |  | Natural Gas,Propane Gas | Upflow,Horizontal | Non-Weatherized | 88 | 83 | 92.1 | 84.7 | 778 | 135 | Yes | No
4208223 | Active | CONCORD,DUCANE,ADVANCE COMFORT SYSTEM,GREAT LAKES,ALLIED | ALLIED AIR ENTERPRISES, LLC | 92G1UH110CP16-* |  | Natural Gas,Propane Gas | Upflow,Horizontal | Non-Weatherized | 110 | 104 | 92.1 | 101.9 | 831 | 134 | Yes | No
4208224 | Active | ADVANCE COMFORT SYSTEM, ALLIED, CONCORD, DUCANE, GREAT LAKES | ALLIED AIR ENTERPRISES, LLC | 92G1UH110CP20-* |  | Natural Gas,Propane Gas | Upflow,Horizontal | Non-Weatherized | 110 | 104 | 92.1 | 101 | 1063 | 135 | Yes | No
4208225 | Active | ADVANCE COMFORT SYSTEM, ALLIED, CONCORD, DUCANE, GREAT LAKES | ALLIED AIR ENTERPRISES, LLC | 92G1UH135DP20-* |  | Natural Gas,Propane Gas | Upflow,Horizontal | Non-Weatherized | 132 | 124 | 92.1 | 117.9 | 1206 | 138 | Yes | No
4208226 | Active | ADVANCE COMFORT SYSTEM, AIRE COMMAND, ALLIED, CONCORD, DUCANE, GREAT LAKES, KERR SMART ENERGY | ALLIED AIR ENTERPRISES, LLC | 92G1DF045BP12-* |  | Natural Gas,Propane Gas | Downflow | Non-Weatherized | 44 | 42 | 92.1 | 33.5 | 499 | 130 | Yes | No
4208227 | Active | ADVANCE COMFORT SYSTEM, ALLIED, CONCORD, DUCANE, GREAT LAKES | ALLIED AIR ENTERPRISES, LLC | 92G1DF070BP12-* |  | Natural Gas,Propane Gas | Downflow | Non-Weatherized | 66 | 62 | 92.1 | 67.8 | 657 | 130 | Yes | No
4208228 | Active | CONCORD,DUCANE,ADVANCE COMFORT SYSTEM,GREAT LAKES,ALLIED | ALLIED AIR ENTERPRISES, LLC | 92G1DF090CP16-* |  | Natural Gas,Propane Gas | Downflow | Non-Weatherized | 88 | 84 | 92.1 | 84.5 | 822 | 133 | Yes | No
4208229 | Active | ADVANCE COMFORT SYSTEM, ALLIED, CONCORD, DUCANE, GREAT LAKES | ALLIED AIR ENTERPRISES, LLC | 92G1DF110CP20-* |  | Natural Gas,Propane Gas | Downflow | Non-Weatherized | 110 | 104 | 92.1 | 101 | 1059 | 135 | Yes | No
4215802 | Active | AIREASE,ARMSTRONG,ADVANCE COMFORT SYSTEM,GREAT LAKES,ALLIED | ALLIED AIR ENTERPRISES, LLC | A95DF1D070B12*-* |  | Natural Gas,Propane Gas | Downflow | Non-Weatherized | 66 | 64 | 95 | 65.5 | 745 | 136 | Yes | No | AFUE
4215954 | Active | CONCORD,DUCANE,ADVANCE COMFORT SYSTEM,GREAT LAKES,ALLIED | ALLIED AIR ENTERPRISES, LLC | 95G1DF070BP12-* |  | Natural Gas,Propane Gas | Downflow | Non-Weatherized | 66 | 64 | 95 | 65.5 | 745 | 136 |  | No | AFUE
4239538 | Active | DAVE LENNOX SIGNATURE | LENNOX INDUSTRIES, INC. | SL280UH090XV60C-* |  | Natural Gas | Upflow,Horizontal | Non-Weatherized | 88 | 70 | 80 | 78 | 348 | 36 |  | Yes | AMACF
4240123 | Active | DAVE LENNOX SIGNATURE | LENNOX INDUSTRIES, INC. | SL280UH090XV60C-** |  | Natural Gas | Upflow,Horizontal | Non-Weatherized | 88 | 70 | 80 | 78 | 348 | 36 |  | Yes | AMACF
4307419 | Discontinued | SUNLINE | YORK BY JOHNSON CONTROLS | ZF036*04*1**** |  | Natural Gas, Propane Gas | Downflow, Horizontal | Weatherized | 50 | 40 | 80.9 | 38 | 395 | 24 | Yes | No
4308273 | Discontinued | ECHELON | COLEMAN BY JOHNSON CONTROLS | ZS036*04*F**** |  | Natural Gas, Propane Gas | Downflow, Horizontal | Weatherized | 50 | 40 | 80.9 | 38 | 395 | 24 |  | No
4308381 | Discontinued | ACCLIMATE | LUXAIRE BY JOHNSON CONTROLS | ZS036*04*F**** |  | Natural Gas, Propane Gas | Downflow, Horizontal | Weatherized | 50 | 40 | 80.9 | 38 | 395 | 24 |  | No
4308489 | Discontinued | EVCON | EVCON BY JOHNSON CONTROLS | ZS036*04*F**** |  | Natural Gas, Propane Gas | Downflow, Horizontal | Weatherized | 50 | 40 | 80.9 | 38 | 395 | 24 |  | No
4308741 | Discontinued | FRASER-JOHNSTON | FRASER-JOHNSTON BY JOHNSON CONTROLS | ZS036*04*F**** |  | Natural Gas, Propane Gas | Downflow, Horizontal | Weatherized | 50 | 40 | 80.9 | 38 | 395 | 24 |  | No
4307420 | Discontinued | SUNLINE | YORK BY JOHNSON CONTROLS | ZF036*08*1**** |  | Natural Gas, Propane Gas | Downflow, Horizontal | Weatherized | 100 | 80 | 80.5 | 93.4 | 1462 | 86 | Yes | No
4308274 | Discontinued | ECHELON | COLEMAN BY JOHNSON CONTROLS | ZS036*08*F**** |  | Natural Gas, Propane Gas | Downflow, Horizontal | Weatherized | 100 | 80 | 80.5 | 93.4 | 1462 | 86 |  | No
4308382 | Discontinued | ACCLIMATE | LUXAIRE BY JOHNSON CONTROLS | ZS036*08*F**** |  | Natural Gas, Propane Gas | Downflow, Horizontal | Weatherized | 100 | 80 | 80.5 | 93.4 | 1462 | 86 |  | No
4308490 | Discontinued | EVCON | EVCON BY JOHNSON CONTROLS | ZS036*08*F**** |  | Natural Gas, Propane Gas | Downflow, Horizontal | Weatherized | 100 | 80 | 80.5 | 93.4 | 1462 | 86 |  | No
4308742 | Discontinued | FRASER-JOHNSTON | FRASER-JOHNSTON BY JOHNSON CONTROLS | ZS036*08*F**** |  | Natural Gas, Propane Gas | Downflow, Horizontal | Weatherized | 100 | 80 | 80.5 | 93.4 | 1462 | 86 |  | No
4307421 | Discontinued | SUNLINE | YORK BY JOHNSON CONTROLS | ZF048*06*1**** |  | Natural Gas, Propane Gas | Downflow, Horizontal | Weatherized | 75 | 60 | 80.9 | 57.7 | 420 | 28 | Yes | No
4308275 | Discontinued | ECHELON | COLEMAN BY JOHNSON CONTROLS | ZS048*06*F**** |  | Natural Gas, Propane Gas | Downflow, Horizontal | Weatherized | 75 | 60 | 80.9 | 57.7 | 420 | 28 |  | No
4308383 | Discontinued | ACCLIMATE | LUXAIRE BY JOHNSON CONTROLS | ZS048*06*F**** |  | Natural Gas, Propane Gas | Downflow, Horizontal | Weatherized | 75 | 60 | 80.9 | 57.7 | 420 | 28 |  | No
4308491 | Discontinued | EVCON | EVCON BY JOHNSON CONTROLS | ZS048*06*F**** |  | Natural Gas, Propane Gas | Downflow, Horizontal | Weatherized | 75 | 60 | 80.9 | 57.7 | 420 | 28 |  | No
4308743 | Discontinued | FRASER-JOHNSTON | FRASER-JOHNSTON BY JOHNSON CONTROLS | ZS048*06*F**** |  | Natural Gas, Propane Gas | Downflow, Horizontal | Weatherized | 75 | 60 | 80.9 | 57.7 | 420 | 28 |  | No
4307423 | Discontinued | SUNLINE | YORK BY JOHNSON CONTROLS | ZF048*10*1**** |  | Natural Gas, Propane Gas | Downflow, Horizontal | Weatherized | 125 | 100 | 80.3 | 117.5 | 534 | 64 | Yes | No
4308276 | Discontinued | ECHELON | COLEMAN BY JOHNSON CONTROLS | ZS048*10*F**** |  | Natural Gas, Propane Gas | Downflow, Horizontal | Weatherized | 125 | 100 | 80.3 | 117.5 | 534 | 64 |  | No
4308384 | Discontinued | ACCLIMATE | LUXAIRE BY JOHNSON CONTROLS | ZS048*10*F**** |  | Natural Gas, Propane Gas | Downflow, Horizontal | Weatherized | 125 | 100 | 80.3 | 117.5 | 534 | 64 |  | No
4308492 | Discontinued | EVCON | EVCON BY JOHNSON CONTROLS | ZS048*10*F**** |  | Natural Gas, Propane Gas | Downflow, Horizontal | Weatherized | 125 | 100 | 80.3 | 117.5 | 534 | 64 |  | No
4308744 | Discontinued | FRASER-JOHNSTON | FRASER-JOHNSTON BY JOHNSON CONTROLS | ZS048*10*F**** |  | Natural Gas, Propane Gas | Downflow, Horizontal | Weatherized | 125 | 100 | 80.3 | 117.5 | 534 | 64 |  | No
4307424 | Discontinued | SUNLINE | YORK BY JOHNSON CONTROLS | ZF060*08*1**** |  | Natural Gas, Propane Gas | Downflow, Horizontal | Weatherized | 100 | 80 | 80.5 | 93.4 | 1462 | 86 | Yes | No
4308277 | Discontinued | ECHELON | COLEMAN BY JOHNSON CONTROLS | ZS060*08*F**** |  | Natural Gas, Propane Gas | Downflow, Horizontal | Weatherized | 100 | 80 | 80.5 | 93.4 | 1462 | 86 |  | No
4308385 | Discontinued | ACCLIMATE | LUXAIRE BY JOHNSON CONTROLS | ZS060*08*F**** |  | Natural Gas, Propane Gas | Downflow, Horizontal | Weatherized | 100 | 80 | 80.5 | 93.4 | 1462 | 86 |  | No
4308493 | Discontinued | EVCON | EVCON BY JOHNSON CONTROLS | ZS060*08*F**** |  | Natural Gas, Propane Gas | Downflow, Horizontal | Weatherized | 100 | 80 | 80.5 | 93.4 | 1462 | 86 |  | No
4308745 | Discontinued | FRASER-JOHNSTON | FRASER-JOHNSTON BY JOHNSON CONTROLS | ZS060*08*F**** |  | Natural Gas, Propane Gas | Downflow, Horizontal | Weatherized | 100 | 80 | 80.5 | 93.4 | 1462 | 86 |  | No
4307425 | Discontinued | SUNLINE | YORK BY JOHNSON CONTROLS | ZF060*10*1**** |  | Natural Gas, Propane Gas | Downflow, Horizontal | Weatherized | 125 | 100 | 80.3 | 117.5 | 534 | 64 | Yes | No
4308278 | Discontinued | ECHELON | COLEMAN BY JOHNSON CONTROLS | ZS060*F0*F**** |  | Natural Gas, Propane Gas | Downflow, Horizontal | Weatherized | 125 | 100 | 80.3 | 117.5 | 534 | 64 |  | No
4308386 | Discontinued | ACCLIMATE | LUXAIRE BY JOHNSON CONTROLS | ZS060*F0*F**** |  | Natural Gas, Propane Gas | Downflow, Horizontal | Weatherized | 125 | 100 | 80.3 | 117.5 | 534 | 64 |  | No
4308494 | Discontinued | EVCON | EVCON BY JOHNSON CONTROLS | ZS060*F0*F**** |  | Natural Gas, Propane Gas | Downflow, Horizontal | Weatherized | 125 | 100 | 80.3 | 117.5 | 534 | 64 |  | No
4308746 | Discontinued | FRASER-JOHNSTON | FRASER-JOHNSTON BY JOHNSON CONTROLS | ZS060*F0*F**** |  | Natural Gas, Propane Gas | Downflow, Horizontal | Weatherized | 125 | 100 | 80.3 | 117.5 | 534 | 64 |  | No
4307426 | Discontinued | SUNLINE | YORK BY JOHNSON CONTROLS | ZR036*04*1**** |  | Natural Gas, Propane Gas | Downflow, Horizontal | Weatherized | 50 | 40 | 80.9 | 38 | 395 | 24 | Yes | No
4308279 | Discontinued | ECHELON | COLEMAN BY JOHNSON CONTROLS | ZK036*04*F**** |  | Natural Gas, Propane Gas | Downflow, Horizontal | Weatherized | 50 | 40 | 80.9 | 38 | 395 | 24 |  | No
4308387 | Discontinued | ACCLIMATE | LUXAIRE BY JOHNSON CONTROLS | ZK036*04*F**** |  | Natural Gas, Propane Gas | Downflow, Horizontal | Weatherized | 50 | 40 | 80.9 | 38 | 395 | 24 |  | No
4308495 | Discontinued | EVCON | EVCON BY JOHNSON CONTROLS | ZK036*04*F**** |  | Natural Gas, Propane Gas | Downflow, Horizontal | Weatherized | 50 | 40 | 80.9 | 38 | 395 | 24 |  | No
4308747 | Discontinued | FRASER-JOHNSTON | FRASER-JOHNSTON BY JOHNSON CONTROLS | ZK036*04*F**** |  | Natural Gas, Propane Gas | Downflow, Horizontal | Weatherized | 50 | 40 | 80.9 | 38 | 395 | 24 |  | No
4307427 | Discontinued | SUNLINE | YORK BY JOHNSON CONTROLS | ZR036*08*1**** |  | Natural Gas, Propane Gas | Downflow, Horizontal | Weatherized | 100 | 80 | 80.5 | 93.4 | 1462 | 86 | Yes | No
4308280 | Discontinued | ECHELON | COLEMAN BY JOHNSON CONTROLS | ZK036*08*F**** |  | Natural Gas, Propane Gas | Downflow, Horizontal | Weatherized | 100 | 80 | 80.5 | 93.4 | 1462 | 86 |  | No
4308388 | Discontinued | ACCLIMATE | LUXAIRE BY JOHNSON CONTROLS | ZK036*08*F**** |  | Natural Gas, Propane Gas | Downflow, Horizontal | Weatherized | 100 | 80 | 80.5 | 93.4 | 1462 | 86 |  | No
4308496 | Discontinued | EVCON | EVCON BY JOHNSON CONTROLS | ZK036*08*F**** |  | Natural Gas, Propane Gas | Downflow, Horizontal | Weatherized | 100 | 80 | 80.5 | 93.4 | 1462 | 86 |  | No
4308748 | Discontinued | FRASER-JOHNSTON | FRASER-JOHNSTON BY JOHNSON CONTROLS | ZK036*08*F**** |  | Natural Gas, Propane Gas | Downflow, Horizontal | Weatherized | 100 | 80 | 80.5 | 93.4 | 1462 | 86 |  | No
4307429 | Discontinued | SUNLINE | YORK BY JOHNSON CONTROLS | ZR048*06*1**** |  | Natural Gas, Propane Gas | Downflow, Horizontal | Weatherized | 75 | 60 | 80.9 | 57.7 | 420 | 28 | Yes | No
4308281 | Discontinued | ECHELON | COLEMAN BY JOHNSON CONTROLS | ZK048*06*F**** |  | Natural Gas, Propane Gas | Downflow, Horizontal | Weatherized | 75 | 60 | 80.9 | 57.7 | 420 | 28 |  | No
4308389 | Discontinued | ACCLIMATE | LUXAIRE BY JOHNSON CONTROLS | ZK048*06*F**** |  | Natural Gas, Propane Gas | Downflow, Horizontal | Weatherized | 75 | 60 | 80.9 | 57.7 | 420 | 28 |  | No
4308497 | Discontinued | EVCON | EVCON BY JOHNSON CONTROLS | ZK048*06*F**** |  | Natural Gas, Propane Gas | Downflow, Horizontal | Weatherized | 75 | 60 | 80.9 | 57.7 | 420 | 28 |  | No
4308749 | Discontinued | FRASER-JOHNSTON | FRASER-JOHNSTON BY JOHNSON CONTROLS | ZK048*06*F**** |  | Natural Gas, Propane Gas | Downflow, Horizontal | Weatherized | 75 | 60 | 80.9 | 57.7 | 420 | 28 |  | No
4307430 | Discontinued | SUNLINE | YORK BY JOHNSON CONTROLS | ZR048*10*1**** |  | Natural Gas, Propane Gas | Downflow, Horizontal | Weatherized | 125 | 100 | 80.3 | 117.5 | 534 | 64 | Yes | No
4308282 | Discontinued | ECHELON | COLEMAN BY JOHNSON CONTROLS | ZK048*10*F**** |  | Natural Gas, Propane Gas | Downflow, Horizontal | Weatherized | 125 | 100 | 80.3 | 117.5 | 534 | 64 |  | No
4308390 | Discontinued | ACCLIMATE | LUXAIRE BY JOHNSON CONTROLS | ZK048*10*F**** |  | Natural Gas, Propane Gas | Downflow, Horizontal | Weatherized | 125 | 100 | 80.3 | 117.5 | 534 | 64 |  | No
4308498 | Discontinued | EVCON | EVCON BY JOHNSON CONTROLS | ZK048*10*F**** |  | Natural Gas, Propane Gas | Downflow, Horizontal | Weatherized | 125 | 100 | 80.3 | 117.5 | 534 | 64 |  | No
4308750 | Discontinued | FRASER-JOHNSTON | FRASER-JOHNSTON BY JOHNSON CONTROLS | ZK048*10*F**** |  | Natural Gas, Propane Gas | Downflow, Horizontal | Weatherized | 125 | 100 | 80.3 | 117.5 | 534 | 64 |  | No
4307431 | Discontinued | SUNLINE | YORK BY JOHNSON CONTROLS | ZR060*08*1**** |  | Natural Gas, Propane Gas | Downflow, Horizontal | Weatherized | 100 | 80 | 80.5 | 93.4 | 1462 | 86 | Yes | No
4308283 | Discontinued | ECHELON | COLEMAN BY JOHNSON CONTROLS | ZK060*08*F**** |  | Natural Gas, Propane Gas | Downflow, Horizontal | Weatherized | 100 | 80 | 80.5 | 93.4 | 1462 | 86 |  | No
4308391 | Discontinued | ACCLIMATE | LUXAIRE BY JOHNSON CONTROLS | ZK060*08*F**** |  | Natural Gas, Propane Gas | Downflow, Horizontal | Weatherized | 100 | 80 | 80.5 | 93.4 | 1462 | 86 |  | No
4308499 | Discontinued | EVCON | EVCON BY JOHNSON CONTROLS | ZK060*08*F**** |  | Natural Gas, Propane Gas | Downflow, Horizontal | Weatherized | 100 | 80 | 80.5 | 93.4 | 1462 | 86 |  | No
4308751 | Discontinued | FRASER-JOHNSTON | FRASER-JOHNSTON BY JOHNSON CONTROLS | ZK060*08*F**** |  | Natural Gas, Propane Gas | Downflow, Horizontal | Weatherized | 100 | 80 | 80.5 | 93.4 | 1462 | 86 |  | No
4307433 | Discontinued | SUNLINE | YORK BY JOHNSON CONTROLS | ZR060*10*1**** |  | Natural Gas, Propane Gas | Downflow, Horizontal | Weatherized | 125 | 100 | 80.3 | 117.5 | 534 | 64 | Yes | No
4308284 | Discontinued | ECHELON | COLEMAN BY JOHNSON CONTROLS | ZK060*10*F**** |  | Natural Gas, Propane Gas | Downflow, Horizontal | Weatherized | 125 | 100 | 80.3 | 117.5 | 534 | 64 |  | No
4308392 | Discontinued | ACCLIMATE | LUXAIRE BY JOHNSON CONTROLS | ZK060*10*F**** |  | Natural Gas, Propane Gas | Downflow, Horizontal | Weatherized | 125 | 100 | 80.3 | 117.5 | 534 | 64 |  | No
4308500 | Discontinued | EVCON | EVCON BY JOHNSON CONTROLS | ZK060*10*F**** |  | Natural Gas, Propane Gas | Downflow, Horizontal | Weatherized | 125 | 100 | 80.3 | 117.5 | 534 | 64 |  | No
4308752 | Discontinued | FRASER-JOHNSTON | FRASER-JOHNSTON BY JOHNSON CONTROLS | ZK060*10*F**** |  | Natural Gas, Propane Gas | Downflow, Horizontal | Weatherized | 125 | 100 | 80.3 | 117.5 | 534 | 64 |  | No
4333793 | Active | AIREASE,ARMSTRONG AIR,ADVANCE COMFORT SYSTEM,GREAT LAKES,ALLIED | ALLIED AIR ENTERPRISES, LLC | A80UH1D110C12-* |  | Natural Gas,Propane Gas | Upflow,Horizontal | Non-Weatherized | 110 | 88 | 80 | 96.7 | 914 | 80 | Yes | No
4333794 | Active | CONCORD,DUCANE,ADVANCE COMFORT SYSTEM,GREAT LAKES,ALLIED | ALLIED AIR ENTERPRISES, LLC | 80G1UH110CP12-* |  | Natural Gas,Propane Gas | Upflow,Downflow,Horizontal | Non-Weatherized | 110 | 88 | 80 | 96.7 | 914 | 80 |  | No
4356121 | Active | MIDEA | GD MIDEA HEATING & VENTILATING EQUIPMENT CO., LTD. | MGS80M050A3A |  | Natural Gas,Propane Gas | Upflow,Downflow,Horizontal | Non-Weatherized | 50 | 40 | 80 | 71.4 | 912 | 80 | Yes | No
4393123 | Active | COMFORTSTAR | EAIR LLC | IGT80M050P12A |  | Natural Gas,Propane Gas | Upflow,Downflow,Horizontal | Non-Weatherized | 50 | 40 | 80 | 71.4 | 912 | 80 |  | No
8110675 | Active | WOLF STEEL,NAPOLEON,CONTINENTAL | WOLF STEEL LTD. | WGS80M050A3A |  | Natural Gas,Propane Gas | Upflow,Downflow,Horizontal | Non-Weatherized | 50 | 40 | 80 | 71.4 | 912 | 80 |  | No
4356122 | Active | MIDEA | GD MIDEA HEATING & VENTILATING EQUIPMENT CO., LTD. | MGS80M080B4A |  | Natural Gas,Propane Gas | Upflow,Downflow,Horizontal | Non-Weatherized | 80 | 64 | 80 | 74.2 | 939 | 80 | Yes | No
4393124 | Active | COMFORTSTAR | EAIR LLC | IGT80M080P16B |  | Natural Gas,Propane Gas | Upflow,Downflow,Horizontal | Non-Weatherized | 80 | 64 | 80 | 74.2 | 939 | 80 |  | No
8110677 | Active | WOLF STEEL,NAPOLEON,CONTINENTAL | WOLF STEEL LTD. | WGS80M080B4A |  | Natural Gas,Propane Gas | Upflow,Downflow,Horizontal | Non-Weatherized | 80 | 64 | 80 | 74.2 | 939 | 80 |  | No
4356123 | Active | MIDEA | GD MIDEA HEATING & VENTILATING EQUIPMENT CO., LTD. | MGS80M080C4A |  | Natural Gas,Propane Gas | Upflow,Downflow,Horizontal | Non-Weatherized | 80 | 64 | 80 | 74.2 | 939 | 80 | Yes | No
4356124 | Active | MIDEA | GD MIDEA HEATING & VENTILATING EQUIPMENT CO., LTD. | MGS80M100C5A |  | Natural Gas,Propane Gas | Upflow,Downflow,Horizontal | Non-Weatherized | 100 | 80 | 80 | 75.2 | 937 | 80 | Yes | No
4393125 | Active | COMFORTSTAR | EAIR LLC | IGT80M100P20C |  | Natural Gas,Propane Gas | Upflow,Downflow,Horizontal | Non-Weatherized | 100 | 80 | 80 | 75.2 | 937 | 80 |  | No
4356125 | Active | MIDEA | GD MIDEA HEATING & VENTILATING EQUIPMENT CO., LTD. | MGS80M100D5A |  | Natural Gas,Propane Gas | Upflow,Downflow,Horizontal | Non-Weatherized | 100 | 80 | 80 | 75.2 | 937 | 80 | Yes | No
4356126 | Active | MIDEA | GD MIDEA HEATING & VENTILATING EQUIPMENT CO., LTD. | MGS80M120D5A |  | Natural Gas,Propane Gas | Upflow,Downflow,Horizontal | Non-Weatherized | 120 | 96 | 80 | 76 | 945 | 80 | Yes | No
4356127 | Active | MIDEA | GD MIDEA HEATING & VENTILATING EQUIPMENT CO., LTD. | MGS80M135D5A |  | Natural Gas,Propane Gas | Upflow,Downflow,Horizontal | Non-Weatherized | 135 | 108 | 80 | 76.3 | 950 | 130 | Yes | No
4393126 | Active | COMFORTSTAR | EAIR LLC | IGT80M135P20D |  | Natural Gas,Propane Gas | Upflow,Downflow,Horizontal | Non-Weatherized | 135 | 108 | 80 | 76.3 | 950 | 130 |  | No
8110680 | Active | WOLF STEEL,NAPOLEON,CONTINENTAL | WOLF STEEL LTD. | WGS80M135D5A |  | Natural Gas,Propane Gas | Upflow,Downflow,Horizontal | Non-Weatherized | 135 | 108 | 80 | 76.3 | 950 | 130 |  | No
4356134 | Active | RHEEM, RUUD | RHEEM SALES COMPANY, INC. | RGGE-06(E,N)MCKS |  | Natural Gas,Propane Gas | Downflow | Non-Weatherized | 60 | 56 | 91.8 | 49.9 | 284 | 85 | Yes | Yes | AMACF
4356135 | Active | RHEEM,RUUD | RHEEM SALES COMPANY, INC. | RGGE-07(E,N)MCKS |  | Natural Gas,Propane Gas | Downflow | Non-Weatherized | 75 | 67 | 90.3 | 67 | 456 | 84 | Yes | Yes | AMACF
4356136 | Active | RHEEM, RUUD | RHEEM SALES COMPANY, INC. | RGGE-09(E,N)ZCMS |  | Natural Gas,Propane Gas | Downflow | Non-Weatherized | 90 | 85 | 92.3 | 81 | 511 | 113 | Yes | Yes | AMACF
4356137 | Active | RHEEM, RUUD | RHEEM SALES COMPANY, INC. | RGGE-10(E,N)ZCMS |  | Natural Gas,Propane Gas | Downflow | Non-Weatherized | 105 | 99 | 91 | 97 | 563 | 97 | Yes | Yes | AMACF
4356138 | Active | RHEEM, RUUD | RHEEM SALES COMPANY, INC. | RGGE-12(E,N)RCMS |  | Natural Gas,Propane Gas | Downflow | Non-Weatherized | 120 | 113 | 92.2 | 114 | 567 | 124 | Yes | Yes | AMACF
4356139 | Active | RHEEM,RUUD | RHEEM SALES COMPANY, INC. | RGJF-06(E,N)MCKS |  | Natural Gas,Propane Gas | Horizontal | Non-Weatherized | 60 | 58 | 94.8 | 48 | 315 | 107 | Yes | Yes | AMACF
4356140 | Active | RHEEM, RUUD | RHEEM SALES COMPANY, INC. | RGJF-07(E,N)MCKS |  | Natural Gas,Propane Gas | Horizontal | Non-Weatherized | 75 | 72 | 93.1 | 64 | 338 | 110 | Yes | Yes | AMACF
4356141 | Active | RHEEM, RUUD | RHEEM SALES COMPANY, INC. | RGJF-09(E,N)ZCMS |  | Natural Gas,Propane Gas | Horizontal | Non-Weatherized | 90 | 83 | 90.2 | 83.9 | 398 | 88 | Yes | Yes | AMACF
4356142 | Active | RHEEM, RUUD | RHEEM SALES COMPANY, INC. | RGJF-10(E,N)ZCMS |  | Natural Gas,Propane Gas | Horizontal | Non-Weatherized | 105 | 98 | 90.4 | 98.1 | 588 | 84 | Yes | Yes | AMACF
4356143 | Active | RHEEM, RUUD | RHEEM SALES COMPANY, INC. | RGJF-12(E,N)RCMS |  | Natural Gas,Propane Gas | Horizontal | Non-Weatherized | 120 | 114 | 91.6 | 113.3 | 681 | 85 | Yes | Yes | AMACF
4356144 | Active | RHEEM,RUUD | RHEEM SALES COMPANY, INC. | RGLE-07(E,N)AMKR |  | Natural Gas,Propane Gas | Downflow | Non-Weatherized | 75 | 61 | 80 | 75 | 416 | 115 | Yes | Yes | AMACF
4356145 | Discontinued | RHEEM, RUUD | RHEEM SALES COMPANY, INC. | RGLE-07(E,N)BRQR |  | Natural Gas,Propane Gas | Downflow | Non-Weatherized | 75 | 62 | 80 | 75 | 446 | 106 | Yes | Yes | AMACF
4356146 | Discontinued | RHEEM,RUUD | RHEEM SALES COMPANY, INC. | RGLE-10(E,N)BRMR |  | Natural Gas,Propane Gas | Downflow | Non-Weatherized | 100 | 82 | 80 | 93 | 554 | 143 | Yes | Yes | AMACF
4356147 | Discontinued | RHEEM, RUUD | RHEEM SALES COMPANY, INC. | RGLE-12(E,N)ARMR |  | Natural Gas,Propane Gas | Downflow | Non-Weatherized | 125 | 102 | 80 | 111 | 545 | 140 | Yes | Yes | AMACF
4356148 | Discontinued | RHEEM,RUUD,WEATHERKING | RHEEM SALES COMPANY, INC. | RGLN-05(E,N)AUER |  | Natural Gas,Propane Gas | Downflow | Non-Weatherized | 50 | 40 | 80 | 37 | 721 | 99 | Yes | No
4356149 | Discontinued | RHEEM,RUUD,WEATHERKING | RHEEM SALES COMPANY, INC. | RGLN-07(E,N)AMER |  | Natural Gas,Propane Gas | Downflow | Non-Weatherized | 75 | 60 | 80 | 74 | 1189 | 64 | Yes | No
4356150 | Discontinued | RHEEM,RUUD,WEATHERKING | RHEEM SALES COMPANY, INC. | RGLN-07(E,N)AMGR |  | Natural Gas,Propane Gas | Downflow | Non-Weatherized | 75 | 60 | 80 | 73 | 1339 | 63 | Yes | No
4356151 | Discontinued | RHEEM,RUUD,WEATHERKING | RHEEM SALES COMPANY, INC. | RGLN-10(E,N)AMER |  | Natural Gas,Propane Gas | Downflow | Non-Weatherized | 100 | 80 | 80 | 94 | 1283 | 70 | Yes | No
4356152 | Discontinued | RHEEM,RUUD,WEATHERKING | RHEEM SALES COMPANY, INC. | RGLN-10(E,N)BRJR |  | Natural Gas,Propane Gas | Downflow | Non-Weatherized | 100 | 80 | 80 | 95 | 1282 | 63 | Yes | No
4356153 | Discontinued | RHEEM,RUUD,WEATHERKING | RHEEM SALES COMPANY, INC. | RGLN-12(E,N)ARJR |  | Natural Gas,Propane Gas | Downflow | Non-Weatherized | 125 | 100 | 80 | 112 | 1539 | 71 | Yes | No
4356154 | Discontinued | RHEEM,RUUD,WEATHERKING | RHEEM SALES COMPANY, INC. | RGLN-15(E,N)ARJR |  | Natural Gas,Propane Gas | Downflow | Non-Weatherized | 150 | 120 | 80 | 133 | 1526 | 74 | Yes | No
4356155 | Discontinued | RHEEM,RUUD,WEATHERKING | RHEEM SALES COMPANY, INC. | RGLQ-05(E,N)AUER |  | Natural Gas,Propane Gas | Downflow | Non-Weatherized | 50 | 41 | 80 | 36 | 420 | 83 | Yes | No
4357415 | Discontinued | SURE | RHEEM SALES COMPANY, INC. | GF802D050AS36 |  | Natural Gas,Propane Gas | Downflow | Non-Weatherized | 50 | 41 | 80 | 36 | 420 | 83 |  | No
4356156 | Discontinued | RHEEM,RUUD,WEATHERKING | RHEEM SALES COMPANY, INC. | RGLQ-07(E,N)AMER |  | Natural Gas,Propane Gas | Downflow | Non-Weatherized | 75 | 61 | 80 | 73 | 1005 | 89 | Yes | No
4357412 | Discontinued | SURE | RHEEM SALES COMPANY, INC. | GF802D075AS36 |  | Natural Gas,Propane Gas | Downflow | Non-Weatherized | 75 | 61 | 80 | 73 | 1005 | 89 |  | No
4356157 | Discontinued | RHEEM,RUUD,WEATHERKING | RHEEM SALES COMPANY, INC. | RGLQ-10(E,N)AMER |  | Natural Gas,Propane Gas | Downflow | Non-Weatherized | 100 | 82 | 80 | 91 | 1041 | 91 | Yes | No
4357413 | Discontinued | SURE | RHEEM SALES COMPANY, INC. | GF802D100AS36 |  | Natural Gas,Propane Gas | Downflow | Non-Weatherized | 100 | 82 | 80 | 91 | 1041 | 91 |  | No
4356158 | Discontinued | RHEEM,RUUD,WEATHERKING | RHEEM SALES COMPANY, INC. | RGLQ-10(E,N)BRJR |  | Natural Gas,Propane Gas | Downflow | Non-Weatherized | 100 | 82 | 80 | 90 | 1085 | 87 | Yes | No
4356159 | Discontinued | RHEEM,RUUD,WEATHERKING | RHEEM SALES COMPANY, INC. | RGLQ-12(E,N)ARJR |  | Natural Gas,Propane Gas | Downflow | Non-Weatherized | 125 | 102 | 80 | 107 | 1033 | 92 | Yes | No
4357414 | Discontinued | SURE | RHEEM SALES COMPANY, INC. | GF802D125AS60 |  | Natural Gas,Propane Gas | Downflow | Non-Weatherized | 125 | 102 | 80 | 107 | 1033 | 92 |  | No
4356160 | Discontinued | RHEEM,RUUD,WEATHERKING | RHEEM SALES COMPANY, INC. | RGLQ-15(E,N)ARJR |  | Natural Gas,Propane Gas | Downflow | Non-Weatherized | 150 | 122 | 80 | 129 | 1129 | 95 | Yes | No
4357371 | Discontinued | SURE | RHEEM SALES COMPANY, INC. | GF802D150AS60 |  | Natural Gas,Propane Gas | Downflow | Non-Weatherized | 150 | 122 | 80 | 129 | 1129 | 95 |  | No
4356161 | Discontinued | RHEEM,RUUD,WEATHERKING | RHEEM SALES COMPANY, INC. | RGLS-05(E,N)AUER |  | Natural Gas,Propane Gas | Downflow | Non-Weatherized | 50 | 40 | 80 | 37 | 721 | 99 |  | No
4357444 | Discontinued | SURE | RHEEM SALES COMPANY, INC. | GF801D050AS36 |  | Natural Gas,Propane Gas | Downflow | Non-Weatherized | 50 | 40 | 80 | 37 | 721 | 99 |  | No
4356162 | Discontinued | RHEEM,RUUD,WEATHERKING | RHEEM SALES COMPANY, INC. | RGLS-07(E,N)AMGR |  | Natural Gas,Propane Gas | Downflow | Non-Weatherized | 75 | 60 | 80 | 74 | 1339 | 64 |  | No
4356163 | Discontinued | RHEEM, RUUD, WEATHERKING | RHEEM SALES COMPANY, INC. | RGLS-07(E,N)AUER |  | Natural Gas,Propane Gas | Downflow | Non-Weatherized | 75 | 60 | 80 | 74 | 1189 | 60 | Yes | No
4357447 | Discontinued | SURE | RHEEM SALES COMPANY, INC. | GF801D075AS36 |  | Natural Gas,Propane Gas | Downflow | Non-Weatherized | 75 | 60 | 80 | 74 | 1189 | 60 |  | No
4356164 | Discontinued | RHEEM,RUUD,WEATHERKING | RHEEM SALES COMPANY, INC. | RGLS-10(E,N)AMER |  | Natural Gas,Propane Gas | Downflow | Non-Weatherized | 100 | 80 | 80 | 94 | 1283 | 70 | Yes | No
4356165 | Discontinued | RHEEM,RUUD,WEATHERKING | RHEEM SALES COMPANY, INC. | RGLS-10(E,N)BRGR |  | Natural Gas,Propane Gas | Downflow | Non-Weatherized | 100 | 80 | 80 | 95.6 | 1282 | 75 | Yes | No
4357445 | Discontinued | SURE | RHEEM SALES COMPANY, INC. | GF801D100AW48 |  | Natural Gas,Propane Gas | Downflow | Non-Weatherized | 100 | 80 | 80 | 95.6 | 1282 | 75 |  | No
4356166 | Discontinued | RHEEM,RUUD,WEATHERKING | RHEEM SALES COMPANY, INC. | RGLS-10(E,N)BRJR |  | Natural Gas,Propane Gas | Downflow | Non-Weatherized | 100 | 80 | 80 | 95 | 1282 | 63 |  | No
4356167 | Discontinued | RHEEM,RUUD,WEATHERKING | RHEEM SALES COMPANY, INC. | RGLS-12(E,N)ARJR |  | Natural Gas,Propane Gas | Downflow | Non-Weatherized | 125 | 100 | 80 | 112 | 1539 | 71 |  | No
4357446 | Discontinued | SURE | RHEEM SALES COMPANY, INC. | GF801D125AS60 |  | Natural Gas,Propane Gas | Downflow | Non-Weatherized | 125 | 100 | 80 | 112 | 1539 | 71 |  | No
4356168 | Discontinued | RHEEM,RUUD,WEATHERKING | RHEEM SALES COMPANY, INC. | RGLS-15(E,N)ARJR |  | Natural Gas,Propane Gas | Downflow | Non-Weatherized | 150 | 120 | 80 | 133 | 1526 | 74 |  | No
4356169 | Discontinued | RHEEM, RUUD | RHEEM SALES COMPANY, INC. | RGLT-07(E,N)AMKR |  | Natural Gas,Propane Gas | Downflow | Non-Weatherized | 75 | 61 | 80 | 75.8 | 685 | 100 | Yes | Yes
4357389 | Discontinued | SURE | RHEEM SALES COMPANY, INC. | GF801D075X13S36 |  | Natural Gas,Propane Gas | Downflow | Non-Weatherized | 75 | 61 | 80 | 75.8 | 685 | 100 |  | Yes
4357390 | Discontinued | DUROGUARD | RHEEM SALES COMPANY, INC. | DGLT-07EAMKR |  | Natural Gas,Propane Gas | Downflow | Non-Weatherized | 75 | 61 | 80 | 75.8 | 685 | 100 |  | Yes
4357468 | Discontinued | THERMAL ZONE | UNITED REFRIGERATION, INC. | TZ81DN753T(B,X) |  | Natural Gas,Propane Gas | Downflow | Non-Weatherized | 75 | 61 | 80 | 75.8 | 685 | 100 |  | Yes
4356170 | Discontinued | RHEEM, RUUD | RHEEM SALES COMPANY, INC. | RGLT-07(E,N)BRQR |  | Natural Gas,Propane Gas | Downflow | Non-Weatherized | 75 | 62 | 80 | 74.8 | 667 | 99 | Yes | Yes
4357438 | Discontinued | SURE | RHEEM SALES COMPANY, INC. | GF801D075X13W48 |  | Natural Gas,Propane Gas | Downflow | Non-Weatherized | 75 | 62 | 80 | 74.8 | 667 | 99 |  | Yes
4357439 | Discontinued | DUROGUARD | RHEEM SALES COMPANY, INC. | DGLT-07EBRQR |  | Natural Gas,Propane Gas | Downflow | Non-Weatherized | 75 | 62 | 80 | 74.8 | 667 | 99 |  | Yes
4357483 | Discontinued | THERMAL ZONE | UNITED REFRIGERATION, INC. | TZ81DN754T(B,X) |  | Natural Gas,Propane Gas | Downflow | Non-Weatherized | 75 | 62 | 80 | 74.8 | 667 | 99 |  | Yes
4356171 | Discontinued | RHEEM, RUUD | RHEEM SALES COMPANY, INC. | RGLT-10(E,N)BRMR |  | Natural Gas,Propane Gas | Downflow | Non-Weatherized | 100 | 82 | 80 | 93.7 | 1003 | 114 | Yes | Yes
4357430 | Discontinued | DUROGUARD | RHEEM SALES COMPANY, INC. | DGLT-10EBRMR |  | Natural Gas,Propane Gas | Downflow | Non-Weatherized | 100 | 82 | 80 | 93.7 | 1003 | 114 |  | Yes
4357431 | Discontinued | SURE | RHEEM SALES COMPANY, INC. | GF801D100X13S60 |  | Natural Gas,Propane Gas | Downflow | Non-Weatherized | 100 | 82 | 80 | 93.7 | 1003 | 114 |  | Yes
4357480 | Discontinued | THERMAL ZONE | UNITED REFRIGERATION, INC. | TZ81DN105T(B,X) |  | Natural Gas,Propane Gas | Downflow | Non-Weatherized | 100 | 82 | 80 | 93.7 | 1003 | 114 |  | Yes
4356172 | Discontinued | RHEEM, RUUD | RHEEM SALES COMPANY, INC. | RGLT-12(E,N)ARMR |  | Natural Gas,Propane Gas | Downflow | Non-Weatherized | 125 | 103 | 80 | 112.9 | 905 | 128 | Yes | Yes
4357391 | Discontinued | SURE | RHEEM SALES COMPANY, INC. | GF801D120X13S60 |  | Natural Gas,Propane Gas | Downflow | Non-Weatherized | 125 | 103 | 80 | 112.9 | 905 | 128 |  | Yes
4357392 | Discontinued | DUROGUARD | RHEEM SALES COMPANY, INC. | DGLT-12EARMR |  | Natural Gas,Propane Gas | Downflow | Non-Weatherized | 125 | 103 | 80 | 112.9 | 905 | 128 |  | Yes
4357469 | Discontinued | THERMAL ZONE | UNITED REFRIGERATION, INC. | TZ81DN125T(B,X) |  | Natural Gas,Propane Gas | Downflow | Non-Weatherized | 125 | 103 | 80 | 112.9 | 905 | 128 |  | Yes
4356173 | Discontinued | RHEEM,RUUD | RHEEM SALES COMPANY, INC. | RGPE-05(E,N)BMKR |  | Natural Gas,Propane Gas | Upflow,Horizontal | Non-Weatherized | 50 | 40 | 80 | 37 | 252 | 109 | Yes | Yes | AMACF
4357422 | Discontinued | SURE | RHEEM SALES COMPANY, INC. | GF80V2U050AW36 |  | Natural Gas,Propane Gas | Upflow,Horizontal | Non-Weatherized | 50 | 40 | 80 | 37 | 252 | 109 |  | Yes | AMACF
4356174 | Discontinued | RHEEM,RUUD | RHEEM SALES COMPANY, INC. | RGPE-07(E,N)AMKR |  | Natural Gas,Propane Gas | Upflow,Horizontal | Non-Weatherized | 75 | 61 | 80 | 75 | 468 | 102 | Yes | Yes | AMACF
4357427 | Discontinued | SURE | RHEEM SALES COMPANY, INC. | GF80V2U075AS36 |  | Natural Gas,Propane Gas | Upflow,Horizontal | Non-Weatherized | 75 | 61 | 80 | 75 | 468 | 102 |  | Yes | AMACF
4356175 | Discontinued | RHEEM, RUUD | RHEEM SALES COMPANY, INC. | RGPE-07(E,N)BRQR |  | Natural Gas,Propane Gas | Upflow,Horizontal | Non-Weatherized | 75 | 62 | 80 | 75 | 429 | 113 | Yes | Yes | AMACF
4357388 | Discontinued | SURE | RHEEM SALES COMPANY, INC. | GF80V2U075AW48 |  | Natural Gas,Propane Gas | Upflow,Horizontal | Non-Weatherized | 75 | 62 | 80 | 75 | 429 | 113 |  | Yes | AMACF
4356176 | Discontinued | RHEEM, RUUD | RHEEM SALES COMPANY, INC. | RGPE-10(E,N)BRMR |  | Natural Gas,Propane Gas | Upflow,Horizontal | Non-Weatherized | 100 | 82 | 80 | 93 | 577 | 113 | Yes | Yes | AMACF
4357435 | Discontinued | SURE | RHEEM SALES COMPANY, INC. | GF80V2U100AW60 |  | Natural Gas,Propane Gas | Upflow,Horizontal | Non-Weatherized | 100 | 82 | 80 | 93 | 577 | 113 |  | Yes | AMACF
4356177 | Discontinued | RHEEM,RUUD | RHEEM SALES COMPANY, INC. | RGPE-12(E,N)ARMR |  | Natural Gas,Propane Gas | Upflow,Horizontal | Non-Weatherized | 125 | 102 | 80 | 110 | 686 | 140 | Yes | Yes | AMACF
4357451 | Discontinued | SURE | RHEEM SALES COMPANY, INC. | GF80V2U125AS60 |  | Natural Gas,Propane Gas | Upflow,Horizontal | Non-Weatherized | 125 | 102 | 80 | 110 | 686 | 140 |  | Yes | AMACF
4356178 | Discontinued | RHEEM,RUUD,WEATHERKING | RHEEM SALES COMPANY, INC. | RGPN-05(E,N)AUER |  | Natural Gas,Propane Gas | Upflow,Horizontal | Non-Weatherized | 50 | 40 | 80 | 37 | 685 | 67 | Yes | No
4356179 | Discontinued | RHEEM,RUUD,WEATHERKING | RHEEM SALES COMPANY, INC. | RGPN-07(E,N)AMER |  | Natural Gas,Propane Gas | Upflow,Horizontal | Non-Weatherized | 75 | 60 | 80 | 75 | 997 | 60 | Yes | No
4356180 | Discontinued | RHEEM,RUUD,WEATHERKING | RHEEM SALES COMPANY, INC. | RGPN-07(E,N)AMGR |  | Natural Gas,Propane Gas | Upflow,Horizontal | Non-Weatherized | 75 | 60 | 80 | 73 | 1252 | 57 | Yes | No
4356181 | Discontinued | RHEEM,RUUD,WEATHERKING | RHEEM SALES COMPANY, INC. | RGPN-10(E,N)AMER |  | Natural Gas,Propane Gas | Upflow,Horizontal | Non-Weatherized | 100 | 80 | 80 | 94 | 1049 | 59 | Yes | No
4356182 | Discontinued | RHEEM,RUUD,WEATHERKING | RHEEM SALES COMPANY, INC. | RGPN-10(E,N)BRJR |  | Natural Gas,Propane Gas | Upflow,Horizontal | Non-Weatherized | 100 | 80 | 80 | 93 | 1324 | 69 | Yes | No
4356183 | Discontinued | RHEEM,RUUD,WEATHERKING | RHEEM SALES COMPANY, INC. | RGPN-12(E,N)ARJR |  | Natural Gas,Propane Gas | Upflow,Horizontal | Non-Weatherized | 125 | 100 | 80 | 112 | 1493 | 60 | Yes | No
4356184 | Discontinued | RHEEM,RUUD,WEATHERKING | RHEEM SALES COMPANY, INC. | RGPN-15(E,N)ARJR |  | Natural Gas,Propane Gas | Upflow,Horizontal | Non-Weatherized | 150 | 120 | 80 | 135 | 1225 | 75 | Yes | No
4356185 | Discontinued | RHEEM,RUUD,WEATHERKING | RHEEM SALES COMPANY, INC. | RGPQ-05(E,,N)AUER |  | Natural Gas,Propane Gas | Upflow,Horizontal | Non-Weatherized | 50 | 40 | 80 | 36 | 419 | 85 | Yes | No
4357416 | Discontinued | SURE | RHEEM SALES COMPANY, INC. | GF802U050AS36 |  | Natural Gas,Propane Gas | Upflow,Horizontal | Non-Weatherized | 50 | 40 | 80 | 36 | 419 | 85 |  | No
4356186 | Discontinued | RHEEM,RUUD,WEATHERKING | RHEEM SALES COMPANY, INC. | RGPQ-07(E,N)AMER |  | Natural Gas,Propane Gas | Upflow,Horizontal | Non-Weatherized | 75 | 61 | 80 | 72 | 942 | 82 | Yes | No
4356187 | Discontinued | RHEEM,RUUD,WEATHERKING | RHEEM SALES COMPANY, INC. | RGPQ-07(E,N)AMGR |  | Natural Gas,Propane Gas | Upflow,Horizontal | Non-Weatherized | 75 | 61 | 80 | 71 | 1108 | 79 | Yes | No
4357420 | Discontinued | SURE | RHEEM SALES COMPANY, INC. | GF802U075AS36 |  | Natural Gas,Propane Gas | Upflow,Horizontal | Non-Weatherized | 75 | 61 | 80 | 71 | 1108 | 79 |  | No
4356188 | Discontinued | RHEEM,RUUD,WEATHERKING | RHEEM SALES COMPANY, INC. | RGPQ-10(E,N)AMER |  | Natural Gas,Propane Gas | Upflow,Horizontal | Non-Weatherized | 100 | 81 | 80 | 92 | 967 | 86 | Yes | No
4357421 | Discontinued | SURE | RHEEM SALES COMPANY, INC. | GF802U100AS36 |  | Natural Gas,Propane Gas | Upflow,Horizontal | Non-Weatherized | 100 | 81 | 80 | 92 | 967 | 86 |  | No
4356189 | Discontinued | RHEEM,RUUD,WEATHERKING | RHEEM SALES COMPANY, INC. | RGPQ-10(E,N)BRJR |  | Natural Gas,Propane Gas | Upflow,Horizontal | Non-Weatherized | 100 | 81 | 80 | 90 | 1117 | 87 | Yes | No
4357417 | Discontinued | SURE | RHEEM SALES COMPANY, INC. | GF802U100AW60 |  | Natural Gas,Propane Gas | Upflow,Horizontal | Non-Weatherized | 100 | 81 | 80 | 90 | 1117 | 87 |  | No
4356190 | Discontinued | RHEEM,RUUD,WEATHERKING | RHEEM SALES COMPANY, INC. | RGPQ-12(E,N)ARJR |  | Natural Gas,Propane Gas | Upflow,Horizontal | Non-Weatherized | 125 | 102 | 80 | 109 | 1030 | 80 | Yes | No
4357419 | Discontinued | SURE | RHEEM SALES COMPANY, INC. | GF802U125AS60 |  | Natural Gas,Propane Gas | Upflow,Horizontal | Non-Weatherized | 125 | 102 | 80 | 109 | 1030 | 80 |  | No
4356191 | Discontinued | RHEEM,RUUD,WEATHERKING | RHEEM SALES COMPANY, INC. | RGPQ-15(E,N)ARJR |  | Natural Gas,Propane Gas | Upflow,Horizontal | Non-Weatherized | 150 | 121 | 80 | 129 | 1073 | 86 | Yes | No
4357418 | Discontinued | SURE | RHEEM SALES COMPANY, INC. | GF802U150AS60 |  | Natural Gas,Propane Gas | Upflow,Horizontal | Non-Weatherized | 150 | 121 | 80 | 129 | 1073 | 86 |  | No
4356192 | Discontinued | RHEEM, RUUD, WEATHERKING | RHEEM SALES COMPANY, INC. | RGPS-05(E,N)AUER |  | Natural Gas,Propane Gas | Upflow,Horizontal | Non-Weatherized | 50 | 40 | 80 | 37 | 714 | 64 | Yes | No
4357448 | Discontinued | SURE | RHEEM SALES COMPANY, INC. | GF801U050AS36 |  | Natural Gas,Propane Gas | Upflow,Horizontal | Non-Weatherized | 50 | 40 | 80 | 37 | 714 | 64 |  | No
4374835 | Discontinued | THERMAL ZONE | UNITED REFRIGERATION, INC. | TZ81U(H,HN)503TA |  | Natural Gas,Propane Gas | Upflow,Horizontal | Non-Weatherized | 50 | 40 | 80 | 37 | 714 | 64 |  | No
4356193 | Discontinued | RHEEM, RUUD, WEATHERKING | RHEEM SALES COMPANY, INC. | RGPS-07(E,N)AMER |  | Natural Gas,Propane Gas | Upflow,Horizontal | Non-Weatherized | 75 | 60 | 80 | 75 | 1154 | 66 | Yes | No
4374836 | Discontinued | THERMAL ZONE | UNITED REFRIGERATION, INC. | TZ81U(H,HN)753TA |  | Natural Gas,Propane Gas | Upflow,Horizontal | Non-Weatherized | 75 | 60 | 80 | 75 | 1154 | 66 |  | No
4356194 | Discontinued | RHEEM, RUUD, WEATHERKING | RHEEM SALES COMPANY, INC. | RGPS-07(E,N)AMGR |  | Natural Gas,Propane Gas | Upflow,Horizontal | Non-Weatherized | 75 | 60 | 80 | 73 | 1385 | 84 | Yes | No
4357449 | Discontinued | SURE | RHEEM SALES COMPANY, INC. | GF801U075AS48 |  | Natural Gas,Propane Gas | Upflow,Horizontal | Non-Weatherized | 75 | 60 | 80 | 73 | 1385 | 84 |  | No
4374837 | Discontinued | THERMAL ZONE | UNITED REFRIGERATION, INC. | TZ81U(H,HN)754TA |  | Natural Gas,Propane Gas | Upflow,Horizontal | Non-Weatherized | 75 | 60 | 80 | 73 | 1385 | 84 |  | No
4356195 | Active | RHEEM, RUUD, WEATHERKING | RHEEM SALES COMPANY, INC. | RGPS-10(E,N)AMER |  | Natural Gas,Propane Gas | Upflow,Horizontal | Non-Weatherized | 100 | 80 | 80 | 95 | 1073 | 70 | Yes | No
4376057 | Active | THERMAL ZONE | UNITED REFRIGERATION, INC. | TZ81UH103TA |  | Natural Gas,Propane Gas | Upflow,Horizontal | Non-Weatherized | 100 | 80 | 80 | 95 | 1073 | 70 |  | No
4356196 | Discontinued | RHEEM, RUUD, WEATHERKING | RHEEM SALES COMPANY, INC. | RGPS-10(E,N)BRGR |  | Natural Gas,Propane Gas | Upflow,Horizontal | Non-Weatherized | 100 | 80 | 80 | 93 | 1367 | 71 | Yes | No
4357450 | Discontinued | SURE | RHEEM SALES COMPANY, INC. | GF801U100AW48 |  | Natural Gas,Propane Gas | Upflow,Horizontal | Non-Weatherized | 100 | 80 | 80 | 93 | 1367 | 71 |  | No
4376058 | Discontinued | THERMAL ZONE | UNITED REFRIGERATION, INC. | TZ81UH104TA |  | Natural Gas,Propane Gas | Upflow,Horizontal | Non-Weatherized | 100 | 80 | 80 | 93 | 1367 | 71 |  | No
4356197 | Discontinued | RHEEM, RUUD, WEATHERKING | RHEEM SALES COMPANY, INC. | RGPS-10(E,N)BRJR |  | Natural Gas,Propane Gas | Upflow,Horizontal | Non-Weatherized | 100 | 80 | 80 | 94 | 1165 | 63 | Yes | No
4375283 | Discontinued | THERMAL ZONE | UNITED REFRIGERATION, INC. | TZ81U(H,HN)105TA |  | Natural Gas,Propane Gas | Upflow,Horizontal | Non-Weatherized | 100 | 80 | 80 | 94 | 1165 | 63 |  | No
4560771 | Discontinued | SURE | RHEEM SALES COMPANY, INC. | GF801U100AS60 |  | Natural Gas,Propane Gas | Upflow,Horizontal | Non-Weatherized | 100 | 80 | 80 | 94 | 1165 | 63 |  | No
4356198 | Discontinued | RHEEM, RUUD, WEATHERKING | RHEEM SALES COMPANY, INC. | RGPS-12(E,N)ARJR |  | Natural Gas,Propane Gas | Upflow,Horizontal | Non-Weatherized | 125 | 100 | 80 | 113 | 1378 | 62 | Yes | No
4357395 | Discontinued | SURE | RHEEM SALES COMPANY, INC. | GF801U125AS60 |  | Natural Gas,Propane Gas | Upflow,Horizontal | Non-Weatherized | 125 | 100 | 80 | 113 | 1378 | 62 |  | No
4376059 | Discontinued | THERMAL ZONE | UNITED REFRIGERATION, INC. | TZ81UH125TA |  | Natural Gas,Propane Gas | Upflow,Horizontal | Non-Weatherized | 125 | 100 | 80 | 113 | 1378 | 62 |  | No
4356199 | Discontinued | RHEEM, RUUD, WEATHERKING | RHEEM SALES COMPANY, INC. | RGPS-15(E,N)ARJR |  | Natural Gas,Propane Gas | Upflow,Horizontal | Non-Weatherized | 150 | 120 | 80 | 135 | 1161 | 72 | Yes | No
4376060 | Discontinued | THERMAL ZONE | UNITED REFRIGERATION, INC. | TZ81UH155TA |  | Natural Gas,Propane Gas | Upflow,Horizontal | Non-Weatherized | 150 | 120 | 80 | 135 | 1161 | 72 |  | No
4356200 | Discontinued | RHEEM, RUUD | RHEEM SALES COMPANY, INC. | RGPT-05(E,N)BMKR |  | Natural Gas,Propane Gas | Upflow,Horizontal | Non-Weatherized | 50 | 41 | 80 | 38 | 348 | 100 | Yes | Yes
4357410 | Discontinued | DUROGUARD | RHEEM SALES COMPANY, INC. | DGPT-05EBMKR |  | Natural Gas,Propane Gas | Upflow,Horizontal | Non-Weatherized | 50 | 41 | 80 | 38 | 348 | 100 |  | Yes
4357411 | Discontinued | SURE | RHEEM SALES COMPANY, INC. | GF801U050X13S36 |  | Natural Gas,Propane Gas | Upflow,Horizontal | Non-Weatherized | 50 | 41 | 80 | 38 | 348 | 100 |  | Yes
4357475 | Discontinued | THERMAL ZONE | UNITED REFRIGERATION, INC. | TZ81UH503T(B,BX) |  | Natural Gas,Propane Gas | Upflow,Horizontal | Non-Weatherized | 50 | 41 | 80 | 38 | 348 | 100 |  | Yes
4356201 | Discontinued | RHEEM, RUUD | RHEEM SALES COMPANY, INC. | RGPT-07(E,N)AMKR |  | Natural Gas,Propane Gas | Upflow,Horizontal | Non-Weatherized | 75 | 61 | 80 | 77.3 | 542 | 60 | Yes | Yes
4357436 | Discontinued | DUROGUARD | RHEEM SALES COMPANY, INC. | DGPT-07EAMKR |  | Natural Gas,Propane Gas | Upflow,Horizontal | Non-Weatherized | 75 | 61 | 80 | 77.3 | 542 | 60 |  | Yes
4357437 | Discontinued | SURE | RHEEM SALES COMPANY, INC. | GF801U075X13S36 |  | Natural Gas,Propane Gas | Upflow,Horizontal | Non-Weatherized | 75 | 61 | 80 | 77.3 | 542 | 60 |  | Yes
4357482 | Discontinued | THERMAL ZONE | UNITED REFRIGERATION, INC. | TZ81UH753T(B,BX) |  | Natural Gas,Propane Gas | Upflow,Horizontal | Non-Weatherized | 75 | 61 | 80 | 77.3 | 542 | 60 |  | Yes
4356202 | Discontinued | RHEEM,RUUD | RHEEM SALES COMPANY, INC. | RGPT-07(E,N)BRQR |  | Natural Gas,Propane Gas | Upflow,Horizontal | Non-Weatherized | 75 | 62 | 80 | 76.1 | 546 | 104 | Yes | Yes
4357428 | Discontinued | DUROGUARD | RHEEM SALES COMPANY, INC. | DGPT-07EBRQR |  | Natural Gas,Propane Gas | Upflow,Horizontal | Non-Weatherized | 75 | 62 | 80 | 76.1 | 546 | 104 |  | Yes
4357429 | Discontinued | SURE | RHEEM SALES COMPANY, INC. | GF801U075X13W48 |  | Natural Gas,Propane Gas | Upflow,Horizontal | Non-Weatherized | 75 | 62 | 80 | 76.1 | 546 | 104 |  | Yes
4357479 | Discontinued | THERMAL ZONE | UNITED REFRIGERATION, INC. | TZ81UH754T(B,BX) |  | Natural Gas,Propane Gas | Upflow,Horizontal | Non-Weatherized | 75 | 62 | 80 | 76.1 | 546 | 104 |  | Yes
4356204 | Discontinued | RHEEM,RUUD | RHEEM SALES COMPANY, INC. | RGPT-12(E,N)ARMR |  | Natural Gas,Propane Gas | Upflow,Horizontal | Non-Weatherized | 125 | 102 | 80 | 114.5 | 888 | 53 | Yes | Yes
4357425 | Discontinued | SURE | RHEEM SALES COMPANY, INC. | GF801U120X13S60 |  | Natural Gas,Propane Gas | Upflow,Horizontal | Non-Weatherized | 125 | 102 | 80 | 114.5 | 888 | 53 |  | Yes
4357426 | Discontinued | DUROGUARD | RHEEM SALES COMPANY, INC. | DGPT-12EARMR |  | Natural Gas,Propane Gas | Upflow,Horizontal | Non-Weatherized | 125 | 102 | 80 | 114.5 | 888 | 53 |  | Yes
4357478 | Discontinued | THERMAL ZONE | UNITED REFRIGERATION, INC. | TZ81UH125T(B,BX) |  | Natural Gas,Propane Gas | Upflow,Horizontal | Non-Weatherized | 125 | 102 | 80 | 114.5 | 888 | 53 |  | Yes
4356218 | Discontinued | RHEEM,RUUD,WEATHERKING | RHEEM SALES COMPANY, INC. | RGRK-12(E,N)RAJS |  | Natural Gas,Propane Gas | Upflow | Non-Weatherized | 120 | 110 | 92 | 124 | 1140 | 98 | Yes | No
4357432 | Discontinued | SURE | RHEEM SALES COMPANY, INC. | GF902U120AS60 |  | Natural Gas,Propane Gas | Upflow | Non-Weatherized | 120 | 110 | 92 | 124 | 1140 | 98 |  | No
4356219 | Discontinued | RHEEM,RUUD,WEATHERKING | RHEEM SALES COMPANY, INC. | RGRL-04(E,N)MAES |  | Natural Gas,Propane Gas | Upflow | Non-Weatherized | 45 | 43 | 95 | 43 | 825 | 98 | Yes | No | AFUE
4357368 | Discontinued | SURE | RHEEM SALES COMPANY, INC. | GF902U045BS36 |  | Natural Gas,Propane Gas | Upflow | Non-Weatherized | 45 | 43 | 95 | 43 | 825 | 98 |  | No | AFUE
4356225 | Discontinued | RHEEM, RUUD | RHEEM SALES COMPANY, INC. | RGRM-04(E,N)MAES |  | Natural Gas,Propane Gas | Upflow | Non-Weatherized | 45 | 43 | 95 | 47.6 | 860 | 108 | Yes | Yes | AFUE
4357406 | Discontinued | SURE | RHEEM SALES COMPANY, INC. | GF902U045CS36 |  | Natural Gas,Propane Gas | Upflow | Non-Weatherized | 45 | 43 | 95 | 47.6 | 860 | 108 |  | Yes | AFUE
4357472 | Discontinued | THERMAL ZONE | UNITED REFRIGERATION, INC. | TZ92UP453T(A, AX) |  | Natural Gas,Propane Gas | Upflow | Non-Weatherized | 45 | 43 | 95 | 47.6 | 860 | 108 |  | Yes | AFUE
4356229 | Discontinued | RHEEM,RUUD | RHEEM SALES COMPANY, INC. | RGRM-12(E,N)RAJS |  | Natural Gas,Propane Gas | Upflow | Non-Weatherized | 120 | 114 | 93.3 | 114 | 717 | 146 | Yes | Yes | AMACF
4357409 | Discontinued | SURE | RHEEM SALES COMPANY, INC. | GF902U120CS60 |  | Natural Gas,Propane Gas | Upflow | Non-Weatherized | 120 | 114 | 93.3 | 114 | 717 | 146 |  | Yes | AMACF
4357474 | Discontinued | THERMAL ZONE | UNITED REFRIGERATION, INC. | TZ92UP125T(A,X) |  | Natural Gas,Propane Gas | Upflow | Non-Weatherized | 120 | 114 | 93.3 | 114 | 717 | 146 |  | Yes | AMACF
4356254 | Discontinued | RHEEM,RUUD,WEATHERKING | RHEEM SALES COMPANY, INC. | RGTK-12(E,N)RAJS |  | Natural Gas,Propane Gas | Downflow,Horizontal | Non-Weatherized | 120 | 113 | 92.4 | 113 | 1146 | 116 | Yes | No
4357443 | Discontinued | SURE | RHEEM SALES COMPANY, INC. | GF902D120AS60 |  | Natural Gas,Propane Gas | Downflow,Horizontal | Non-Weatherized | 120 | 113 | 92.4 | 113 | 1146 | 116 |  | No
4356256 | Discontinued | RHEEM, RUUD, WEATHERKING | RHEEM SALES COMPANY, INC. | RGTM-07(E,N)RBGS |  | Natural Gas,Propane Gas | Downflow,Horizontal | Non-Weatherized | 75 | 73 | 95 | 63 | 418 | 124 | Yes | Yes | AFUE
4357434 | Discontinued | SURE | RHEEM SALES COMPANY, INC. | GF952D075CW48 |  | Natural Gas,Propane Gas | Downflow,Horizontal | Non-Weatherized | 75 | 73 | 95 | 63 | 418 | 124 |  | Yes | AFUE
4356267 | Discontinued | RHEEM, RUUD, WEATHERKING | RHEEM SALES COMPANY, INC. | RGZP-08ENAES |  | Natural Gas,Propane Gas | Upflow,Downflow,Horizontal | Non-Weatherized | 80 | 77 | 95.8 | 80 | 990 | 78 | Yes | No | AFUE
4357103 | Active | RHEEM, RUUD | RHEEM SALES COMPANY, INC. | RGFG-06EMCKS |  | Natural Gas,Propane Gas | Upflow | Non-Weatherized | 60 | 58 | 96 | 47 | 328 | 82 | Yes | Yes | AFUE & AMACF
4357104 | Active | RHEEM, RUUD | RHEEM SALES COMPANY, INC. | RGFG-07EMCKS |  | Natural Gas,Propane Gas | Upflow | Non-Weatherized | 75 | 73 | 95.3 | 61.7 | 410 | 74 | Yes | Yes | AFUE & AMACF
4357105 | Active | RHEEM, RUUD | RHEEM SALES COMPANY, INC. | RGFG-09EZCMS |  | Natural Gas,Propane Gas | Upflow | Non-Weatherized | 90 | 87 | 95.1 | 77.9 | 499 | 102 | Yes | Yes | AFUE & AMACF
4357106 | Active | RHEEM, RUUD | RHEEM SALES COMPANY, INC. | RGFG-10EZCMS |  | Natural Gas,Propane Gas | Upflow | Non-Weatherized | 105 | 97 | 95.4 | 91 | 886 | 119 | Yes | Yes | AFUE
4357107 | Active | RHEEM, RUUD | RHEEM SALES COMPANY, INC. | RGFG-12ERCMS |  | Natural Gas,Propane Gas | Upflow | Non-Weatherized | 120 | 117 | 95.6 | 105.5 | 894 | 108 | Yes | Yes | AFUE
4377626 | Discontinued | RHEEM,RUUD | RHEEM SALES COMPANY, INC. | RKNL-A036JK08E |  | Natural Gas, Propane Gas | Downflow, Horizontal | Weatherized | 80 | 62 | 80 | 76.5 | 758 | 85 | Yes | No
4377627 | Discontinued | RHEEM,RUUD | RHEEM SALES COMPANY, INC. | RKNL-A036JK08X |  | Natural Gas, Propane Gas | Downflow, Horizontal | Weatherized | 80 | 62 | 80 | 76.5 | 758 | 85 | Yes | No
4377628 | Discontinued | RHEEM,RUUD | RHEEM SALES COMPANY, INC. | RKNL-A036JK12E |  | Natural Gas, Propane Gas | Downflow, Horizontal | Weatherized | 120 | 94 | 80 | 117 | 798 | 90 | Yes | No
4377629 | Discontinued | RHEEM,RUUD | RHEEM SALES COMPANY, INC. | RKNL-A036JK12X |  | Natural Gas, Propane Gas | Downflow, Horizontal | Weatherized | 120 | 94 | 80 | 117 | 798 | 90 | Yes | No
4377630 | Discontinued | RHEEM,RUUD | RHEEM SALES COMPANY, INC. | RKNL-A042JK08E |  | Natural Gas, Propane Gas | Downflow, Horizontal | Weatherized | 80 | 62 | 80 | 76.5 | 758 | 85 | Yes | No
4377631 | Discontinued | RHEEM,RUUD | RHEEM SALES COMPANY, INC. | RKNL-A042JK08X |  | Natural Gas, Propane Gas | Downflow, Horizontal | Weatherized | 80 | 62 | 80 | 76.5 | 758 | 85 | Yes | No
4377632 | Discontinued | RHEEM,RUUD | RHEEM SALES COMPANY, INC. | RKNL-A042JK12E |  | Natural Gas, Propane Gas | Downflow, Horizontal | Weatherized | 120 | 94 | 80 | 117 | 798 | 90 | Yes | No
4377633 | Discontinued | RHEEM,RUUD | RHEEM SALES COMPANY, INC. | RKNL-A042JK12X |  | Natural Gas, Propane Gas | Downflow, Horizontal | Weatherized | 120 | 94 | 80 | 117 | 798 | 90 | Yes | No
4377634 | Discontinued | RHEEM,RUUD | RHEEM SALES COMPANY, INC. | RKNL-A048JK08E |  | Natural Gas, Propane Gas | Downflow, Horizontal | Weatherized | 80 | 62 | 80 | 76.5 | 758 | 85 | Yes | No
4377635 | Discontinued | RHEEM,RUUD | RHEEM SALES COMPANY, INC. | RKNL-A048JK08X |  | Natural Gas, Propane Gas | Downflow, Horizontal | Weatherized | 80 | 62 | 80 | 76.5 | 758 | 85 | Yes | No
4377636 | Discontinued | RHEEM,RUUD | RHEEM SALES COMPANY, INC. | RKNL-A048JK10E |  | Natural Gas, Propane Gas | Downflow, Horizontal | Weatherized | 100 | 78 | 80 | 95.5 | 900 | 90 | Yes | No
4377637 | Discontinued | RHEEM,RUUD | RHEEM SALES COMPANY, INC. | RKNL-A048JK10X |  | Natural Gas, Propane Gas | Downflow, Horizontal | Weatherized | 100 | 78 | 80 | 95.5 | 900 | 90 | Yes | No
4377638 | Discontinued | RHEEM,RUUD | RHEEM SALES COMPANY, INC. | RKNL-A048JK13E |  | Natural Gas, Propane Gas | Downflow, Horizontal | Weatherized | 135 | 106 | 80 | 116.5 | 882 | 89 | Yes | No
4377639 | Discontinued | RHEEM,RUUD | RHEEM SALES COMPANY, INC. | RKNL-A048JK13X |  | Natural Gas, Propane Gas | Downflow, Horizontal | Weatherized | 135 | 106 | 80 | 116.5 | 882 | 89 | Yes | No
4377640 | Discontinued | RHEEM,RUUD | RHEEM SALES COMPANY, INC. | RKNL-A060JK10E |  | Natural Gas, Propane Gas | Downflow, Horizontal | Weatherized | 100 | 78 | 80 | 96.5 | 848 | 90 | Yes | Yes
4377641 | Discontinued | RHEEM,RUUD | RHEEM SALES COMPANY, INC. | RKNL-A060JK10X |  | Natural Gas, Propane Gas | Downflow, Horizontal | Weatherized | 100 | 78 | 80 | 96.5 | 848 | 90 | Yes | Yes
4377642 | Discontinued | RHEEM,RUUD | RHEEM SALES COMPANY, INC. | RKNL-A060JK13E |  | Natural Gas, Propane Gas | Downflow, Horizontal | Weatherized | 135 | 106 | 80 | 116.5 | 974 | 89 | Yes | Yes
4377643 | Discontinued | RHEEM,RUUD | RHEEM SALES COMPANY, INC. | RKNL-A060JK13X |  | Natural Gas, Propane Gas | Downflow, Horizontal | Weatherized | 135 | 106 | 80 | 116.5 | 974 | 89 | Yes | Yes
4377644 | Discontinued | RHEEM,RUUD | RHEEM SALES COMPANY, INC. | RKPL-A036JK08E |  | Natural Gas, Propane Gas | Downflow, Horizontal | Weatherized | 80 | 62 | 80 | 76.5 | 758 | 85 |  | Yes
4377645 | Discontinued | RHEEM,RUUD | RHEEM SALES COMPANY, INC. | RKPL-A036JK08X |  | Natural Gas, Propane Gas | Downflow, Horizontal | Weatherized | 80 | 62 | 80 | 76.5 | 758 | 85 |  | Yes
4377646 | Discontinued | RHEEM,RUUD | RHEEM SALES COMPANY, INC. | RKPL-A036JK12E |  | Natural Gas, Propane Gas | Downflow, Horizontal | Weatherized | 120 | 94 | 80 | 117 | 798 | 90 |  | Yes
4377647 | Discontinued | RHEEM,RUUD | RHEEM SALES COMPANY, INC. | RKPL-A036JK12X |  | Natural Gas, Propane Gas | Downflow, Horizontal | Weatherized | 120 | 94 | 80 | 117 | 798 | 90 |  | Yes
4377648 | Discontinued | RHEEM,RUUD | RHEEM SALES COMPANY, INC. | RKPL-A042JK08E |  | Natural Gas, Propane Gas | Downflow, Horizontal | Weatherized | 80 | 62 | 80 | 76.5 | 758 | 85 |  | Yes
4377649 | Discontinued | RHEEM,RUUD | RHEEM SALES COMPANY, INC. | RKPL-A042JK08X |  | Natural Gas, Propane Gas | Downflow, Horizontal | Weatherized | 80 | 62 | 80 | 76.5 | 758 | 85 |  | Yes
4377650 | Discontinued | RHEEM,RUUD | RHEEM SALES COMPANY, INC. | RKPL-A042JK12E |  | Natural Gas, Propane Gas | Downflow, Horizontal | Weatherized | 120 | 94 | 80 | 117 | 798 | 90 |  | Yes
4377651 | Discontinued | RHEEM,RUUD | RHEEM SALES COMPANY, INC. | RKPL-A042JK12X |  | Natural Gas, Propane Gas | Downflow, Horizontal | Weatherized | 120 | 94 | 80 | 117 | 798 | 90 |  | Yes
4377652 | Discontinued | RHEEM,RUUD | RHEEM SALES COMPANY, INC. | RKPL-A048JK08E |  | Natural Gas, Propane Gas | Downflow, Horizontal | Weatherized | 80 | 62 | 80 | 76.5 | 758 | 85 |  | Yes
4377653 | Discontinued | RHEEM,RUUD | RHEEM SALES COMPANY, INC. | RKPL-A048JK08X |  | Natural Gas, Propane Gas | Downflow, Horizontal | Weatherized | 80 | 62 | 80 | 76.5 | 758 | 85 |  | Yes
4377654 | Discontinued | RHEEM,RUUD | RHEEM SALES COMPANY, INC. | RKPL-A048JK10E |  | Natural Gas, Propane Gas | Downflow, Horizontal | Weatherized | 100 | 78 | 80 | 95.5 | 900 | 90 |  | Yes
4377655 | Discontinued | RHEEM,RUUD | RHEEM SALES COMPANY, INC. | RKPL-A048JK10X |  | Natural Gas, Propane Gas | Downflow, Horizontal | Weatherized | 100 | 78 | 80 | 95.5 | 900 | 90 |  | Yes
4377656 | Discontinued | RHEEM,RUUD | RHEEM SALES COMPANY, INC. | RKPL-A048JK13E |  | Natural Gas, Propane Gas | Downflow, Horizontal | Weatherized | 135 | 106 | 80 | 116.5 | 882 | 89 |  | Yes
4377657 | Discontinued | RHEEM,RUUD | RHEEM SALES COMPANY, INC. | RKPL-A048JK13X |  | Natural Gas, Propane Gas | Downflow, Horizontal | Weatherized | 135 | 106 | 80 | 116.5 | 882 | 89 |  | Yes
4377658 | Discontinued | RHEEM,RUUD | RHEEM SALES COMPANY, INC. | RKPL-A060JK10E |  | Natural Gas, Propane Gas | Downflow, Horizontal | Weatherized | 100 | 78 | 80 | 96.5 | 848 | 90 |  | Yes
4377659 | Discontinued | RHEEM,RUUD | RHEEM SALES COMPANY, INC. | RKPL-A060JK10X |  | Natural Gas, Propane Gas | Downflow, Horizontal | Weatherized | 100 | 78 | 80 | 96.5 | 848 | 90 |  | Yes
4377660 | Discontinued | RHEEM,RUUD | RHEEM SALES COMPANY, INC. | RKPL-A060JK13E |  | Natural Gas, Propane Gas | Downflow, Horizontal | Weatherized | 135 | 106 | 80 | 116.5 | 974 | 89 |  | Yes
4377661 | Discontinued | RHEEM,RUUD | RHEEM SALES COMPANY, INC. | RKPL-A060JK13X |  | Natural Gas, Propane Gas | Downflow, Horizontal | Weatherized | 135 | 106 | 80 | 116.5 | 974 | 89 |  | Yes
4377665 | Discontinued | RUUD,RHEEM | RHEEM SALES COMPANY, INC. | RQPW-B024JK06X |  | Natural Gas, Propane Gas | Downflow, Horizontal | Weatherized | 60 | 47 | 80 | 58.2 | 495 | 70 |  | Yes
4377666 | Discontinued | RUUD,RHEEM | RHEEM SALES COMPANY, INC. | RQPW-B024JK08E |  | Natural Gas, Propane Gas | Downflow, Horizontal | Weatherized | 80 | 62 | 80 | 78 | 550 | 70 |  | Yes
4377668 | Active | RHEEM | RHEEM SALES COMPANY, INC. | RQPW-B025JK06E |  | Natural Gas, Propane Gas | Downflow, Horizontal | Weatherized | 60 | 48 | 81 | 58.2 | 443 | 70 |  | No
6970904 | Active | THERMAL ZONE | UNITED REFRIGERATION, INC. | TZDF-424JK060A |  | Natural Gas, Propane Gas | Downflow, Horizontal | Weatherized | 60 | 48 | 81 | 58.2 | 443 | 70 |  | No
4377669 | Active | RHEEM | RHEEM SALES COMPANY, INC. | RQPW-B025JK06X |  | Natural Gas, Propane Gas | Downflow, Horizontal | Weatherized | 60 | 48 | 81 | 58.2 | 443 | 70 |  | No
6970905 | Active | THERMAL ZONE | UNITED REFRIGERATION, INC. | TZDF-424JK060AX |  | Natural Gas, Propane Gas | Downflow, Horizontal | Weatherized | 60 | 48 | 81 | 58.2 | 443 | 70 |  | No
4377670 | Discontinued | RHEEM | RHEEM SALES COMPANY, INC. | RQPW-B025JK08E |  | Natural Gas,Propane Gas | Downflow,Horizontal | Weatherized | 80 | 64 | 80 | 78 | 498 | 70 |  | No
6970906 | Discontinued | THERMAL ZONE | UNITED REFRIGERATION, INC. | TZDF-424JK080A |  | Natural Gas,Propane Gas | Downflow,Horizontal | Weatherized | 80 | 64 | 80 | 78 | 498 | 70 |  | No
4377671 | Discontinued | RHEEM | RHEEM SALES COMPANY, INC. | RQPW-B025JK08X |  | Natural Gas,Propane Gas | Downflow,Horizontal | Weatherized | 80 | 64 | 80 | 78 | 498 | 70 |  | No
6970907 | Discontinued | THERMAL ZONE | UNITED REFRIGERATION, INC. | TZDF-424JK080AX |  | Natural Gas,Propane Gas | Downflow,Horizontal | Weatherized | 80 | 64 | 80 | 78 | 498 | 70 |  | No
4377676 | Active | RHEEM | RHEEM SALES COMPANY, INC. | RQPW-B030JK08E |  | Natural Gas, Propane Gas | Downflow, Horizontal | Weatherized | 80 | 65 | 81 | 77.5 | 608 | 70 |  | No
4377677 | Active | RHEEM | RHEEM SALES COMPANY, INC. | RQPW-B030JK08X |  | Natural Gas, Propane Gas | Downflow, Horizontal | Weatherized | 80 | 65 | 81 | 77.5 | 608 | 70 |  | No
4377678 | Discontinued | RHEEM | RHEEM SALES COMPANY, INC. | RQPW-B030JK10E |  | Natural Gas,Propane Gas | Downflow,Horizontal | Weatherized | 100 | 81 | 80 | 97.8 | 564 | 75 |  | No | AMACF
6970908 | Discontinued | THERMAL ZONE | UNITED REFRIGERATION, INC. | TZDF-430JK100A |  | Natural Gas,Propane Gas | Downflow,Horizontal | Weatherized | 100 | 81 | 80 | 97.8 | 564 | 75 |  | No | AMACF
4377679 | Discontinued | RHEEM | RHEEM SALES COMPANY, INC. | RQPW-B030JK10X |  | Natural Gas,Propane Gas | Downflow,Horizontal | Weatherized | 100 | 81 | 80 | 97.8 | 564 | 75 |  | No | AMACF
6970909 | Discontinued | THERMAL ZONE | UNITED REFRIGERATION, INC. | TZDF-430JK100AX |  | Natural Gas,Propane Gas | Downflow,Horizontal | Weatherized | 100 | 81 | 80 | 97.8 | 564 | 75 |  | No | AMACF
4377684 | Active | RHEEM | RHEEM SALES COMPANY, INC. | RQPW-B036JK08E |  | Natural Gas, Propane Gas | Downflow, Horizontal | Weatherized | 80 | 65 | 81 | 77.5 | 608 | 70 |  | No
4377685 | Active | RHEEM | RHEEM SALES COMPANY, INC. | RQPW-B036JK08X |  | Natural Gas, Propane Gas | Downflow, Horizontal | Weatherized | 80 | 65 | 81 | 77.5 | 608 | 70 |  | No
4377686 | Active | RHEEM | RHEEM SALES COMPANY, INC. | RQPW-B036JK10E |  | Natural Gas, Propane Gas | Downflow, Horizontal | Weatherized | 100 | 81 | 81 | 97.8 | 564 | 75 |  | No | AMACF
6970912 | Active | THERMAL ZONE | UNITED REFRIGERATION, INC. | TZDF-436JK100A |  | Natural Gas, Propane Gas | Downflow, Horizontal | Weatherized | 100 | 81 | 81 | 97.8 | 564 | 75 |  | No | AMACF
4377687 | Active | RHEEM | RHEEM SALES COMPANY, INC. | RQPW-B036JK10X |  | Natural Gas, Propane Gas | Downflow, Horizontal | Weatherized | 100 | 81 | 81 | 97.8 | 564 | 75 |  | No | AMACF
6970913 | Active | THERMAL ZONE | UNITED REFRIGERATION, INC. | TZDF-436JK100AX |  | Natural Gas, Propane Gas | Downflow, Horizontal | Weatherized | 100 | 81 | 81 | 97.8 | 564 | 75 |  | No | AMACF
4377688 | Active | RHEEM | RHEEM SALES COMPANY, INC. | RQPW-B042JK10E |  | Natural Gas, Propane Gas | Downflow, Horizontal | Weatherized | 100 | 81 | 81 | 97.8 | 564 | 75 |  | No | AMACF
6970917 | Active | THERMAL ZONE | UNITED REFRIGERATION, INC. | TZDF-442JK100A |  | Natural Gas, Propane Gas | Downflow, Horizontal | Weatherized | 100 | 81 | 81 | 97.8 | 564 | 75 |  | No | AMACF
4377689 | Active | RHEEM | RHEEM SALES COMPANY, INC. | RQPW-B042JK10X |  | Natural Gas, Propane Gas | Downflow, Horizontal | Weatherized | 100 | 81 | 81 | 97.8 | 564 | 75 |  | No | AMACF
6970918 | Active | THERMAL ZONE | UNITED REFRIGERATION, INC. | TZDF-442JK100AX |  | Natural Gas, Propane Gas | Downflow, Horizontal | Weatherized | 100 | 81 | 81 | 97.8 | 564 | 75 |  | No | AMACF
4377690 | Active | RHEEM | RHEEM SALES COMPANY, INC. | RQPW-B048JK10E |  | Natural Gas, Propane Gas | Downflow, Horizontal | Weatherized | 100 | 81 | 81 | 97.8 | 564 | 75 |  | No | AMACF
6970920 | Active | THERMAL ZONE | UNITED REFRIGERATION, INC. | TZDF-448JK100A |  | Natural Gas, Propane Gas | Downflow, Horizontal | Weatherized | 100 | 81 | 81 | 97.8 | 564 | 75 |  | No | AMACF
4377691 | Active | RHEEM | RHEEM SALES COMPANY, INC. | RQPW-B048JK10X |  | Natural Gas, Propane Gas | Downflow, Horizontal | Weatherized | 100 | 81 | 81 | 97.8 | 564 | 75 |  | No | AMACF
6970921 | Active | THERMAL ZONE | UNITED REFRIGERATION, INC. | TZDF-448JK100AX |  | Natural Gas, Propane Gas | Downflow, Horizontal | Weatherized | 100 | 81 | 81 | 97.8 | 564 | 75 |  | No | AMACF
4377692 | Discontinued | RHEEM,RUUD | RHEEM SALES COMPANY, INC. | RRNL-B024JK04E |  | Natural Gas, Propane Gas | Downflow, Horizontal | Weatherized | 40 | 31 | 80 | 38.5 | 424 | 87 | Yes | No
4377693 | Discontinued | RHEEM,RUUD | RHEEM SALES COMPANY, INC. | RRNL-B024JK04X |  | Natural Gas, Propane Gas | Downflow, Horizontal | Weatherized | 40 | 31 | 80 | 38.5 | 424 | 87 | Yes | No
4377694 | Discontinued | RHEEM,RUUD | RHEEM SALES COMPANY, INC. | RRNL-B024JK06E |  | Natural Gas, Propane Gas | Downflow, Horizontal | Weatherized | 60 | 47 | 80 | 58.2 | 495 | 70 | Yes | No
4377695 | Discontinued | RHEEM,RUUD | RHEEM SALES COMPANY, INC. | RRNL-B024JK06X |  | Natural Gas, Propane Gas | Downflow, Horizontal | Weatherized | 60 | 47 | 80 | 58.2 | 495 | 70 | Yes | No
4377696 | Discontinued | RHEEM,RUUD | RHEEM SALES COMPANY, INC. | RRNL-B024JK08E |  | Natural Gas, Propane Gas | Downflow, Horizontal | Weatherized | 80 | 62 | 80 | 78 | 550 | 70 | Yes | No
4377697 | Discontinued | RHEEM,RUUD | RHEEM SALES COMPANY, INC. | RRNL-B024JK08X |  | Natural Gas, Propane Gas | Downflow, Horizontal | Weatherized | 80 | 62 | 80 | 78 | 550 | 70 | Yes | No
4377698 | Discontinued | RHEEM,RUUD | RHEEM SALES COMPANY, INC. | RRNL-B030JK04E |  | Natural Gas, Propane Gas | Downflow, Horizontal | Weatherized | 40 | 31 | 80 | 38 | 530 | 85 | Yes | No
4377699 | Discontinued | RHEEM,RUUD | RHEEM SALES COMPANY, INC. | RRNL-B030JK04X |  | Natural Gas, Propane Gas | Downflow, Horizontal | Weatherized | 40 | 31 | 80 | 38 | 530 | 85 | Yes | No
4377700 | Discontinued | RHEEM,RUUD | RHEEM SALES COMPANY, INC. | RRNL-B030JK06E |  | Natural Gas, Propane Gas | Downflow, Horizontal | Weatherized | 60 | 47 | 80 | 58 | 536 | 65 | Yes | No
4377701 | Discontinued | RHEEM,RUUD | RHEEM SALES COMPANY, INC. | RRNL-B030JK06X |  | Natural Gas, Propane Gas | Downflow, Horizontal | Weatherized | 60 | 47 | 80 | 58 | 536 | 65 | Yes | No
4377702 | Discontinued | RHEEM,RUUD | RHEEM SALES COMPANY, INC. | RRNL-B030JK08E |  | Natural Gas, Propane Gas | Downflow, Horizontal | Weatherized | 80 | 62 | 80 | 77.5 | 660 | 70 | Yes | No
4377703 | Discontinued | RHEEM,RUUD | RHEEM SALES COMPANY, INC. | RRNL-B030JK08X |  | Natural Gas, Propane Gas | Downflow, Horizontal | Weatherized | 80 | 62 | 80 | 77.5 | 660 | 70 | Yes | No
4377704 | Discontinued | RHEEM,RUUD | RHEEM SALES COMPANY, INC. | RRNL-B036JK04E |  | Natural Gas, Propane Gas | Downflow, Horizontal | Weatherized | 40 | 31 | 80 | 38 | 530 | 85 | Yes | No
4377705 | Discontinued | RHEEM,RUUD | RHEEM SALES COMPANY, INC. | RRNL-B036JK04X |  | Natural Gas, Propane Gas | Downflow, Horizontal | Weatherized | 40 | 31 | 80 | 38 | 530 | 85 | Yes | No
4377706 | Discontinued | RHEEM,RUUD | RHEEM SALES COMPANY, INC. | RRNL-B036JK06E |  | Natural Gas, Propane Gas | Downflow, Horizontal | Weatherized | 60 | 47 | 80 | 58 | 536 | 65 | Yes | No
4377707 | Discontinued | RHEEM,RUUD | RHEEM SALES COMPANY, INC. | RRNL-B036JK06X |  | Natural Gas, Propane Gas | Downflow, Horizontal | Weatherized | 60 | 47 | 80 | 58 | 536 | 65 | Yes | No
4377708 | Discontinued | RHEEM,RUUD | RHEEM SALES COMPANY, INC. | RRNL-B036JK08E |  | Natural Gas, Propane Gas | Downflow, Horizontal | Weatherized | 80 | 62 | 80 | 77.5 | 660 | 70 | Yes | No
4377709 | Discontinued | RHEEM,RUUD | RHEEM SALES COMPANY, INC. | RRNL-B036JK08X |  | Natural Gas, Propane Gas | Downflow, Horizontal | Weatherized | 80 | 62 | 80 | 77.5 | 660 | 70 | Yes | No
4377710 | Discontinued | RHEEM,RUUD | RHEEM SALES COMPANY, INC. | RRNL-B036JK10E |  | Natural Gas, Propane Gas | Downflow, Horizontal | Weatherized | 100 | 77 | 80 | 97.8 | 616 | 75 | Yes | No | AMACF
4377711 | Discontinued | RHEEM,RUUD | RHEEM SALES COMPANY, INC. | RRNL-B036JK10X |  | Natural Gas, Propane Gas | Downflow, Horizontal | Weatherized | 100 | 77 | 80 | 97.8 | 616 | 75 | Yes | No | AMACF
4377712 | Discontinued | RHEEM,RUUD | RHEEM SALES COMPANY, INC. | RRNL-B042JK04E |  | Natural Gas, Propane Gas | Downflow, Horizontal | Weatherized | 40 | 31 | 80 | 38 | 530 | 85 | Yes | No
4377713 | Discontinued | RHEEM,RUUD | RHEEM SALES COMPANY, INC. | RRNL-B042JK04X |  | Natural Gas, Propane Gas | Downflow, Horizontal | Weatherized | 40 | 31 | 80 | 38 | 530 | 85 | Yes | No
4377714 | Discontinued | RHEEM,RUUD | RHEEM SALES COMPANY, INC. | RRNL-B042JK06E |  | Natural Gas, Propane Gas | Downflow, Horizontal | Weatherized | 60 | 47 | 80 | 58 | 539 | 65 | Yes | No
4377715 | Discontinued | RHEEM,RUUD | RHEEM SALES COMPANY, INC. | RRNL-B042JK06X |  | Natural Gas, Propane Gas | Downflow, Horizontal | Weatherized | 60 | 47 | 80 | 58 | 539 | 65 | Yes | No
4377716 | Discontinued | RHEEM, RUUD | RHEEM SALES COMPANY, INC. | RRNL-B042JK08E |  | Natural Gas,Propane Gas | Downflow,Horizontal | Weatherized | 80 | 62 | 80 | 77.5 | 660 | 70 |  | No
4377717 | Discontinued | RHEEM, RUUD | RHEEM SALES COMPANY, INC. | RRNL-B042JK08X |  | Natural Gas,Propane Gas | Downflow,Horizontal | Weatherized | 80 | 62 | 80 | 77.5 | 660 | 70 |  | No
4377718 | Discontinued | RHEEM,RUUD | RHEEM SALES COMPANY, INC. | RRNL-B042JK10E |  | Natural Gas, Propane Gas | Downflow, Horizontal | Weatherized | 100 | 77 | 80 | 97.8 | 616 | 75 | Yes | No | AMACF
4377719 | Discontinued | RHEEM,RUUD | RHEEM SALES COMPANY, INC. | RRNL-B042JK10X |  | Natural Gas, Propane Gas | Downflow, Horizontal | Weatherized | 100 | 77 | 80 | 97.8 | 616 | 75 | Yes | No | AMACF
4377720 | Discontinued | RHEEM,RUUD | RHEEM SALES COMPANY, INC. | RRNL-B048JK06E |  | Natural Gas, Propane Gas | Downflow, Horizontal | Weatherized | 60 | 47 | 80 | 58 | 539 | 65 | Yes | No
4377721 | Discontinued | RHEEM,RUUD | RHEEM SALES COMPANY, INC. | RRNL-B048JK06X |  | Natural Gas, Propane Gas | Downflow, Horizontal | Weatherized | 60 | 47 | 80 | 58 | 539 | 65 | Yes | No
4377722 | Discontinued | RHEEM,RUUD | RHEEM SALES COMPANY, INC. | RRNL-B048JK08E |  | Propane Gas | Downflow, Horizontal | Weatherized | 80 | 62 | 80 | 77.5 | 660 | 70 |  | No
4377723 | Discontinued | RHEEM,RUUD | RHEEM SALES COMPANY, INC. | RRNL-B048JK08X |  | Propane Gas | Downflow, Horizontal | Weatherized | 80 | 62 | 80 | 77.5 | 660 | 70 |  | No
4377724 | Discontinued | RHEEM,RUUD | RHEEM SALES COMPANY, INC. | RRNL-B048JK10E |  | Natural Gas, Propane Gas | Downflow, Horizontal | Weatherized | 100 | 77 | 80 | 97.8 | 616 | 75 | Yes | No | AMACF
4377725 | Discontinued | RHEEM,RUUD | RHEEM SALES COMPANY, INC. | RRNL-B048JK10X |  | Natural Gas, Propane Gas | Downflow, Horizontal | Weatherized | 100 | 77 | 80 | 97.8 | 616 | 75 | Yes | No | AMACF
4377728 | Discontinued | RHEEM,RUUD | RHEEM SALES COMPANY, INC. | RRPL-B024JK04E |  | Natural Gas, Propane Gas | Downflow, Horizontal | Weatherized | 40 | 31 | 80 | 38.5 | 434 | 87 |  | Yes
4377729 | Discontinued | RHEEM,RUUD | RHEEM SALES COMPANY, INC. | RRPL-B024JK04X |  | Natural Gas, Propane Gas | Downflow, Horizontal | Weatherized | 40 | 31 | 80 | 38.5 | 434 | 87 |  | Yes
4377730 | Discontinued | RHEEM,RUUD | RHEEM SALES COMPANY, INC. | RRPL-B024JK06E |  | Natural Gas, Propane Gas | Downflow, Horizontal | Weatherized | 60 | 47 | 80 | 58.2 | 505 | 70 |  | Yes
4377731 | Discontinued | RHEEM,RUUD | RHEEM SALES COMPANY, INC. | RRPL-B024JK06X |  | Natural Gas, Propane Gas | Downflow, Horizontal | Weatherized | 60 | 47 | 80 | 58.2 | 505 | 70 |  | Yes
4377732 | Discontinued | RHEEM,RUUD | RHEEM SALES COMPANY, INC. | RRPL-B024JK08E |  | Natural Gas, Propane Gas | Downflow, Horizontal | Weatherized | 80 | 62 | 80 | 78 | 560 | 70 |  | Yes
4377733 | Discontinued | RHEEM,RUUD | RHEEM SALES COMPANY, INC. | RRPL-B024JK08X |  | Natural Gas, Propane Gas | Downflow, Horizontal | Weatherized | 80 | 62 | 80 | 78 | 560 | 70 |  | Yes
4377734 | Discontinued | RHEEM,RUUD | RHEEM SALES COMPANY, INC. | RRPL-B030JK04E |  | Natural Gas, Propane Gas | Downflow, Horizontal | Weatherized | 40 | 31 | 80 | 38 | 540 | 85 |  | Yes
4377735 | Discontinued | RHEEM,RUUD | RHEEM SALES COMPANY, INC. | RRPL-B030JK04X |  | Natural Gas, Propane Gas | Downflow, Horizontal | Weatherized | 40 | 31 | 80 | 38 | 540 | 85 |  | Yes
4377736 | Discontinued | RHEEM,RUUD | RHEEM SALES COMPANY, INC. | RRPL-B030JK06E |  | Natural Gas, Propane Gas | Downflow, Horizontal | Weatherized | 60 | 47 | 80 | 58 | 546 | 65 |  | Yes
4377737 | Discontinued | RHEEM,RUUD | RHEEM SALES COMPANY, INC. | RRPL-B030JK06X |  | Natural Gas, Propane Gas | Downflow, Horizontal | Weatherized | 60 | 47 | 80 | 58 | 546 | 65 |  | Yes
4377738 | Discontinued | RHEEM,RUUD | RHEEM SALES COMPANY, INC. | RRPL-B030JK08E |  | Natural Gas, Propane Gas | Downflow, Horizontal | Weatherized | 80 | 62 | 80 | 77.5 | 670 | 70 |  | Yes
4377739 | Discontinued | RHEEM,RUUD | RHEEM SALES COMPANY, INC. | RRPL-B030JK08X |  | Natural Gas, Propane Gas | Downflow, Horizontal | Weatherized | 80 | 62 | 80 | 77.5 | 670 | 70 |  | Yes
4377740 | Discontinued | RHEEM, RUUD | RHEEM SALES COMPANY, INC. | RRPL-B030JK10E |  | Natural Gas,Propane Gas | Downflow,Horizontal | Weatherized | 100 | 77 | 80 | 97.8 | 626 | 75 |  | Yes | AMACF
4377741 | Discontinued | RHEEM,RUUD | RHEEM SALES COMPANY, INC. | RRPL-B030JK10X |  | Natural Gas, Propane Gas | Downflow, Horizontal | Weatherized | 100 | 77 | 80 | 97.8 | 626 | 75 |  | Yes | AMACF
4377742 | Discontinued | RHEEM,RUUD | RHEEM SALES COMPANY, INC. | RRPL-B036JK04E |  | Natural Gas, Propane Gas | Downflow, Horizontal | Weatherized | 40 | 31 | 80 | 38 | 540 | 85 |  | Yes
4377743 | Discontinued | RHEEM,RUUD | RHEEM SALES COMPANY, INC. | RRPL-B036JK04X |  | Natural Gas, Propane Gas | Downflow, Horizontal | Weatherized | 40 | 31 | 80 | 38 | 540 | 85 |  | Yes
4377744 | Discontinued | RHEEM,RUUD | RHEEM SALES COMPANY, INC. | RRPL-B036JK06E |  | Natural Gas, Propane Gas | Downflow, Horizontal | Weatherized | 60 | 47 | 80 | 58 | 546 | 65 |  | Yes
4377745 | Discontinued | RHEEM,RUUD | RHEEM SALES COMPANY, INC. | RRPL-B036JK06X |  | Natural Gas, Propane Gas | Downflow, Horizontal | Weatherized | 60 | 47 | 80 | 58 | 546 | 65 |  | Yes
4377746 | Discontinued | RHEEM,RUUD | RHEEM SALES COMPANY, INC. | RRPL-B036JK08E |  | Natural Gas, Propane Gas | Downflow, Horizontal | Weatherized | 80 | 62 | 80 | 77.5 | 670 | 70 |  | Yes
4377747 | Discontinued | RHEEM, RUUD | RHEEM SALES COMPANY, INC. | RRPL-B036JK08X |  | Natural Gas,Propane Gas | Downflow,Horizontal | Weatherized | 80 | 62 | 80 | 77.5 | 670 | 70 |  | Yes
4377748 | Discontinued | RHEEM,RUUD | RHEEM SALES COMPANY, INC. | RRPL-B036JK10E |  | Natural Gas, Propane Gas | Downflow, Horizontal | Weatherized | 100 | 77 | 80 | 97.8 | 626 | 75 |  | Yes | AMACF
4377749 | Discontinued | RHEEM,RUUD | RHEEM SALES COMPANY, INC. | RRPL-B036JK10X |  | Natural Gas, Propane Gas | Downflow, Horizontal | Weatherized | 100 | 77 | 80 | 97.8 | 626 | 75 |  | Yes | AMACF
4377750 | Discontinued | RHEEM,RUUD | RHEEM SALES COMPANY, INC. | RRPL-B042JK04E |  | Natural Gas, Propane Gas | Downflow, Horizontal | Weatherized | 40 | 31 | 80 | 38 | 540 | 85 |  | Yes
4377751 | Discontinued | RHEEM,RUUD | RHEEM SALES COMPANY, INC. | RRPL-B042JK04X |  | Natural Gas, Propane Gas | Downflow, Horizontal | Weatherized | 40 | 31 | 80 | 38 | 540 | 85 |  | Yes
4377752 | Discontinued | RHEEM,RUUD | RHEEM SALES COMPANY, INC. | RRPL-B042JK06E |  | Natural Gas, Propane Gas | Downflow, Horizontal | Weatherized | 60 | 47 | 80 | 58 | 546 | 65 |  | Yes
4377753 | Discontinued | RHEEM,RUUD | RHEEM SALES COMPANY, INC. | RRPL-B042JK06X |  | Natural Gas, Propane Gas | Downflow, Horizontal | Weatherized | 60 | 47 | 80 | 58 | 546 | 65 |  | Yes
4377754 | Discontinued | RHEEM,RUUD | RHEEM SALES COMPANY, INC. | RRPL-B042JK08E |  | Natural Gas, Propane Gas | Downflow, Horizontal | Weatherized | 80 | 62 | 80 | 77.5 | 670 | 70 |  | Yes
4377755 | Discontinued | RHEEM,RUUD | RHEEM SALES COMPANY, INC. | RRPL-B042JK08X |  | Natural Gas, Propane Gas | Downflow, Horizontal | Weatherized | 80 | 62 | 80 | 77.5 | 670 | 70 |  | Yes
4377756 | Discontinued | RHEEM,RUUD | RHEEM SALES COMPANY, INC. | RRPL-B042JK10E |  | Natural Gas, Propane Gas | Downflow, Horizontal | Weatherized | 100 | 77 | 80 | 97.8 | 626 | 75 |  | Yes | AMACF
4377757 | Discontinued | RHEEM,RUUD | RHEEM SALES COMPANY, INC. | RRPL-B042JK10X |  | Natural Gas, Propane Gas | Downflow, Horizontal | Weatherized | 100 | 77 | 80 | 97.8 | 626 | 75 |  | Yes | AMACF
4377758 | Discontinued | RHEEM,RUUD | RHEEM SALES COMPANY, INC. | RRPL-B048JK06E |  | Natural Gas, Propane Gas | Downflow, Horizontal | Weatherized | 60 | 47 | 80 | 58 | 549 | 65 |  | Yes
4377759 | Discontinued | RHEEM,RUUD | RHEEM SALES COMPANY, INC. | RRPL-B048JK06X |  | Natural Gas, Propane Gas | Downflow, Horizontal | Weatherized | 60 | 47 | 80 | 58 | 549 | 65 |  | Yes
4377760 | Discontinued | RHEEM,RUUD | RHEEM SALES COMPANY, INC. | RRPL-B048JK08E |  | Natural Gas, Propane Gas | Downflow, Horizontal | Weatherized | 80 | 62 | 80 | 77.5 | 670 | 70 |  | Yes
4377761 | Discontinued | RHEEM,RUUD | RHEEM SALES COMPANY, INC. | RRPL-B048JK08X |  | Natural Gas, Propane Gas | Downflow, Horizontal | Weatherized | 80 | 62 | 80 | 77.5 | 670 | 70 |  | Yes
4377762 | Discontinued | RHEEM,RUUD | RHEEM SALES COMPANY, INC. | RRPL-B048JK10E |  | Natural Gas, Propane Gas | Downflow, Horizontal | Weatherized | 100 | 77 | 80 | 97.8 | 626 | 75 |  | Yes | AMACF
4377763 | Discontinued | RHEEM,RUUD | RHEEM SALES COMPANY, INC. | RRPL-B048JK10X |  | Natural Gas, Propane Gas | Downflow, Horizontal | Weatherized | 100 | 77 | 80 | 97.8 | 626 | 75 |  | Yes | AMACF
4377764 | Discontinued | RHEEM,RUUD | RHEEM SALES COMPANY, INC. | RRPL-B060JK10E |  | Natural Gas, Propane Gas | Downflow, Horizontal | Weatherized | 100 | 77 | 80 | 97.8 | 626 | 75 |  | Yes | AMACF
4377765 | Discontinued | RHEEM,RUUD | RHEEM SALES COMPANY, INC. | RRPL-B060JK10X |  | Natural Gas, Propane Gas | Downflow, Horizontal | Weatherized | 100 | 77 | 80 | 97.8 | 626 | 75 |  | Yes | AMACF
4377766 | Discontinued | RHEEM,RUUD | RHEEM SALES COMPANY, INC. | RRRL-C024JK06E |  | Natural Gas, Propane Gas | Downflow, Horizontal | Weatherized | 60 | 47 | 80 | 58.2 | 515 | 70 |  | Yes
4377767 | Discontinued | RHEEM,RUUD | RHEEM SALES COMPANY, INC. | RRRL-C024JK06X |  | Natural Gas, Propane Gas | Downflow, Horizontal | Weatherized | 60 | 47 | 80 | 58.2 | 515 | 70 |  | Yes
4377768 | Discontinued | RHEEM,RUUD | RHEEM SALES COMPANY, INC. | RRRL-C036JK06E |  | Natural Gas, Propane Gas | Downflow, Horizontal | Weatherized | 60 | 47 | 80 | 58 | 556 | 65 |  | Yes
4377769 | Discontinued | RHEEM,RUUD | RHEEM SALES COMPANY, INC. | RRRL-C036JK06X |  | Natural Gas, Propane Gas | Downflow, Horizontal | Weatherized | 60 | 47 | 80 | 58 | 556 | 65 |  | Yes
4377770 | Discontinued | RHEEM,RUUD | RHEEM SALES COMPANY, INC. | RRRL-C036JK08E |  | Natural Gas, Propane Gas | Downflow, Horizontal | Weatherized | 80 | 62 | 80 | 77.5 | 680 | 70 |  | Yes
4377771 | Discontinued | RHEEM,RUUD | RHEEM SALES COMPANY, INC. | RRRL-C036JK08X |  | Natural Gas, Propane Gas | Downflow, Horizontal | Weatherized | 80 | 62 | 80 | 77.5 | 680 | 70 |  | Yes
4377772 | Discontinued | RHEEM,RUUD | RHEEM SALES COMPANY, INC. | RRRL-C036JK10E |  | Natural Gas, Propane Gas | Downflow, Horizontal | Weatherized | 100 | 77 | 80 | 97.8 | 636 | 75 |  | Yes | AMACF
4377773 | Discontinued | RHEEM,RUUD | RHEEM SALES COMPANY, INC. | RRRL-C036JK10X |  | Natural Gas, Propane Gas | Downflow, Horizontal | Weatherized | 100 | 77 | 80 | 97.8 | 636 | 75 |  | Yes | AMACF
4377774 | Discontinued | RHEEM,RUUD | RHEEM SALES COMPANY, INC. | RRRL-C048JK08E |  | Natural Gas, Propane Gas | Downflow, Horizontal | Weatherized | 80 | 62 | 80 | 77.5 | 680 | 70 |  | Yes
4377775 | Discontinued | RHEEM,RUUD | RHEEM SALES COMPANY, INC. | RRRL-C048JK08X |  | Natural Gas, Propane Gas | Downflow, Horizontal | Weatherized | 80 | 62 | 80 | 77.5 | 680 | 70 |  | Yes
4377776 | Discontinued | RHEEM,RUUD | RHEEM SALES COMPANY, INC. | RRRL-C048JK10E |  | Natural Gas, Propane Gas | Downflow, Horizontal | Weatherized | 100 | 77 | 80 | 97.8 | 636 | 75 |  | Yes | AMACF
4377777 | Discontinued | RHEEM,RUUD | RHEEM SALES COMPANY, INC. | RRRL-C048JK10X |  | Natural Gas, Propane Gas | Downflow, Horizontal | Weatherized | 100 | 77 | 80 | 97.8 | 636 | 75 |  | Yes | AMACF
4377778 | Discontinued | RHEEM,RUUD | RHEEM SALES COMPANY, INC. | RRRL-C060JK10E |  | Natural Gas, Propane Gas | Downflow, Horizontal | Weatherized | 100 | 77 | 80 | 97.8 | 636 | 75 |  | Yes | AMACF
4377779 | Discontinued | RHEEM,RUUD | RHEEM SALES COMPANY, INC. | RRRL-C060JK10X |  | Natural Gas, Propane Gas | Downflow, Horizontal | Weatherized | 100 | 77 | 80 | 97.8 | 636 | 75 |  | Yes | AMACF
4399459 | Active | KERR | GRANBY FURNACES, INC. | KCF-E3-0160-05 |  | Oil |  | Non-Weatherized | 129 | 111 | 86.3 | 156 |  | 141 | Yes | No
4399487 | Discontinued | KERR | GRANBY FURNACES, INC. | K6C-V3-0120-0* |  | Oil | Upflow,Downflow,Horizontal | Non-Weatherized | 145 | 122 | 84.1 | 136 | 1041 | 141 | Yes | No
4399489 | Discontinued | KERR | GRANBY FURNACES, INC. | K6C-E3-0120-0* |  | Oil | Upflow,Downflow,Horizontal | Non-Weatherized | 128 | 109 | 85.1 | 136 | 1041 | 141 | Yes | No
4399492 | Active | KERR | GRANBY FURNACES, INC. | K6C-V3-0145-0* |  | Oil | Upflow,Downflow,Horizontal | Non-Weatherized | 146 | 122 | 83.5 | 156 | 1031 | 141 | Yes | No
4399499 | Discontinued | KERR | GRANBY FURNACES, INC. | K4C-E1-0090-E3 |  | Oil | Upflow,Downflow,Horizontal | Non-Weatherized | 85 | 73 | 86.6 | 93 | 575 | 122 | Yes | No
4399502 | Discontinued | KERR | GRANBY FURNACES, INC. | K6C-E1-0110-0* |  | Oil | Upflow,Downflow,Horizontal | Non-Weatherized | 128 | 107 | 83.5 | 136 | 1041 | 122 | Yes | No
4399503 | Active | KERR | GRANBY FURNACES, INC. | K4C-E1-0090-0* |  | Oil | Upflow,Downflow,Horizontal | Non-Weatherized | 85 | 74 | 86.6 | 93.4 | 730 | 122 | Yes | No
4399504 | Active | KERR | GRANBY FURNACES, INC. | K4C-V1-0090-0* |  | Oil | Upflow, Downflow, Horizontal | Non-Weatherized | 85 | 74 | 86.6 | 93.4 |  | 160 | Yes | No
4399505 | Discontinued | KERR | GRANBY FURNACES, INC. | K4C-V1-0090-E3 |  | Oil | Upflow,Downflow,Horizontal | Non-Weatherized | 85 | 73 | 85.3 | 92 | 575 | 122 | Yes | No
4399506 | Active | KERR | GRANBY FURNACES, INC. | K6C-E3-0160-0* |  | Oil | Upflow,Downflow,Horizontal | Non-Weatherized | 170 | 143 | 84.1 | 156 | 1031 | 141 | Yes | No
4399519 | Discontinued | KERR | GRANBY FURNACES, INC. | KPR-V1-0100-E4 |  | Oil |  | Non-Weatherized | 85 | 84 | 95.4 | 81 | 432 | 122 | Yes | No | AFUE
4399521 | Discontinued | KERR ECLIPSE | GRANBY FURNACES, INC. | KMR(F)-E1-0095-0* | Yes | Oil | Upflow | Non-Weatherized | 85 | 73 | 86.6 | 94.8 | 654 | 122 | Yes | No
4399522 | Discontinued | KERR ECLIPSE | GRANBY FURNACES, INC. | KMR(F)-V1-0095-0* | Yes | Oil | Upflow | Non-Weatherized | 85 | 73 | 86.6 | 94.8 | 654 | 122 | Yes | No
4399526 | Discontinued | KERR ECLIPSE | GRANBY FURNACES, INC. | KMR(F)-E1-0095-E3 | Yes | Oil | Upflow | Non-Weatherized | 85 | 73 | 86.6 | 92 |  | 122 | Yes | No
4399527 | Discontinued | KERR ECLIPSE | GRANBY FURNACES, INC. | KMR(F)-V1-0095-E3 | Yes | Oil | Upflow | Non-Weatherized | 85 | 73 | 86.6 | 92 | 501 | 122 | Yes | No
4399538 | Discontinued | KERR CONTOUR | GRANBY FURNACES, INC. | KCR(F)-E1-0110-0* | Yes | Oil | Upflow | Non-Weatherized | 137 | 114 | 83.2 | 156 | 1041 | 122 | Yes | No
4399539 | Discontinued | KERR CONTOUR | GRANBY FURNACES, INC. | KCR(F)-E3-0160-E5 | Yes | Oil | Upflow | Non-Weatherized | 156 | 122 | 84.1 | 81 | 471 | 122 | Yes | No
4399540 | Discontinued | KERR CONTOUR | GRANBY FURNACES, INC. | KCR(F)-V3-0145-E5 | Yes | Oil | Upflow | Non-Weatherized | 137 | 114 | 83.2 | 81 | 471 | 122 | Yes | No
4399542 | Discontinued | KERR SUMMIT | GRANBY FURNACES, INC. | K6C-E3-0160-E5 | Yes | Oil | Upflow,Downflow,Horizontal | Non-Weatherized | 170 | 143 | 84.1 | 81 | 471 | 122 | Yes | No
4399543 | Discontinued | KERR SUMMIT | GRANBY FURNACES, INC. | K6C-V3-0145-E5 | Yes | Oil | Upflow,Downflow,Horizontal | Non-Weatherized | 146 | 122 | 83.5 | 81 | 471 | 122 | Yes | No
4399545 | Discontinued | KERR CONTOUR | GRANBY FURNACES, INC. | KCR(F)-V3-0120-0* | Yes | Oil | Upflow | Non-Weatherized | 137 | 114 | 83.2 | 136 | 1051 | 141 | Yes | No
4399547 | Active | KERR CONTOUR | GRANBY FURNACES, INC. | KCR(F)-E3-0160-0* | Yes | Oil | Upflow | Non-Weatherized | 145 | 122 | 84.1 | 156 | 1031 | 141 | Yes | No
4399548 | Active | KERR CONTOUR | GRANBY FURNACES, INC. | KCR(F)-V3-0145-0* | Yes | Oil | Upflow | Non-Weatherized | 137 | 114 | 83.2 | 156 | 1031 | 141 | Yes | No
4403833 | Active | NAPOLEON | WOLF STEEL LTD. | NPV045T2A |  | Natural Gas,Propane Gas | Upflow,Downflow,Horizontal | Non-Weatherized | 45 | 43 | 95.3 | 55.3 | 249 | 86 | Yes | Yes | AFUE & AMACF
4403834 | Active | NAPOLEON | WOLF STEEL LTD. | NPV060T3A |  | Natural Gas,Propane Gas | Upflow,Downflow,Horizontal | Non-Weatherized | 60 | 57 | 95.3 | 82.3 | 327 | 86 | Yes | Yes | AFUE & AMACF
4403835 | Active | NAPOLEON | WOLF STEEL LTD. | NPV080T3A |  | Natural Gas,Propane Gas | Upflow,Downflow,Horizontal | Non-Weatherized | 80 | 76 | 95.3 | 98.3 | 434 | 86 | Yes | Yes | AFUE & AMACF
4403836 | Active | NAPOLEON | WOLF STEEL LTD. | NPV100T5A |  | Natural Gas,Propane Gas | Upflow,Downflow,Horizontal | Non-Weatherized | 100 | 96 | 96 | 123.9 | 659 | 86 | Yes | Yes | AFUE & AMACF
4403837 | Active | NAPOLEON | WOLF STEEL LTD. | NPV120T5A |  | Natural Gas,Propane Gas | Upflow,Downflow,Horizontal | Non-Weatherized | 120 | 114 | 95.3 | 147.5 | 771 | 86 | Yes | Yes | AFUE & AMACF
4403838 | Active | CONTINENTAL | WOLF STEEL LTD. | CPV045T2A |  | Natural Gas,Propane Gas | Upflow,Downflow,Horizontal | Non-Weatherized | 45 | 43 | 95.3 | 55.3 | 249 | 86 | Yes | Yes | AFUE & AMACF
4403839 | Active | CONTINENTAL | WOLF STEEL LTD. | CPV060T3A |  | Natural Gas,Propane Gas | Upflow,Downflow,Horizontal | Non-Weatherized | 60 | 57 | 95.3 | 82.3 | 327 | 86 | Yes | Yes | AFUE & AMACF
4403840 | Active | CONTINENTAL | WOLF STEEL LTD. | CPV080T3A |  | Natural Gas,Propane Gas | Upflow,Downflow,Horizontal | Non-Weatherized | 80 | 76 | 95.3 | 98.3 | 434 | 86 | Yes | Yes | AFUE & AMACF
4403841 | Active | CONTINENTAL | WOLF STEEL LTD. | CPV100T5A |  | Natural Gas,Propane Gas | Upflow,Downflow,Horizontal | Non-Weatherized | 100 | 96 | 96 | 123.9 | 659 | 86 | Yes | Yes | AFUE & AMACF
4403842 | Active | CONTINENTAL | WOLF STEEL LTD. | CPV120T5A |  | Natural Gas,Propane Gas | Upflow,Downflow,Horizontal | Non-Weatherized | 120 | 114 | 95.3 | 147.5 | 771 | 86 | Yes | Yes | AFUE & AMACF
4403843 | Active | NAPOLEON | WOLF STEEL LTD. | NSX045T2A |  | Natural Gas,Propane Gas | Upflow,Downflow,Horizontal | Non-Weatherized | 45 | 43 | 95.3 | 55.3 | 331 | 86 | Yes | Yes | AFUE & AMACF
4403844 | Active | NAPOLEON | WOLF STEEL LTD. | NSX060T3A |  | Natural Gas,Propane Gas | Upflow,Downflow,Horizontal | Non-Weatherized | 60 | 57 | 95.3 | 82.3 | 367 | 86 | Yes | Yes | AFUE & AMACF
4403845 | Active | NAPOLEON | WOLF STEEL LTD. | NSX080T3A |  | Natural Gas,Propane Gas | Upflow,Downflow,Horizontal | Non-Weatherized | 80 | 76 | 95.3 | 98.3 | 504 | 86 | Yes | Yes | AFUE & AMACF
4403846 | Active | NAPOLEON | WOLF STEEL LTD. | NSX100T5A |  | Natural Gas,Propane Gas | Upflow,Downflow,Horizontal | Non-Weatherized | 100 | 96 | 96 | 123.9 | 546 | 86 | Yes | Yes | AFUE & AMACF
4403847 | Active | NAPOLEON | WOLF STEEL LTD. | NSX120T5A |  | Natural Gas,Propane Gas | Upflow,Downflow,Horizontal | Non-Weatherized | 120 | 114 | 95.3 | 147.5 | 819 | 86 | Yes | Yes | AFUE & AMACF
4403848 | Active | CONTINENTAL | WOLF STEEL LTD. | CSX045T2A |  | Natural Gas,Propane Gas | Upflow,Downflow,Horizontal | Non-Weatherized | 45 | 43 | 95.3 | 55.3 | 331 | 86 | Yes | Yes | AFUE & AMACF
4403849 | Active | CONTINENTAL | WOLF STEEL LTD. | CSX060T3A |  | Natural Gas,Propane Gas | Upflow,Downflow,Horizontal | Non-Weatherized | 60 | 57 | 95.3 | 82.3 | 367 | 86 | Yes | Yes | AFUE & AMACF
4403850 | Active | CONTINENTAL | WOLF STEEL LTD. | CSX080T3A |  | Natural Gas,Propane Gas | Upflow,Downflow,Horizontal | Non-Weatherized | 80 | 76 | 95.3 | 98.3 | 504 | 86 | Yes | Yes | AFUE & AMACF
4403851 | Active | CONTINENTAL | WOLF STEEL LTD. | CSX100T5A |  | Natural Gas,Propane Gas | Upflow,Downflow,Horizontal | Non-Weatherized | 100 | 96 | 96 | 123.9 | 546 | 86 | Yes | Yes | AFUE & AMACF
4403852 | Active | CONTINENTAL | WOLF STEEL LTD. | CSX120T5A |  | Natural Gas,Propane Gas | Upflow,Downflow,Horizontal | Non-Weatherized | 120 | 114 | 95.3 | 147.5 | 819 | 86 | Yes | Yes | AFUE & AMACF
4412708 | Active | MIDEA | GD MIDEA HEATING & VENTILATING EQUIPMENT CO., LTD. | MGS80M070A3A |  | Natural Gas,Propane Gas | Upflow,Downflow,Horizontal | Non-Weatherized | 70 | 56 | 80 | 76.4 | 860 | 80 | Yes | No
4412711 | Active | COMFORTSTAR | EAIR LLC | IGT80M070P12A |  | Natural Gas,Propane Gas | Upflow,Downflow,Horizontal | Non-Weatherized | 70 | 56 | 80 | 76.4 | 860 | 80 |  | No
8110676 | Active | WOLF STEEL,NAPOLEON,CONTINENTAL | WOLF STEEL LTD. | WGS80M070A3A |  | Natural Gas,Propane Gas | Upflow,Downflow,Horizontal | Non-Weatherized | 70 | 56 | 80 | 76.4 | 860 | 80 |  | No
4412709 | Active | MIDEA | GD MIDEA HEATING & VENTILATING EQUIPMENT CO., LTD. | MGS80M090B4A |  | Natural Gas,Propane Gas | Upflow,Downflow,Horizontal | Non-Weatherized | 90 | 72 | 80 | 77.2 | 908 | 80 | Yes | No
4412712 | Active | COMFORTSTAR | EAIR LLC | IGT80M090P16B |  | Natural Gas,Propane Gas | Upflow,Downflow,Horizontal | Non-Weatherized | 90 | 72 | 80 | 77.2 | 908 | 80 |  | No
8110678 | Active | WOLF STEEL,NAPOLEON,CONTINENTAL | WOLF STEEL LTD. | WGS80M090B4A |  | Natural Gas,Propane Gas | Upflow,Downflow,Horizontal | Non-Weatherized | 90 | 72 | 80 | 77.2 | 908 | 80 |  | No
4412710 | Active | MIDEA | GD MIDEA HEATING & VENTILATING EQUIPMENT CO., LTD. | MGS80M110C5A |  | Natural Gas,Propane Gas | Upflow,Downflow,Horizontal | Non-Weatherized | 110 | 88 | 80 | 77.7 | 939 | 80 | Yes | No
4412713 | Active | COMFORTSTAR | EAIR LLC | IGT80M110P20C |  | Natural Gas,Propane Gas | Upflow,Downflow,Horizontal | Non-Weatherized | 110 | 88 | 80 | 77.7 | 939 | 80 |  | No
8110679 | Active | WOLF STEEL,NAPOLEON,CONTINENTAL | WOLF STEEL LTD. | WGS80M110C5A |  | Natural Gas,Propane Gas | Upflow,Downflow,Horizontal | Non-Weatherized | 110 | 88 | 80 | 77.7 | 939 | 80 |  | No
4465678 | Active | THERMO PRIDE | THERMO PRODUCTS, INC. | OL6FA072D48B |  | Oil | Upflow | Non-Weatherized | 85 | 72 | 86.5 | 70.4 | 1016 | 122 | Yes | No
4465679 | Active | THERMO PRIDE | THERMO PRODUCTS, INC. | OL6FA072DV5B |  | Oil | Upflow | Non-Weatherized | 85 | 72 | 86.5 | 72.5 | 459 | 127 |  | Yes | AMACF
4465680 | Active | THERMO PRIDE | THERMO PRODUCTS, INC. | OL6FA072D48R |  | Oil | Upflow | Non-Weatherized | 85 | 73 | 87 | 71.1 | 723 | 109 |  | No
4465681 | Active | THERMO PRIDE | THERMO PRODUCTS, INC. | OL6FA072DV5R |  | Oil | Upflow | Non-Weatherized | 85 | 73 | 87 | 72.5 | 459 | 113 |  | Yes | AMACF
4465682 | Active | THERMO PRIDE | THERMO PRODUCTS, INC. | OL6RA072D48B |  | Oil | Upflow | Non-Weatherized | 85 | 72 | 86.5 | 70.4 | 1016 | 122 | Yes | No
4465683 | Active | THERMO PRIDE | THERMO PRODUCTS, INC. | OL6RA072DV5B |  | Oil | Upflow | Non-Weatherized | 85 | 72 | 86.5 | 72.4 | 463 | 129 |  | Yes | AMACF
4465684 | Active | THERMO PRIDE | THERMO PRODUCTS, INC. | OL6RA072D48R |  | Oil | Upflow | Non-Weatherized | 85 | 73 | 87 | 71.1 | 723 | 109 |  | No
4465685 | Active | THERMO PRIDE | THERMO PRODUCTS, INC. | OL6RA072DV5R |  | Oil | Upflow | Non-Weatherized | 85 | 73 | 87 | 72.4 | 463 | 113 |  | Yes | AMACF
4482929 | Active | XV80 OIL | TRANE | TLF1M087A9V3SA |  | Oil | Upflow | Non-Weatherized | 105 | 87 | 83.4 | 94 | 556 | 119 | Yes | Yes | AMACF
4482930 | Active | PLATINUM XV OIL | AMERICAN STANDARD HEATING & AIR CONDITIONING | ALF1M087A9V3SA |  | Oil | Upflow | Non-Weatherized | 105 | 87 | 83.4 | 94 | 556 | 119 |  | Yes | AMACF
4518527 | Active | ADVANCE COMFORT SYSTEM, AIRE-FLO, ALLIED, GREAT LAKES | ALLIED AIR ENTERPRISES, LLC | 80AF1DF045P12A-* |  | Natural Gas,Propane Gas | Downflow | Non-Weatherized | 44 | 36 | 80 | 37.1 | 806 | 76 |  | No
4518529 | Active | ADVANCE COMFORT SYSTEM, AIRE-FLO, ALLIED, GREAT LAKES | ALLIED AIR ENTERPRISES, LLC | 80AF1DF090P16B-* |  | Natural Gas,Propane Gas | Downflow | Non-Weatherized | 88 | 71 | 80 | 75.9 | 1084 | 79 |  | No
4518531 | Active | AIRE-FLO,ADVANCE COMFORT SYSTEM,GREAT LAKES,ALLIED | ALLIED AIR ENTERPRISES, LLC | 80AF1DF110P20C-* |  | Natural Gas,Propane Gas | Downflow | Non-Weatherized | 110 | 89 | 80 | 95.1 | 1283 | 81 |  | No
4518537 | Active | ADVANCE COMFORT SYSTEM, AIRE-FLO, ALLIED, GREAT LAKES | ALLIED AIR ENTERPRISES, LLC | 80AF1DF070P12A-* |  | Natural Gas,Propane Gas | Downflow | Non-Weatherized | 66 | 53 | 80 | 56.8 | 881 | 79 |  | No
4518599 | Active | ADVANCE COMFORT SYSTEM, AIRE-FLO, ALLIED, GREAT LAKES | ALLIED AIR ENTERPRISES, LLC | 92AF1DF045P12B-* |  | Natural Gas,Propane Gas | Downflow | Non-Weatherized | 44 | 42 | 92.1 | 33.5 | 504 | 130 |  | No
4518600 | Active | AIRE-FLO,ADVANCE COMFORT SYSTEM,GREAT LAKES,ALLIED | ALLIED AIR ENTERPRISES, LLC | 92AF1DF070P12B-* |  | Natural Gas,Propane Gas | Downflow | Non-Weatherized | 66 | 62 | 92.1 | 67.8 | 663 | 130 |  | No
4518602 | Active | ADVANCE COMFORT SYSTEM, AIRE-FLO, ALLIED, GREAT LAKES | ALLIED AIR ENTERPRISES, LLC | 92AF1DF110P20C-* |  | Natural Gas,Propane Gas | Downflow | Non-Weatherized | 110 | 104 | 92.1 | 101 | 1069 | 135 |  | No
4518724 | Active | ADVANCE COMFORT SYSTEM, AIRE-FLO, ALLIED, GREAT LAKES | ALLIED AIR ENTERPRISES, LLC | 92AF1UH045P08B-* |  | Natural Gas,Propane Gas | Upflow,Horizontal | Non-Weatherized | 44 | 41 | 92.1 | 33.8 | 413 | 127 |  | No
4518725 | Active | ADVANCE COMFORT SYSTEM, AIRE-FLO, ALLIED, GREAT LAKES | ALLIED AIR ENTERPRISES, LLC | 92AF1UH045P12B-* |  | Natural Gas,Propane Gas | Upflow,Horizontal | Non-Weatherized | 44 | 42 | 92.1 | 33.6 | 471 | 130 |  | No
4518726 | Active | ADVANCE COMFORT SYSTEM, AIRE-FLO, ALLIED, GREAT LAKES | ALLIED AIR ENTERPRISES, LLC | 92AF1UH070P08B-* |  | Natural Gas,Propane Gas | Upflow,Horizontal | Non-Weatherized | 66 | 62 | 92.1 | 67.9 | 631 | 130 |  | No
4518727 | Active | AIRE-FLO,ADVANCE COMFORT SYSTEM,GREAT LAKES,ALLIED | ALLIED AIR ENTERPRISES, LLC | 92AF1UH070P12B-* |  | Natural Gas,Propane Gas | Upflow,Horizontal | Non-Weatherized | 66 | 62 | 92.1 | 67.8 | 663 | 130 |  | No
4518728 | Active | AIRE-FLO,ADVANCE COMFORT SYSTEM,GREAT LAKES,ALLIED | ALLIED AIR ENTERPRISES, LLC | 92AF1UH090P12C-* |  | Natural Gas,Propane Gas | Upflow,Horizontal | Non-Weatherized | 88 | 83 | 92.1 | 84.6 | 801 | 132 |  | No
4518731 | Active | AIRE-FLO,ADVANCE COMFORT SYSTEM,GREAT LAKES,ALLIED | ALLIED AIR ENTERPRISES, LLC | 92AF1UH090P16C-* |  | Natural Gas,Propane Gas | Upflow,Horizontal | Non-Weatherized | 88 | 83 | 92.1 | 84.7 | 778 | 135 |  | No
4518732 | Active | AIRE-FLO,ADVANCE COMFORT SYSTEM,GREAT LAKES,ALLIED | ALLIED AIR ENTERPRISES, LLC | 92AF1UH110P16C-* |  | Natural Gas,Propane Gas | Upflow,Horizontal | Non-Weatherized | 110 | 104 | 92.1 | 101.9 | 831 | 134 |  | No
4518733 | Active | ADVANCE COMFORT SYSTEM, AIRE-FLO, ALLIED, GREAT LAKES | ALLIED AIR ENTERPRISES, LLC | 92AF1UH110P20C-* |  | Natural Gas,Propane Gas | Upflow,Horizontal | Non-Weatherized | 110 | 104 | 92.1 | 101 | 1063 | 135 |  | No
4518734 | Active | ADVANCE COMFORT SYSTEM, AIRE-FLO, ALLIED, GREAT LAKES | ALLIED AIR ENTERPRISES, LLC | 92AF1UH135P20D-* |  | Natural Gas,Propane Gas | Upflow,Horizontal | Non-Weatherized | 132 | 124 | 92.1 | 117.9 | 1206 | 138 |  | No
4539545 | Active | ADVANCE COMFORT SYSTEM, AIRE-FLO, ALLIED, GREAT LAKES | ALLIED AIR ENTERPRISES, LLC | 95AF1DF070P12B-* |  | Natural Gas,Propane Gas | Downflow | Non-Weatherized | 66 | 64 | 95 | 65.5 | 745 | 136 |  | No | AFUE
4540643 | Active | ADVANCE COMFORT SYSTEM, AIRE-FLO, ALLIED, GREAT LAKES | ALLIED AIR ENTERPRISES, LLC | 92AF1DF090P16C-* |  | Natural Gas,Propane Gas | Downflow | Non-Weatherized | 88 | 84 | 92.1 | 84.5 | 830 | 133 |  | No
4615362 | Active | GRANDAIRE, ECOTEMP | INTERNATIONAL COMFORT PRODUCTS | WFML110066* |  | Natural Gas, Propane Gas | Upflow | Non-Weatherized | 110 | 89 | 80 | 94.2 | 1450 | 89 | Yes | No
4615363 | Active | GRANDAIRE, ECOTEMP | INTERNATIONAL COMFORT PRODUCTS | WFML045A024* |  | Natural Gas, Propane Gas | Upflow | Non-Weatherized | 44 | 35 | 80 | 38.5 | 410 | 57 | Yes | No
4627008 | Active | NAPOLEON | WOLF STEEL LTD. | NPX045S2A |  | Natural Gas,Propane Gas | Upflow,Downflow,Horizontal | Non-Weatherized | 45 | 43 | 95 | 49.5 | 353 | 65 | Yes | Yes | AFUE & AMACF
4627009 | Active | NAPOLEON | WOLF STEEL LTD. | NPX060S3A |  | Natural Gas,Propane Gas | Upflow,Downflow,Horizontal | Non-Weatherized | 60 | 57 | 95 | 66.1 | 407 | 53 | Yes | Yes | AFUE & AMACF
4627010 | Active | NAPOLEON | WOLF STEEL LTD. | NPX080S3A |  | Natural Gas,Propane Gas | Upflow,Downflow,Horizontal | Non-Weatherized | 80 | 76 | 95 | 82.5 | 507 | 53 | Yes | Yes | AFUE & AMACF
4627011 | Active | NAPOLEON | WOLF STEEL LTD. | NPX100S5A |  | Natural Gas,Propane Gas | Upflow,Downflow,Horizontal | Non-Weatherized | 100 | 95 | 95 | 99 | 609 | 53 | Yes | Yes | AFUE & AMACF
4627012 | Active | NAPOLEON | WOLF STEEL LTD. | NPX120S5A |  | Natural Gas,Propane Gas | Upflow,Downflow,Horizontal | Non-Weatherized | 120 | 114 | 95 | 115.5 | 718 | 53 | Yes | Yes | AFUE & AMACF
4627013 | Active | CONTINENTAL | WOLF STEEL LTD. | CPX045S2A |  | Natural Gas,Propane Gas | Upflow,Downflow,Horizontal | Non-Weatherized | 45 | 43 | 95 | 49.5 | 353 | 65 | Yes | Yes | AFUE & AMACF
4627014 | Active | CONTINENTAL | WOLF STEEL LTD. | CPX060S3A |  | Natural Gas,Propane Gas | Upflow,Downflow,Horizontal | Non-Weatherized | 60 | 57 | 95 | 66.1 | 407 | 53 | Yes | Yes | AFUE & AMACF
4627015 | Active | CONTINENTAL | WOLF STEEL LTD. | CPX080S3A |  | Natural Gas,Propane Gas | Upflow,Downflow,Horizontal | Non-Weatherized | 80 | 76 | 95 | 82.5 | 507 | 53 | Yes | Yes | AFUE & AMACF
4627016 | Active | CONTINENTAL | WOLF STEEL LTD. | CPX100S5A |  | Natural Gas,Propane Gas | Upflow,Downflow,Horizontal | Non-Weatherized | 100 | 95 | 95 | 99.1 | 609 | 53 | Yes | Yes | AFUE & AMACF
4627017 | Active | CONTINENTAL | WOLF STEEL LTD. | CPX120AS5A |  | Natural Gas,Propane Gas | Upflow,Downflow,Horizontal | Non-Weatherized | 120 | 114 | 95 | 115.5 | 718 | 53 | Yes | Yes | AFUE & AMACF
4627018 | Active | NAPOLEON | WOLF STEEL LTD. | NSM045S2A |  | Natural Gas, Propane Gas | Upflow, Downflow, Horizontal | Non-Weatherized | 45 | 43 | 95 | 48.3 | 705 | 65 | Yes | No | AFUE
4627019 | Active | NAPOLEON | WOLF STEEL LTD. | NSM060S3A |  | Natural Gas, Propane Gas | Upflow, Downflow, Horizontal | Non-Weatherized | 60 | 57 | 95 | 65.3 | 778 | 65 | Yes | No | AFUE
4627020 | Active | NAPOLEON | WOLF STEEL LTD. | NSM080S3A |  | Natural Gas, Propane Gas | Upflow, Downflow, Horizontal | Non-Weatherized | 80 | 76 | 95 | 80.6 | 1105 | 65 | Yes | No | AFUE
4627021 | Active | NAPOLEON | WOLF STEEL LTD. | NSM100S5A |  | Natural Gas, Propane Gas | Upflow, Downflow, Horizontal | Non-Weatherized | 100 | 95 | 95 | 96.7 | 1307 | 65 | Yes | No | AFUE
4627022 | Active | NAPOLEON | WOLF STEEL LTD. | NSM120S5A |  | Natural Gas, Propane Gas | Upflow, Downflow, Horizontal | Non-Weatherized | 120 | 114 | 95 | 113.3 | 1373 | 65 | Yes | No | AFUE
4627023 | Active | CONTINENTAL | WOLF STEEL LTD. | CSM045S2A |  | Natural Gas, Propane Gas | Upflow, Downflow, Horizontal | Non-Weatherized | 45 | 43 | 95 | 48.3 | 705 | 65 | Yes | No | AFUE
4627024 | Active | CONTINENTAL | WOLF STEEL LTD. | CSM060S3A |  | Natural Gas, Propane Gas | Upflow, Downflow, Horizontal | Non-Weatherized | 60 | 57 | 95 | 65.5 | 778 | 65 | Yes | No | AFUE
4627025 | Active | CONTINENTAL | WOLF STEEL LTD. | CSM080S3A |  | Natural Gas, Propane Gas | Upflow, Downflow, Horizontal | Non-Weatherized | 80 | 76 | 95 | 80.6 | 1105 | 65 | Yes | No | AFUE
4627026 | Active | CONTINENTAL | WOLF STEEL LTD. | CSM100S5A |  | Natural Gas, Propane Gas | Upflow, Downflow, Horizontal | Non-Weatherized | 100 | 95 | 95 | 96.7 | 1307 | 65 | Yes | No | AFUE
4627027 | Active | CONTINENTAL | WOLF STEEL LTD. | CSM120S5A |  | Natural Gas, Propane Gas | Upflow, Downflow, Horizontal | Non-Weatherized | 120 | 114 | 95 | 113.3 | 1373 | 65 | Yes | No | AFUE
4661382 | Discontinued | GOODMAN | GOODMAN MANUFACTURING CO., LP. | GMVM960603BX |  | Natural Gas,Propane Gas | Upflow,Horizontal | Non-Weatherized | 60 | 58 | 96.1 | 47.7 | 201 | 100 | Yes | Yes | AFUE & AMACF
4661507 | Discontinued | AMANA | AMANA HEATING AND AIR CONDITIONING | AMVM960603BX |  | Natural Gas,Propane Gas | Upflow,Horizontal | Non-Weatherized | 60 | 58 | 96.1 | 47.7 | 201 | 100 |  | Yes | AFUE & AMACF
6628380 | Discontinued | DAIKIN | DAIKIN MANUFACTURING COMPANY, L.P. | DM96MC0603BX |  | Natural Gas,Propane Gas | Upflow,Horizontal | Non-Weatherized | 60 | 58 | 96.1 | 47.7 | 201 | 100 |  | Yes | AFUE & AMACF
4661508 | Discontinued | GOODMAN | GOODMAN MANUFACTURING CO., LP. | GMVM960805CX |  | Natural Gas,Propane Gas | Upflow,Horizontal | Non-Weatherized | 80 | 78 | 96.1 | 79.9 | 185 | 50 | Yes | Yes | AFUE & AMACF
4661522 | Discontinued | AMANA | AMANA HEATING AND AIR CONDITIONING | AMVM960805CX |  | Natural Gas,Propane Gas | Upflow,Horizontal | Non-Weatherized | 80 | 78 | 96.1 | 79.9 | 185 | 50 |  | Yes | AFUE & AMACF
6628381 | Discontinued | DAIKIN | DAIKIN MANUFACTURING COMPANY, L.P. | DM96MC0805CX |  | Natural Gas,Propane Gas | Upflow,Horizontal | Non-Weatherized | 80 | 78 | 96.1 | 79.9 | 185 | 50 |  | Yes | AFUE & AMACF
4661523 | Discontinued | GOODMAN | GOODMAN MANUFACTURING CO., LP. | GMVM961005DX |  | Natural Gas,Propane Gas | Upflow,Horizontal | Non-Weatherized | 100 | 97 | 96.1 | 96.4 | 233 | 186 | Yes | Yes | AFUE & AMACF
4661524 | Discontinued | AMANA | AMANA HEATING AND AIR CONDITIONING | AMVM961005DX |  | Natural Gas,Propane Gas | Upflow,Horizontal | Non-Weatherized | 100 | 97 | 96.1 | 96.4 | 233 | 186 |  | Yes | AFUE & AMACF
6628382 | Discontinued | DAIKIN | DAIKIN MANUFACTURING COMPANY, L.P. | DM96MC1005DX |  | Natural Gas,Propane Gas | Upflow,Horizontal | Non-Weatherized | 100 | 97 | 96.1 | 96.4 | 233 | 186 |  | Yes | AFUE & AMACF
4661525 | Discontinued | GOODMAN | GOODMAN MANUFACTURING CO., LP. | GMVM961155DX |  | Natural Gas,Propane Gas | Upflow,Horizontal | Non-Weatherized | 115 | 109 | 96.1 | 98.5 | 180 | 77 | Yes | Yes | AFUE & AMACF
4661526 | Discontinued | AMANA | AMANA HEATING AND AIR CONDITIONING | AMVM961155DX |  | Natural Gas,Propane Gas | Upflow,Horizontal | Non-Weatherized | 115 | 109 | 96.1 | 98.5 | 180 | 77 |  | Yes | AFUE & AMACF
6628383 | Discontinued | DAIKIN | DAIKIN MANUFACTURING COMPANY, L.P. | DM96MC1155DX |  | Natural Gas,Propane Gas | Upflow,Horizontal | Non-Weatherized | 115 | 109 | 96.1 | 98.5 | 180 | 77 |  | Yes | AFUE & AMACF
4661529 | Discontinued | GOODMAN | GOODMAN MANUFACTURING CO., LP. | GCVM960604CX |  | Natural Gas,Propane Gas | Downflow,Horizontal | Non-Weatherized | 60 | 58 | 96.1 | 47.7 | 206 | 75 | Yes | Yes | AFUE & AMACF
4661530 | Discontinued | AMANA | AMANA HEATING AND AIR CONDITIONING | ACVM960604CX |  | Natural Gas,Propane Gas | Downflow,Horizontal | Non-Weatherized | 60 | 58 | 96.1 | 47.7 | 206 | 75 |  | Yes | AFUE & AMACF
6628384 | Discontinued | DAIKIN | DAIKIN MANUFACTURING COMPANY, L.P. | DC96MC0604CX |  | Natural Gas,Propane Gas | Downflow,Horizontal | Non-Weatherized | 60 | 58 | 96.1 | 47.7 | 206 | 75 |  | Yes | AFUE & AMACF
4661531 | Discontinued | GOODMAN | GOODMAN MANUFACTURING CO., LP. | GCVM960805DX |  | Natural Gas,Propane Gas | Downflow,Horizontal | Non-Weatherized | 80 | 77 | 96.1 | 80.3 | 170 | 34 | Yes | Yes | AFUE & AMACF
4661532 | Discontinued | AMANA | AMANA HEATING AND AIR CONDITIONING | ACVM960805DX |  | Natural Gas,Propane Gas | Downflow,Horizontal | Non-Weatherized | 80 | 77 | 96.1 | 80.3 | 170 | 34 |  | Yes | AFUE & AMACF
6628385 | Discontinued | DAIKIN | DAIKIN MANUFACTURING COMPANY, L.P. | DC96MC0805DX |  | Natural Gas,Propane Gas | Downflow,Horizontal | Non-Weatherized | 80 | 77 | 96.1 | 80.3 | 170 | 34 |  | Yes | AFUE & AMACF
4661533 | Discontinued | GOODMAN | GOODMAN MANUFACTURING CO., LP. | GCVM961005DX |  | Natural Gas,Propane Gas | Downflow,Horizontal | Non-Weatherized | 100 | 95 | 96.1 | 98.6 | 196 | 54 | Yes | Yes | AFUE & AMACF
6628386 | Discontinued | DAIKIN | DAIKIN MANUFACTURING COMPANY, L.P. | DC96MC1005DX |  | Natural Gas,Propane Gas | Downflow,Horizontal | Non-Weatherized | 100 | 95 | 96.1 | 98.6 | 196 | 54 |  | Yes | AFUE & AMACF
6628387 | Discontinued | AMANA | AMANA HEATING AND AIR CONDITIONING | ACVM961005DX |  | Natural Gas,Propane Gas | Downflow,Horizontal | Non-Weatherized | 100 | 95 | 96.1 | 98.6 | 196 | 54 |  | Yes | AFUE & AMACF
4674932 | Active | ELITE | LENNOX INDUSTRIES, INC. | EL195UH045XE36B |  | Natural Gas,Propane Gas | Upflow,Horizontal | Non-Weatherized | 44 | 42 | 95 | 33.4 | 241 | 154 | Yes | Yes | AFUE & AMACF
4716028 | Active | AIREASE,ARMSTRONG AIR,ADVANCE COMFORT SYSTEM,GREAT LAKES,ALLIED | ALLIED AIR ENTERPRISES, LLC | A95UH1E045B12-* |  | Natural Gas,Propane Gas | Upflow,Horizontal | Non-Weatherized | 44 | 42 | 95 | 33.4 | 241 | 154 |  | Yes | AFUE & AMACF
4716029 | Active | CONCORD,DUCANE,ADVANCE COMFORT SYSTEM,GREAT LAKES,ALLIED | ALLIED AIR ENTERPRISES, LLC | 95G1UH045BE12-* |  | Natural Gas,Propane Gas | Upflow,Horizontal | Non-Weatherized | 44 | 42 | 95 | 33.4 | 241 | 154 |  | Yes | AFUE & AMACF
4674951 | Active | ELITE 90 | LENNOX INDUSTRIES, INC. | EL195UH070XE36B-* |  | Natural Gas,Propane Gas | Upflow,Horizontal | Non-Weatherized | 66 | 63 | 95 | 66.6 | 424 | 130 | Yes | Yes | AFUE & AMACF
4716038 | Active | AIREASE,ARMSTRONG AIR,ADVANCE COMFORT SYSTEM,GREAT LAKES,ALLIED | ALLIED AIR ENTERPRISES, LLC | A95UH1E070B12-* |  | Natural Gas,Propane Gas | Upflow,Horizontal | Non-Weatherized | 66 | 63 | 95 | 66.6 | 424 | 130 |  | Yes | AFUE & AMACF
4716039 | Active | CONCORD,DUCANE,ADVANCE COMFORT SYSTEM,GREAT LAKES,ALLIED | ALLIED AIR ENTERPRISES, LLC | 95G1UH070BE12-* |  | Natural Gas,Propane Gas | Upflow,Horizontal | Non-Weatherized | 66 | 63 | 95 | 66.6 | 424 | 130 |  | Yes | AFUE & AMACF
4675033 | Active | ELITE 90 | LENNOX INDUSTRIES, INC. | EL195UH090XE48C-* |  | Natural Gas,Propane Gas | Upflow,Horizontal | Non-Weatherized | 88 | 85 | 95 | 83 | 540 | 153 | Yes | Yes | AFUE & AMACF
4716040 | Active | AIREASE,ARMSTRONG AIR,ADVANCE COMFORT SYSTEM,GREAT LAKES,ALLIED | ALLIED AIR ENTERPRISES, LLC | A95UH1E090C16-* |  | Natural Gas,Propane Gas | Upflow,Horizontal | Non-Weatherized | 88 | 85 | 95 | 83 | 540 | 153 |  | Yes | AFUE & AMACF
4716041 | Active | CONCORD,DUCANE,ADVANCE COMFORT SYSTEM,GREAT LAKES,ALLIED | ALLIED AIR ENTERPRISES, LLC | 95G1UH090CE16-* |  | Natural Gas,Propane Gas | Upflow,Horizontal | Non-Weatherized | 88 | 85 | 95 | 83 | 540 | 153 |  | Yes | AFUE & AMACF
4675039 | Active | ELITE | LENNOX INDUSTRIES, INC. | EL195UH110XE60C-* |  | Natural Gas,Propane Gas | Upflow,Horizontal | Non-Weatherized | 110 | 106 | 95 | 99.6 | 640 | 166 | Yes | Yes | AFUE & AMACF
4716042 | Active | AIREASE,ARMSTRONG AIR,ADVANCE COMFORT SYSTEM,GREAT LAKES,ALLIED | ALLIED AIR ENTERPRISES, LLC | A95UH1E110C20-* |  | Natural Gas,Propane Gas | Upflow,Horizontal | Non-Weatherized | 110 | 106 | 95 | 99.6 | 640 | 166 |  | Yes | AFUE & AMACF
4716043 | Active | CONCORD,DUCANE,ADVANCE COMFORT SYSTEM,GREAT LAKES,ALLIED | ALLIED AIR ENTERPRISES, LLC | 95G1UH110CE20-* |  | Natural Gas,Propane Gas | Upflow,Horizontal | Non-Weatherized | 110 | 106 | 95 | 99.6 | 640 | 166 |  | Yes | AFUE & AMACF
4675046 | Active | ELITE | LENNOX INDUSTRIES, INC. | EL195UH135XE60D-* |  | Natural Gas,Propane Gas | Upflow,Horizontal | Non-Weatherized | 132 | 128 | 95 | 132.8 | 763 | 138 | Yes | Yes | AFUE
4716044 | Active | AIREASE,ARMSTRONG AIR,ADVANCE COMFORT SYSTEM,GREAT LAKES,ALLIED | ALLIED AIR ENTERPRISES, LLC | A95UH1E135D20-* |  | Natural Gas,Propane Gas | Upflow,Horizontal | Non-Weatherized | 132 | 128 | 95 | 132.8 | 763 | 138 |  | Yes | AFUE
4716045 | Active | CONCORD,DUCANE,ADVANCE COMFORT SYSTEM,GREAT LAKES,ALLIED | ALLIED AIR ENTERPRISES, LLC | 95G1UH135DE20-* |  | Natural Gas,Propane Gas | Upflow,Horizontal | Non-Weatherized | 132 | 128 | 95 | 132.8 | 763 | 138 |  | Yes | AFUE
4675053 | Active | ELITE 90 | LENNOX INDUSTRIES, INC. | EL195DF045XE36B-* |  | Natural Gas,Propane Gas | Downflow | Non-Weatherized | 44 | 42 | 95 | 33.1 | 325 | 140 | Yes | Yes | AFUE
4716031 | Active | CONCORD,DUCANE,ADVANCE COMFORT SYSTEM,GREAT LAKES,ALLIED | ALLIED AIR ENTERPRISES, LLC | 95G1DF045BE12-* |  | Natural Gas,Propane Gas | Downflow | Non-Weatherized | 44 | 42 | 95 | 33.1 | 325 | 140 |  | Yes | AFUE
4716332 | Active | AIREASE,ARMSTRONG AIR,ADVANCE COMFORT SYSTEM,GREAT LAKES,ALLIED | ALLIED AIR ENTERPRISES, LLC | A95DF1E045B12-* |  | Natural Gas,Propane Gas | Downflow | Non-Weatherized | 44 | 42 | 95 | 33.1 | 325 | 140 |  | Yes | AFUE
4675073 | Active | ELITE 90 | LENNOX INDUSTRIES, INC. | EL195DF110XE60C-* |  | Natural Gas,Propane Gas | Downflow | Non-Weatherized | 110 | 106 | 95 | 99.1 | 759 | 145 | Yes | Yes | AFUE
4716036 | Active | AIREASE,ARMSTRONG AIR,ADVANCE COMFORT SYSTEM,GREAT LAKES,ALLIED | ALLIED AIR ENTERPRISES, LLC | A95DF1E110C20-* |  | Natural Gas,Propane Gas | Downflow | Non-Weatherized | 110 | 106 | 95 | 99.1 | 759 | 145 |  | Yes | AFUE
4716037 | Active | CONCORD,DUCANE,ADVANCE COMFORT SYSTEM,GREAT LAKES,ALLIED | ALLIED AIR ENTERPRISES, LLC | 95G1DF110CE20-* |  | Natural Gas,Propane Gas | Downflow | Non-Weatherized | 110 | 106 | 95 | 99.1 | 759 | 145 |  | Yes | AFUE
4675081 | Active | ELITE 90 | LENNOX INDUSTRIES, INC. | EL195DF070XE48B-* |  | Natural Gas,Propane Gas | Downflow | Non-Weatherized | 66 | 64 | 95 | 65.8 | 627 | 141 | Yes | Yes | AFUE
4716032 | Active | AIREASE,ARMSTRONG AIR,ADVANCE COMFORT SYSTEM,GREAT LAKES,ALLIED | ALLIED AIR ENTERPRISES, LLC | A95DF1E070B16-* |  | Natural Gas,Propane Gas | Downflow | Non-Weatherized | 66 | 64 | 95 | 65.8 | 627 | 141 |  | Yes | AFUE
4716033 | Active | CONCORD,DUCANE,ADVANCE COMFORT SYSTEM,GREAT LAKES,ALLIED | ALLIED AIR ENTERPRISES, LLC | 95G1DF070BE16-* |  | Natural Gas,Propane Gas | Downflow | Non-Weatherized | 66 | 64 | 95 | 65.8 | 627 | 141 |  | Yes | AFUE
4675087 | Active | ELITE 90 | LENNOX INDUSTRIES, INC. | EL195DF090XE48C-* |  | Natural Gas,Propane Gas | Downflow | Non-Weatherized | 88 | 85 | 95 | 82.9 | 561 | 144 | Yes | Yes | AFUE
4716035 | Active | CONCORD,DUCANE,ADVANCE COMFORT SYSTEM,GREAT LAKES,ALLIED | ALLIED AIR ENTERPRISES, LLC | 95G1DF090CE16-* |  | Natural Gas,Propane Gas | Downflow | Non-Weatherized | 88 | 85 | 95 | 82.9 | 561 | 144 |  | Yes | AFUE
4716333 | Active | AIREASE,ARMSTRONG AIR,ADVANCE COMFORT SYSTEM,GREAT LAKES,ALLIED | ALLIED AIR ENTERPRISES, LLC | A95DF1E090C16-* |  | Natural Gas,Propane Gas | Downflow | Non-Weatherized | 88 | 85 | 95 | 82.9 | 561 | 144 |  | Yes | AFUE
4676047 | Discontinued | GOODMAN | GOODMAN MANUFACTURING CO., LP. | GME950403BX |  | Natural Gas,Propane Gas | Upflow,Horizontal | Non-Weatherized | 40 | 38 | 96.1 | 31.9 | 371 | 125 | Yes | Yes | AFUE
6628388 | Discontinued | DAIKIN | DAIKIN MANUFACTURING COMPANY, L.P. | DM96HE0403BX |  | Natural Gas,Propane Gas | Upflow,Horizontal | Non-Weatherized | 40 | 38 | 96.1 | 31.9 | 371 | 125 |  | Yes | AFUE
6628389 | Discontinued | AMANA | AMANA HEATING AND AIR CONDITIONING | AMEH960403BX |  | Natural Gas,Propane Gas | Upflow,Horizontal | Non-Weatherized | 40 | 38 | 96.1 | 31.9 | 371 | 125 |  | Yes | AFUE
4676048 | Discontinued | GOODMAN | GOODMAN MANUFACTURING CO., LP. | GME950603BX |  | Natural Gas,Propane Gas | Upflow,Horizontal | Non-Weatherized | 60 | 58 | 96.1 | 48.1 | 529 | 127 | Yes | Yes | AFUE
6628390 | Discontinued | DAIKIN | DAIKIN MANUFACTURING COMPANY, L.P. | DM96HE0603BX |  | Natural Gas,Propane Gas | Upflow,Horizontal | Non-Weatherized | 60 | 58 | 96.1 | 48.1 | 529 | 127 |  | Yes | AFUE
6628391 | Discontinued | AMANA | AMANA HEATING AND AIR CONDITIONING | AMEH960603BX |  | Natural Gas,Propane Gas | Upflow,Horizontal | Non-Weatherized | 60 | 58 | 96.1 | 48.1 | 529 | 127 |  | Yes | AFUE
4676049 | Discontinued | GOODMAN | GOODMAN MANUFACTURING CO., LP. | GME950805CX |  | Natural Gas,Propane Gas | Upflow,Horizontal | Non-Weatherized | 80 | 77 | 96.1 | 80.6 | 637 | 129 | Yes | Yes | AFUE
6628392 | Discontinued | DAIKIN | DAIKIN MANUFACTURING COMPANY, L.P. | DM96HE0805CX |  | Natural Gas,Propane Gas | Upflow,Horizontal | Non-Weatherized | 80 | 77 | 96.1 | 80.6 | 637 | 129 |  | Yes | AFUE
6628393 | Discontinued | AMANA | AMANA HEATING AND AIR CONDITIONING | AMEH960805CX |  | Natural Gas,Propane Gas | Upflow,Horizontal | Non-Weatherized | 80 | 77 | 96.1 | 80.6 | 637 | 129 |  | Yes | AFUE
4676050 | Discontinued | GOODMAN | GOODMAN MANUFACTURING CO., LP. | GME951005DX |  | Natural Gas,Propane Gas | Upflow,Horizontal | Non-Weatherized | 100 | 96 | 96.1 | 96.9 | 761 | 128 | Yes | Yes | AFUE
6628394 | Discontinued | DAIKIN | DAIKIN MANUFACTURING COMPANY, L.P. | DM96HE1005DX |  | Natural Gas,Propane Gas | Upflow,Horizontal | Non-Weatherized | 100 | 96 | 96.1 | 96.9 | 761 | 128 |  | Yes | AFUE
6628395 | Discontinued | AMANA | AMANA HEATING AND AIR CONDITIONING | AMEH961005DX |  | Natural Gas,Propane Gas | Upflow,Horizontal | Non-Weatherized | 100 | 96 | 96.1 | 96.9 | 761 | 128 |  | Yes | AFUE
4679685 | Discontinued | DAVE LENNOX SIGNATURE | LENNOX INDUSTRIES, INC. | 15GCSXBV-48-083X-230-* |  | Natural Gas,Propane Gas | Downflow,Horizontal | Weatherized | 83 | 66 | 78 | 79.1 | 496 | 113 |  | Yes
4679686 | Discontinued | DAVE LENNOX SIGNATURE | LENNOX INDUSTRIES, INC. | 15GCSXBV-48-110X-230-* |  | Natural Gas,Propane Gas | Downflow,Horizontal | Weatherized | 110 | 88 | 78 | 99.4 | 499 | 121 |  | Yes
4679687 | Discontinued | DAVE LENNOX SIGNATURE | LENNOX INDUSTRIES, INC. | 15GCSXBV-48-138X-230-* |  | Natural Gas,Propane Gas | Downflow,Horizontal | Weatherized | 138 | 110 | 78 | 118.5 | 685 | 116 | Yes | Yes
4679688 | Discontinued | DAVE LENNOX SIGNATURE | LENNOX INDUSTRIES, INC. | 15GCSXBV-60-083X-230-* |  | Natural Gas,Propane Gas | Downflow,Horizontal | Weatherized | 83 | 66 | 78 | 79.1 | 496 | 113 |  | Yes
4679689 | Discontinued | DAVE LENNOX SIGNATURE | LENNOX INDUSTRIES, INC. | 15GCSXBV-60-110X-230-* |  | Natural Gas,Propane Gas | Downflow,Horizontal | Weatherized | 110 | 88 | 78 | 99.4 | 499 | 121 |  | Yes
4679698 | Discontinued | DAVE LENNOX SIGNATURE | LENNOX INDUSTRIES, INC. | 15GCSXBV-60-138X-230-* |  | Natural Gas,Propane Gas | Downflow,Horizontal | Weatherized | 138 | 110 | 78 | 118.5 | 685 | 116 |  | Yes
4702114 | Active | CARRIER | CARRIER CORPORATION | 59TN6A060V17--14 |  | Natural Gas, Propane Gas | Upflow, Downflow, Horizontal | Non-Weatherized | 60 | 58 | 96.3 | 48.3 | 190 | 37 | Yes | Yes | AFUE & AMACF
8033220 | Active | BRYANT | BRYANT HEATING & COOLING SYSTEMS | 313JBV048090 |  | Natural Gas, Propane Gas | Upflow | Non-Weatherized | 88 | 72 | 80 | 78.2 | 496 | 67 |  | Yes
4702115 | Active | CARRIER | CARRIER CORPORATION | 59TN6A080V17--14 |  | Natural Gas, Propane Gas | Upflow, Downflow, Horizontal | Non-Weatherized | 80 | 78 | 96.2 | 79.9 | 384 | 36 | Yes | Yes | AFUE & AMACF
8033227 | Active | BRYANT | BRYANT HEATING & COOLING SYSTEMS | 313JBV048090* |  | Natural Gas, Propane Gas | Downflow, Horizontal | Non-Weatherized | 84 | 69 | 80 | 78.1 | 519 | 67 |  | Yes
4702117 | Active | CARRIER | CARRIER CORPORATION | 59TN6A120V24--22 |  | Natural Gas,Propane Gas | Upflow,Downflow,Horizontal | Non-Weatherized | 120 | 117 | 96.5 | 111.3 | 645 | 44 | Yes | Yes | AFUE & AMACF
8033221 | Active | BRYANT | BRYANT HEATING & COOLING SYSTEMS | 313JBV060110 |  | Natural Gas, Propane Gas | Upflow | Non-Weatherized | 110 | 90 | 80 | 97.3 | 729 | 73 |  | Yes
4702118 | Active | CARRIER | CARRIER CORPORATION | 59MN7A060V17--14 |  | Natural Gas, Propane Gas | Upflow, Downflow, Horizontal | Non-Weatherized | 60 | 59 | 97.4 | 46.7 | 154 | 16 | Yes | Yes | AFUE & AMACF
4702120 | Active | CARRIER | CARRIER CORPORATION | 59MN7A080V17--14 |  | Natural Gas,Propane Gas | Upflow,Downflow,Horizontal | Non-Weatherized | 80 | 78 | 97.4 | 77.4 | 458 | 20 | Yes | Yes | AFUE & AMACF
4702122 | Active | CARRIER | CARRIER CORPORATION | 59MN7A120V24--22 |  | Natural Gas, Propane Gas | Upflow, Downflow, Horizontal | Non-Weatherized | 120 | 117 | 97.2 | 109 | 505 | 22 | Yes | Yes | AFUE & AMACF
4702804 | Active | CARRIER | CARRIER CORPORATION | 59SP5A040E14--10 | Yes | Natural Gas, Propane Gas | Upflow, Downflow, Horizontal | Non-Weatherized | 40 | 39 | 96.5 | 32.6 | 194 | 42 | Yes | Yes | AFUE & AMACF
4702805 | Active | CARRIER | CARRIER CORPORATION | 59SP5A060E17--14 | Yes | Natural Gas, Propane Gas | Upflow, Downflow, Horizontal | Non-Weatherized | 60 | 58 | 96.5 | 49 | 253 | 53 | Yes | Yes | AFUE & AMACF
4702806 | Active | CARRIER | CARRIER CORPORATION | 59SP5A080E17--16 | Yes | Natural Gas,Propane Gas | Upflow,Downflow,Horizontal | Non-Weatherized | 80 | 78 | 96.5 | 81.1 | 478 | 52 | Yes | Yes | AFUE & AMACF
4702808 | Active | CARRIER | CARRIER CORPORATION | 59SP5A120E24--22 | Yes | Natural Gas, Propane Gas | Upflow, Downflow, Horizontal | Non-Weatherized | 120 | 117 | 96.5 | 112.9 | 985 | 59 | Yes | Yes | AFUE
4702809 | Active | CARRIER | CARRIER CORPORATION | 59TP5A040E14--10 |  | Natural Gas, Propane Gas | Upflow, Downflow, Horizontal | Non-Weatherized | 40 | 39 | 96.5 | 32.1 | 166 | 31 | Yes | Yes | AFUE & AMACF
4702810 | Active | CARRIER | CARRIER CORPORATION | 59TP5A060E17--14 |  | Natural Gas, Propane Gas | Upflow, Downflow, Horizontal | Non-Weatherized | 60 | 58 | 96.3 | 48.4 | 188 | 37 | Yes | Yes | AFUE & AMACF
4702811 | Active | CARRIER | CARRIER CORPORATION | 59TP5A080E17--16 |  | Natural Gas, Propane Gas | Upflow, Downflow, Horizontal | Non-Weatherized | 80 | 78 | 96.2 | 80 | 369 | 36 | Yes | Yes | AFUE & AMACF
4702813 | Active | CARRIER | CARRIER CORPORATION | 59TP5A120E24--22 |  | Natural Gas, Propane Gas | Upflow, Downflow, Horizontal | Non-Weatherized | 120 | 117 | 96.7 | 109.7 | 596 | 42 | Yes | Yes | AFUE & AMACF
4703296 | Active | TEMPSTAR,ARCOAIRE,KENMORE,ICP COMMERCIAL | INTERNATIONAL COMFORT PRODUCTS | F9MAC0601714A |  | Natural Gas, Propane Gas | Upflow, Downflow, Horizontal | Non-Weatherized | 60 | 59 | 97 | 46.9 | 155 | 16 | Yes | Yes | AFUE & AMACF
4703297 | Active | TEMPSTAR,ARCOAIRE,KENMORE,ICP COMMERCIAL | INTERNATIONAL COMFORT PRODUCTS | F9MAC0801714A |  | Natural Gas, Propane Gas | Upflow, Downflow, Horizontal | Non-Weatherized | 80 | 78 | 97 | 77.7 | 460 | 20 | Yes | Yes | AFUE & AMACF
4703299 | Active | TEMPSTAR,ARCOAIRE,KENMORE,ICP COMMERCIAL | INTERNATIONAL COMFORT PRODUCTS | F9MAC1202422A |  | Natural Gas, Propane Gas | Upflow, Downflow, Horizontal | Non-Weatherized | 120 | 117 | 97 | 109.2 | 506 | 22 | Yes | Yes | AFUE & AMACF
4703300 | Active | TEMPSTAR,ARCOAIRE,KENMORE, ICP COMMERCIAL | INTERNATIONAL COMFORT PRODUCTS | F9MVT0401410A |  | Natural Gas, Propane Gas | Upflow, Downflow, Horizontal | Non-Weatherized | 40 | 39 | 96 | 32.2 | 170 | 31 | Yes | Yes | AFUE & AMACF
4703302 | Active | TEMPSTAR,ARCOAIRE,KENMORE, ICP COMMERCIAL | INTERNATIONAL COMFORT PRODUCTS | F9MVT0801716A |  | Natural Gas, Propane Gas | Upflow, Downflow, Horizontal | Non-Weatherized | 80 | 78 | 96 | 80.1 | 378 | 36 | Yes | Yes | AFUE & AMACF
4703304 | Active | TEMPSTAR,ARCOAIRE,KENMORE, ICP COMMERCIAL | INTERNATIONAL COMFORT PRODUCTS | F9MVT1202422A |  | Natural Gas, Propane Gas | Upflow, Downflow, Horizontal | Non-Weatherized | 120 | 117 | 96 | 110.3 | 601 | 42 | Yes | Yes | AFUE & AMACF
4703319 | Active | TEMPSTAR,ARCOAIRE,KENMORE, ICP COMMERCIAL | INTERNATIONAL COMFORT PRODUCTS | F9MXE1202422A | Yes | Natural Gas, Propane Gas | Upflow, Downflow, Horizontal | Non-Weatherized | 120 | 117 | 96 | 113.5 | 990 | 59 | Yes | Yes | AFUE
4703320 | Active | TEMPSTAR,ARCOAIRE,KENMORE, ICP COMMERCIAL | INTERNATIONAL COMFORT PRODUCTS | F9MXE0401410A | Yes | Natural Gas, Propane Gas | Upflow, Downflow, Horizontal | Non-Weatherized | 40 | 39 | 96 | 32.8 | 195 | 42 | Yes | Yes | AFUE & AMACF
4703321 | Active | TEMPSTAR,ARCOAIRE,KENMORE, ICP COMMERCIAL | INTERNATIONAL COMFORT PRODUCTS | F9MXE0601714A | Yes | Natural Gas, Propane Gas | Upflow, Downflow, Horizontal | Non-Weatherized | 60 | 58 | 96 | 49.3 | 254 | 53 | Yes | Yes | AFUE & AMACF
4703322 | Active | ARCOAIRE, ICP COMMERCIAL, KENMORE, TEMPSTAR | INTERNATIONAL COMFORT PRODUCTS | F9MXE0801716A | Yes | Natural Gas,Propane Gas | Upflow,Downflow,Horizontal | Non-Weatherized | 80 | 78 | 96 | 81.9 | 483 | 52 | Yes | Yes | AFUE & AMACF
4703325 | Active | TEMPSTAR,ARCOAIRE,KENMORE, ICP COMMERCIAL | INTERNATIONAL COMFORT PRODUCTS | F9MXT0801716A |  | Natural Gas, Propane Gas | Upflow, Downflow, Horizontal | Non-Weatherized | 80 | 78 | 96 | 80.2 | 369 | 36 | Yes | Yes | AFUE & AMACF
4703327 | Active | TEMPSTAR,ARCOAIRE,KENMORE, ICP COMMERCIAL | INTERNATIONAL COMFORT PRODUCTS | F9MXT1202422A |  | Natural Gas, Propane Gas | Upflow, Downflow, Horizontal | Non-Weatherized | 120 | 117 | 96 | 110.4 | 600 | 42 | Yes | Yes | AFUE & AMACF
4703726 | Active | TEMPSTAR,ARCOAIRE,KENMORE, ICP COMMERCIAL | INTERNATIONAL COMFORT PRODUCTS | F9MXT0401410A |  | Natural Gas, Propane Gas | Upflow, Downflow, Horizontal | Non-Weatherized | 40 | 39 | 96 | 32.3 | 166 | 31 | Yes | Yes | AFUE & AMACF
4703727 | Active | TEMPSTAR,ARCOAIRE,KENMORE, ICP COMMERCIAL | INTERNATIONAL COMFORT PRODUCTS | F9MXT0601714A |  | Natural Gas, Propane Gas | Upflow, Downflow, Horizontal | Non-Weatherized | 60 | 58 | 96 | 48.6 | 189 | 37 | Yes | Yes | AFUE & AMACF
4705237 | Active | HEIL,COMFORTMAKER,DAY & NIGHT,AIRQUEST,KENMORE,KEEPRITE,ICP COMMERCIAL | INTERNATIONAL COMFORT PRODUCTS | G9MAC0601714A |  | Natural Gas, Propane Gas | Upflow, Downflow, Horizontal | Non-Weatherized | 60 | 59 | 97 | 46.9 | 155 | 16 |  | Yes | AFUE & AMACF
4705238 | Active | HEIL,COMFORTMAKER,DAY & NIGHT,AIRQUEST,KENMORE,KEEPRITE,ICP COMMERCIAL | INTERNATIONAL COMFORT PRODUCTS | G9MAC0801714A |  | Natural Gas, Propane Gas | Upflow, Downflow, Horizontal | Non-Weatherized | 80 | 78 | 97 | 77.7 | 460 | 20 |  | Yes | AFUE & AMACF
4705240 | Active | HEIL,COMFORTMAKER,DAY & NIGHT,AIRQUEST,KENMORE,KEEPRITE,ICP COMMERCIAL | INTERNATIONAL COMFORT PRODUCTS | G9MAC1202422A |  | Natural Gas, Propane Gas | Upflow, Downflow, Horizontal | Non-Weatherized | 120 | 117 | 97 | 109.2 | 506 | 22 |  | Yes | AFUE & AMACF
4705242 | Active | HEIL,COMFORTMAKER,DAY & NIGHT,AIRQUEST,KENMORE,KEEPRITE,ICP COMMERCIAL | INTERNATIONAL COMFORT PRODUCTS | G9MVT0601714A |  | Natural Gas, Propane Gas | Upflow, Downflow, Horizontal | Non-Weatherized | 60 | 58 | 96 | 48.6 | 194 | 37 |  | Yes | AFUE & AMACF
4705243 | Active | HEIL,COMFORTMAKER,DAY & NIGHT,AIRQUEST,KENMORE,KEEPRITE,ICP COMMERCIAL | INTERNATIONAL COMFORT PRODUCTS | G9MVT0801716A |  | Natural Gas, Propane Gas | Upflow, Downflow, Horizontal | Non-Weatherized | 80 | 78 | 96 | 80.1 | 378 | 36 |  | Yes | AFUE & AMACF
4705244 | Active | HEIL,COMFORTMAKER,DAY & NIGHT,AIRQUEST,KENMORE,KEEPRITE,ICP COMMERCIAL | INTERNATIONAL COMFORT PRODUCTS | G9MVT1202422A |  | Natural Gas, Propane Gas | Upflow, Downflow, Horizontal | Non-Weatherized | 120 | 117 | 96 | 110.3 | 601 | 42 |  | Yes | AFUE & AMACF
4705245 | Active | HEIL,COMFORTMAKER,DAY & NIGHT,AIRQUEST,KENMORE,KEEPRITE,ICP COMMERCIAL | INTERNATIONAL COMFORT PRODUCTS | G9MXT0401410A |  | Natural Gas, Propane Gas | Upflow, Downflow, Horizontal | Non-Weatherized | 40 | 39 | 96 | 32.3 | 166 | 31 |  | Yes | AFUE & AMACF
4705246 | Active | HEIL,COMFORTMAKER,DAY & NIGHT,AIRQUEST,KENMORE,KEEPRITE,ICP COMMERCIAL | INTERNATIONAL COMFORT PRODUCTS | G9MXT0601714A |  | Natural Gas, Propane Gas | Upflow, Downflow, Horizontal | Non-Weatherized | 60 | 58 | 96 | 48.6 | 189 | 37 |  | Yes | AFUE & AMACF
4705248 | Active | HEIL,COMFORTMAKER,DAY & NIGHT,AIRQUEST,KENMORE,KEEPRITE,ICP COMMERCIAL | INTERNATIONAL COMFORT PRODUCTS | G9MXT1202422A |  | Natural Gas, Propane Gas | Upflow, Downflow, Horizontal | Non-Weatherized | 120 | 117 | 96 | 110.4 | 600 | 42 |  | Yes | AFUE & AMACF
4705249 | Active | HEIL,COMFORTMAKER,DAY & NIGHT,AIRQUEST,KENMORE,KEEPRITE,ICP COMMERCIAL | INTERNATIONAL COMFORT PRODUCTS | G9MXT0801716A |  | Natural Gas, Propane Gas | Upflow, Downflow, Horizontal | Non-Weatherized | 80 | 78 | 96 | 80.2 | 369 | 36 |  | Yes | AFUE & AMACF
4705685 | Active | HEIL,COMFORTMAKER,DAY & NIGHT,AIRQUEST,KENMORE,KEEPRITE,ICP COMMERCIAL | INTERNATIONAL COMFORT PRODUCTS | G9MXE0401410A | Yes | Natural Gas, Propane Gas | Upflow, Downflow, Horizontal | Non-Weatherized | 40 | 39 | 96 | 32.8 | 195 | 42 |  | Yes | AFUE & AMACF
4705686 | Active | HEIL,COMFORTMAKER,DAY & NIGHT,AIRQUEST,KENMORE,KEEPRITE,ICP COMMERCIAL | INTERNATIONAL COMFORT PRODUCTS | G9MXE0601714A | Yes | Natural Gas, Propane Gas | Upflow, Downflow, Horizontal | Non-Weatherized | 60 | 58 | 96 | 49.3 | 254 | 53 |  | Yes | AFUE & AMACF
4705688 | Active | HEIL,COMFORTMAKER,DAY & NIGHT,AIRQUEST,KENMORE,KEEPRITE,ICP COMMERCIAL | INTERNATIONAL COMFORT PRODUCTS | G9MXE1202422A | Yes | Natural Gas, Propane Gas | Upflow, Downflow, Horizontal | Non-Weatherized | 120 | 117 | 96 | 113.5 | 990 | 59 |  | Yes | AFUE
4706187 | Active | CARRIER | CARRIER CORPORATION | AMV98-042060 |  | Natural Gas, Propane Gas | Upflow, Downflow, Horizontal | Non-Weatherized | 60 | 59 | 97 | 46.9 | 155 | 16 | Yes | Yes | AFUE & AMACF
8033228 | Active | BRYANT | BRYANT HEATING & COOLING SYSTEMS | 313JBV060110* |  | Natural Gas, Propane Gas | Downflow, Horizontal | Non-Weatherized | 105 | 86 | 80 | 97.1 | 763 | 73 |  | Yes
4706188 | Active | CARRIER | CARRIER CORPORATION | AMV98-042080 |  | Natural Gas, Propane Gas | Upflow, Downflow, Horizontal | Non-Weatherized | 80 | 78 | 97 | 77.7 | 460 | 20 | Yes | Yes | AFUE & AMACF
8033222 | Active | BRYANT | BRYANT HEATING & COOLING SYSTEMS | 313JBV060135 |  | Natural Gas, Propane Gas | Upflow | Non-Weatherized | 132 | 107 | 80 | 117.2 | 739 | 74 |  | Yes
4706189 | Active | CARRIER | CARRIER CORPORATION | AMV098-066120 |  | Natural Gas,Propane Gas | Upflow,Downflow,Horizontal | Non-Weatherized | 120 | 117 | 97 | 109.2 | 506 | 24 | Yes | Yes | AFUE & AMACF
8033229 | Active | BRYANT | BRYANT HEATING & COOLING SYSTEMS | 313JBV060135* |  | Natural Gas, Propane Gas | Downflow, Horizontal | Non-Weatherized | 126 | 102 | 80 | 117.1 | 773 | 74 |  | Yes
4708450 | Active | CARRIER | CARRIER CORPORATION | A2X95-030040 |  | Natural Gas,Propane Gas | Upflow,Downflow,Horizontal | Non-Weatherized | 40 | 39 | 96.2 | 32.2 | 166 | 31 | Yes | Yes | AFUE & AMACF
6623425 | Active | BRYANT | BRYANT HEATING & COOLING SYSTEMS | 314AAV036045 |  | Natural Gas, Propane Gas | Upflow, Downflow, Horizontal | Non-Weatherized | 44 | 35 | 80 | 38.9 | 160 | 69 |  | Yes | AMACF
4708451 | Active | CARRIER | CARRIER CORPORATION | A2X95-048060 |  | Natural Gas,Propane Gas | Upflow,Downflow,Horizontal | Non-Weatherized | 60 | 58 | 96.2 | 48.5 | 188 | 37 | Yes | Yes | AFUE & AMACF
6623426 | Active | BRYANT | BRYANT HEATING & COOLING SYSTEMS | 314AAV048070 |  | Natural Gas, Propane Gas | Upflow, Downflow, Horizontal | Non-Weatherized | 66 | 53 | 80 | 56.7 | 369 | 73 |  | Yes | AMACF
4708452 | Active | CARRIER | CARRIER CORPORATION | A2X95-048080 |  | Natural Gas,Propane Gas | Upflow,Downflow,Horizontal | Non-Weatherized | 80 | 78 | 96.2 | 80 | 369 | 36 | Yes | Yes | AFUE & AMACF
6623427 | Active | BRYANT | BRYANT HEATING & COOLING SYSTEMS | 314AAV048090 |  | Natural Gas, Propane Gas | Upflow, Downflow, Horizontal | Non-Weatherized | 88 | 71 | 80 | 76 | 283 | 92 |  | Yes | AMACF
4708454 | Active | CARRIER | CARRIER CORPORATION | A2X95-066120 |  | Natural Gas,Propane Gas | Upflow,Downflow,Horizontal | Non-Weatherized | 120 | 117 | 96.2 | 110.2 | 598 | 42 | Yes | Yes | AFUE & AMACF
6885694 | Active | BRYANT | BRYANT HEATING & COOLING SYSTEMS | 314AAV066110 |  | Natural Gas, Propane Gas | Upflow, Downflow, Horizontal | Non-Weatherized | 110 | 89 | 80 | 94.6 | 519 | 106 |  | Yes | AMACF
4708461 | Active | CARRIER | CARRIER CORPORATION | A2X95-30040 |  | Natural Gas,Propane Gas | Upflow,Downflow,Horizontal | Non-Weatherized | 40 | 39 | 95.5 | 32.4 | 167 | 31 | Yes | Yes | AFUE & AMACF
4708466 | Active | PAYNE | PAYNE HEATING & COOLING | PG95XAT30040A |  | Natural Gas,Propane Gas | Upflow,Downflow,Horizontal | Non-Weatherized | 40 | 39 | 95.5 | 32.4 | 167 | 31 |  | Yes | AFUE & AMACF
4708462 | Active | CARRIER | CARRIER CORPORATION | A2X95-48060 |  | Natural Gas,Propane Gas | Upflow,Downflow,Horizontal | Non-Weatherized | 60 | 58 | 95.5 | 48.8 | 190 | 37 | Yes | Yes | AFUE & AMACF
4740266 | Active | PAYNE | PAYNE HEATING & COOLING | PG95XAT42060B |  | Natural Gas,Propane Gas | Upflow,Downflow,Horizontal | Non-Weatherized | 60 | 58 | 95.5 | 48.8 | 190 | 37 |  | Yes | AFUE & AMACF
4708463 | Active | CARRIER | CARRIER CORPORATION | A2X95-48080 |  | Natural Gas,Propane Gas | Upflow,Downflow,Horizontal | Non-Weatherized | 80 | 78 | 95.5 | 80.6 | 371 | 36 | Yes | Yes | AFUE & AMACF
4708468 | Active | PAYNE | PAYNE HEATING & COOLING | PG95XAT48080B |  | Natural Gas,Propane Gas | Upflow,Downflow,Horizontal | Non-Weatherized | 80 | 78 | 95.5 | 80.6 | 371 | 36 |  | Yes | AFUE & AMACF
4708465 | Active | CARRIER | CARRIER CORPORATION | A2X95-66120 |  | Natural Gas,Propane Gas | Upflow,Downflow,Horizontal | Non-Weatherized | 120 | 117 | 95.5 | 111 | 603 | 42 | Yes | Yes | AFUE & AMACF
4708470 | Active | PAYNE | PAYNE HEATING & COOLING | PG95XAT66120D |  | Natural Gas,Propane Gas | Upflow,Downflow,Horizontal | Non-Weatherized | 120 | 117 | 95.5 | 111 | 603 | 42 |  | Yes | AFUE & AMACF
4708473 | Active | CARRIER | CARRIER CORPORATION | A1X95-030040 | Yes | Natural Gas,Propane Gas | Upflow,Downflow,Horizontal | Non-Weatherized | 40 | 39 | 96.2 | 32.7 | 194 | 42 | Yes | Yes | AFUE & AMACF
6623428 | Active | BRYANT | BRYANT HEATING & COOLING SYSTEMS | 314AAV066135 |  | Natural Gas, Propane Gas | Upflow, Downflow, Horizontal | Non-Weatherized | 132 | 107 | 80 | 113.4 | 656 | 112 |  | Yes | AMACF
4708474 | Active | CARRIER | CARRIER CORPORATION | A1X95-048060 | Yes | Natural Gas,Propane Gas | Upflow,Downflow,Horizontal | Non-Weatherized | 60 | 58 | 96.2 | 49.2 | 254 | 53 | Yes | Yes | AFUE & AMACF
7126003 | Active | BRYANT | BRYANT HEATING & COOLING SYSTEMS | 314JAV036045 |  | Natural Gas, Propane Gas | Upflow, Downflow, Horizontal | Non-Weatherized | 44 | 35 | 80 | 38.9 | 160 | 69 |  | Yes | AMACF
4708476 | Active | CARRIER | CARRIER CORPORATION | A1X95-066120 | Yes | Natural Gas,Propane Gas | Upflow,Downflow,Horizontal | Non-Weatherized | 120 | 117 | 96.2 | 113.2 | 988 | 59 | Yes | Yes | AFUE
7126004 | Active | BRYANT | BRYANT HEATING & COOLING SYSTEMS | 314JAV048070 |  | Natural Gas, Propane Gas | Upflow, Downflow, Horizontal | Non-Weatherized | 66 | 53 | 80 | 56.7 | 369 | 73 |  | Yes | AMACF
4732760 | Active | AIREASE,ARMSTRONG,ADVANCE COMFORT SYSTEM,GREAT LAKES,ALLIED | ALLIED AIR ENTERPRISES, LLC | A95UH2V070B12*-* |  | Natural Gas,Propane Gas | Upflow,Horizontal | Non-Weatherized | 66 | 62 | 95 | 66.1 | 361 | 54 | Yes | Yes | AFUE & AMACF
5321025 | Active | AIRE-FLO | AIRE-FLO | 95AF2UH070V12B-* |  | Natural Gas,Propane Gas | Upflow,Horizontal | Non-Weatherized | 66 | 62 | 95 | 66.1 | 361 | 54 |  | Yes | AFUE & AMACF
4732761 | Active | ADVANCE COMFORT SYSTEM, AIREASE, ALLIED, ARMSTRONG, GREAT LAKES | ALLIED AIR ENTERPRISES, LLC | A95UH2V090C12*-* |  | Natural Gas,Propane Gas | Upflow,Horizontal | Non-Weatherized | 88 | 84 | 95 | 82.9 | 369 | 53 | Yes | Yes | AFUE & AMACF
5321026 | Active | AIRE-FLO | AIRE-FLO | 95AF2UH090V12C-* |  | Natural Gas,Propane Gas | Upflow,Horizontal | Non-Weatherized | 88 | 84 | 95 | 82.9 | 369 | 53 |  | Yes | AFUE & AMACF
4732762 | Active | ADVANCE COMFORT SYSTEM, AIREASE, ALLIED, ARMSTRONG, GREAT LAKES | ALLIED AIR ENTERPRISES, LLC | A95UH2V090C16*-* |  | Natural Gas,Propane Gas | Upflow,Horizontal | Non-Weatherized | 88 | 85 | 95 | 82.2 | 430 | 54 | Yes | Yes | AFUE & AMACF
4732763 | Active | ADVANCE COMFORT SYSTEM, AIREASE, ALLIED, ARMSTRONG, GREAT LAKES | ALLIED AIR ENTERPRISES, LLC | A95UH2V090C20*-* |  | Natural Gas,Propane Gas | Upflow,Horizontal | Non-Weatherized | 88 | 85 | 95 | 81.5 | 372 | 54 | Yes | Yes | AFUE & AMACF
4732764 | Active | ADVANCE COMFORT SYSTEM, AIREASE, ALLIED, ARMSTRONG, GREAT LAKES | ALLIED AIR ENTERPRISES, LLC | A95UH2V110C16*-* |  | Natural Gas,Propane Gas | Upflow,Horizontal | Non-Weatherized | 110 | 105 | 95 | 99.3 | 464 | 56 | Yes | Yes | AFUE & AMACF
4732765 | Active | AIREASE,ARMSTRONG,ADVANCE COMFORT SYSTEM,GREAT LAKES,ALLIED | ALLIED AIR ENTERPRISES, LLC | A95UH2V110C20*-* |  | Natural Gas,Propane Gas | Upflow,Horizontal | Non-Weatherized | 110 | 106 | 95 | 98.2 | 416 | 55 | Yes | Yes | AFUE & AMACF
5321027 | Active | AIRE-FLO | AIRE-FLO | 95AF2UH110V20C-* |  | Natural Gas,Propane Gas | Upflow,Horizontal | Non-Weatherized | 110 | 106 | 95 | 98.2 | 416 | 55 |  | Yes | AFUE & AMACF
4732766 | Active | ADVANCE COMFORT SYSTEM, AIREASE, ALLIED, ARMSTRONG, GREAT LAKES | ALLIED AIR ENTERPRISES, LLC | A95UH2V135D20*-* |  | Natural Gas,Propane Gas | Upflow,Horizontal | Non-Weatherized | 132 | 126 | 95 | 115 | 449 | 57 | Yes | Yes | AFUE & AMACF
5321028 | Active | AIRE-FLO | AIRE-FLO | 95AF2UH135V20D-* |  | Natural Gas,Propane Gas | Upflow,Horizontal | Non-Weatherized | 132 | 126 | 95 | 115 | 449 | 57 |  | Yes | AFUE & AMACF
4732767 | Active | ADVANCE COMFORT SYSTEM, AIREASE, ALLIED, ARMSTRONG, GREAT LAKES | ALLIED AIR ENTERPRISES, LLC | A95DF2V045B12*-* |  | Natural Gas,Propane Gas | Downflow | Non-Weatherized | 44 | 43 | 95 | 49.5 | 293 | 51 | Yes | Yes | AFUE & AMACF
5326718 | Active | AIRE-FLO | AIRE-FLO | 95AF2DF045V12B-* |  | Natural Gas,Propane Gas | Downflow | Non-Weatherized | 44 | 43 | 95 | 49.5 | 293 | 51 |  | Yes | AFUE & AMACF
4732768 | Active | AIREASE,ARMSTRONG,ADVANCE COMFORT SYSTEM,GREAT LAKES,ALLIED | ALLIED AIR ENTERPRISES, LLC | A95DF2V070B16*-* |  | Natural Gas,Propane Gas | Downflow | Non-Weatherized | 66 | 64 | 95 | 65.2 | 356 | 54 | Yes | Yes | AFUE & AMACF
5321021 | Active | AIRE-FLO | AIRE-FLO | 95AF2DF070V16B-* |  | Natural Gas,Propane Gas | Downflow | Non-Weatherized | 66 | 64 | 95 | 65.2 | 356 | 54 |  | Yes | AFUE & AMACF
4732769 | Active | AIREASE,ARMSTRONG,ADVANCE COMFORT SYSTEM,GREAT LAKES,ALLIED | ALLIED AIR ENTERPRISES, LLC | A95DF2V090C20*-* |  | Natural Gas,Propane Gas | Downflow | Non-Weatherized | 88 | 85 | 95 | 81.6 | 401 | 55 | Yes | Yes | AFUE & AMACF
5321022 | Active | AIRE-FLO | AIRE-FLO | 95AF2DF090V20C-* |  | Natural Gas,Propane Gas | Downflow | Non-Weatherized | 88 | 85 | 95 | 81.6 | 401 | 55 |  | Yes | AFUE & AMACF
4732770 | Active | AIREASE,ARMSTRONG,ADVANCE COMFORT SYSTEM,GREAT LAKES,ALLIED | ALLIED AIR ENTERPRISES, LLC | A95DF2V110C20*-* |  | Natural Gas,Propane Gas | Downflow | Non-Weatherized | 110 | 106 | 95 | 98.2 | 405 | 56 | Yes | Yes | AFUE & AMACF
5321023 | Active | AIRE-FLO | AIRE-FLO | 95AF2DF110V20C-* |  | Natural Gas,Propane Gas | Downflow | Non-Weatherized | 110 | 106 | 95 | 98.2 | 405 | 56 |  | Yes | AFUE & AMACF
4732771 | Active | CONCORD,DUCANE,ADVANCE COMFORT SYSTEM,GREAT LAKES,ALLIED | ALLIED AIR ENTERPRISES, LLC | 95G2UH070BV12-* |  | Natural Gas,Propane Gas | Upflow,Horizontal | Non-Weatherized | 66 | 62 | 95 | 66.1 | 361 | 54 |  | Yes | AFUE & AMACF
4732772 | Active | ADVANCE COMFORT SYSTEM, ALLIED, CONCORD, DUCANE, GREAT LAKES | ALLIED AIR ENTERPRISES, LLC | 95G2UH090CV12-* |  | Natural Gas,Propane Gas | Upflow,Horizontal | Non-Weatherized | 88 | 84 | 95 | 82.9 | 369 | 53 |  | Yes | AFUE & AMACF
4732773 | Active | ADVANCE COMFORT SYSTEM, ALLIED, CONCORD, DUCANE, GREAT LAKES | ALLIED AIR ENTERPRISES, LLC | 95G2UH090CV20-* |  | Natural Gas,Propane Gas | Upflow,Horizontal | Non-Weatherized | 88 | 85 | 95 | 81.5 | 372 | 54 |  | Yes | AFUE & AMACF
4732774 | Active | CONCORD,DUCANE,ADVANCE COMFORT SYSTEM,GREAT LAKES,ALLIED | ALLIED AIR ENTERPRISES, LLC | 95G2UH110CV20-* |  | Natural Gas,Propane Gas | Upflow,Horizontal | Non-Weatherized | 110 | 106 | 95 | 98.2 | 416 | 55 |  | Yes | AFUE & AMACF
4732775 | Active | ADVANCE COMFORT SYSTEM, ALLIED, CONCORD, DUCANE, GREAT LAKES | ALLIED AIR ENTERPRISES, LLC | 95G2UH135DV20-* |  | Natural Gas,Propane Gas | Upflow,Horizontal | Non-Weatherized | 132 | 126 | 95 | 115 | 449 | 57 |  | Yes | AFUE & AMACF
4732776 | Active | ADVANCE COMFORT SYSTEM, ALLIED, CONCORD, DUCANE, GREAT LAKES | ALLIED AIR ENTERPRISES, LLC | 95G2DF045BV12-* |  | Natural Gas,Propane Gas | Downflow | Non-Weatherized | 44 | 43 | 95 | 49.5 | 293 | 51 |  | Yes | AFUE & AMACF
4732777 | Active | CONCORD,DUCANE,ADVANCE COMFORT SYSTEM,GREAT LAKES,ALLIED | ALLIED AIR ENTERPRISES, LLC | 95G2DF070BV16-* |  | Natural Gas,Propane Gas | Downflow | Non-Weatherized | 66 | 64 | 95 | 65.2 | 356 | 54 |  | Yes | AFUE & AMACF
4732778 | Active | CONCORD,DUCANE,ADVANCE COMFORT SYSTEM,GREAT LAKES,ALLIED | ALLIED AIR ENTERPRISES, LLC | 95G2DF090CV20-* |  | Natural Gas,Propane Gas | Downflow | Non-Weatherized | 88 | 85 | 95 | 81.6 | 401 | 55 |  | Yes | AFUE & AMACF
4732779 | Active | CONCORD,DUCANE,ADVANCE COMFORT SYSTEM,GREAT LAKES,ALLIED | ALLIED AIR ENTERPRISES, LLC | 95G2DF110CV20-* |  | Natural Gas,Propane Gas | Downflow | Non-Weatherized | 110 | 106 | 95 | 98.2 | 405 | 56 |  | Yes | AFUE & AMACF
4732803 | Active | AIREASE,ARMSTRONG,ADVANCE COMFORT SYSTEM,GREAT LAKES,ALLIED | ALLIED AIR ENTERPRISES, LLC | A95UH2V045B12*-* |  | Natural Gas,Propane Gas | Upflow,Horizontal | Non-Weatherized | 44 | 42 | 95 | 33.1 | 231 | 52 | Yes | Yes | AFUE & AMACF
5321024 | Active | AIRE-FLO | AIRE-FLO | 95AF2UH045V12B-* |  | Natural Gas,Propane Gas | Upflow,Horizontal | Non-Weatherized | 44 | 42 | 95 | 33.1 | 231 | 52 |  | Yes | AFUE & AMACF
4732804 | Active | CONCORD,DUCANE,ADVANCE COMFORT SYSTEM,GREAT LAKES,ALLIED | ALLIED AIR ENTERPRISES, LLC | 95G2UH045BV12-* |  | Natural Gas,Propane Gas | Upflow,Horizontal | Non-Weatherized | 44 | 42 | 95 | 33.1 | 231 | 52 |  | Yes | AFUE & AMACF
4733111 | Active | YORK | YORK BY JOHNSON CONTROLS | TM9V040A10MP11 |  | Natural Gas,Propane Gas | Upflow,Downflow,Horizontal | Non-Weatherized | 40 | 38 | 96 | 30.8 | 229 | 60 | Yes | Yes | AFUE & AMACF
4733112 | Active | COLEMAN | COLEMAN BY JOHNSON CONTROLS | TM9V040A10MP11 |  | Natural Gas,Propane Gas | Upflow,Downflow,Horizontal | Non-Weatherized | 40 | 38 | 96 | 30.8 | 229 | 60 |  | Yes | AFUE & AMACF
4733113 | Active | EVCON | EVCON BY JOHNSON CONTROLS | TM9V040A10MP11 |  | Natural Gas,Propane Gas | Upflow,Downflow,Horizontal | Non-Weatherized | 40 | 38 | 96 | 30.8 | 229 | 60 |  | Yes | AFUE & AMACF
4733114 | Active | FRASER-JOHNSTON | FRASER-JOHNSTON BY JOHNSON CONTROLS | TM9V040A10MP11 |  | Natural Gas,Propane Gas | Upflow,Downflow,Horizontal | Non-Weatherized | 40 | 38 | 96 | 30.8 | 229 | 60 |  | Yes | AFUE & AMACF
4733115 | Active | LUXAIRE | LUXAIRE BY JOHNSON CONTROLS | TM9V040A10MP11 |  | Natural Gas,Propane Gas | Upflow,Downflow,Horizontal | Non-Weatherized | 40 | 38 | 96 | 30.8 | 229 | 60 |  | Yes | AFUE & AMACF
4735204 | Discontinued | GOODMAN | GOODMAN MANUFACTURING CO., LP. | GPD1436090M41A* |  | Natural Gas,Propane Gas | Downflow,Horizontal | Weatherized | 92 | 73 | 80 | 77.4 | 510 | 68 | Yes | Yes | AMACF
4735233 | Discontinued | AMANA | AMANA HEATING AND AIR CONDITIONING | APD1436090M41A* |  | Natural Gas,Propane Gas | Downflow,Horizontal | Weatherized | 92 | 73 | 80 | 77.4 | 510 | 68 |  | Yes | AMACF
4735234 | Discontinued | GOODMAN | GOODMAN MANUFACTURING CO., LP. | GPD1424070M41A* |  | Natural Gas,Propane Gas | Downflow,Horizontal | Weatherized | 69 | 56 | 80 | 57.8 | 333 | 123 | Yes | Yes | AMACF
4735238 | Discontinued | AMANA | AMANA HEATING AND AIR CONDITIONING | APD1424070M41A* |  | Natural Gas,Propane Gas | Downflow,Horizontal | Weatherized | 69 | 56 | 80 | 57.8 | 333 | 123 |  | Yes | AMACF
4735235 | Discontinued | GOODMAN | GOODMAN MANUFACTURING CO., LP. | GPD1430090M41A* |  | Natural Gas,Propane Gas | Downflow,Horizontal | Weatherized | 92 | 73 | 80 | 77.4 | 510 | 68 | Yes | Yes | AMACF
4735239 | Discontinued | AMANA | AMANA HEATING AND AIR CONDITIONING | APD1430090M41A* |  | Natural Gas,Propane Gas | Downflow,Horizontal | Weatherized | 92 | 73 | 80 | 77.4 | 510 | 68 |  | Yes | AMACF
4735236 | Discontinued | GOODMAN | GOODMAN MANUFACTURING CO., LP. | GPD1442115M41A* |  | Natural Gas,Propane Gas | Downflow,Horizontal | Weatherized | 115 | 91 | 80 | 97.5 | 331 | 130 | Yes | Yes | AMACF
4735240 | Discontinued | AMANA | AMANA HEATING AND AIR CONDITIONING | APD1442115M41A* |  | Natural Gas,Propane Gas | Downflow,Horizontal | Weatherized | 115 | 91 | 80 | 97.5 | 331 | 130 |  | Yes | AMACF
4735237 | Discontinued | GOODMAN | GOODMAN MANUFACTURING CO., LP. | GPD1448115M41A* |  | Natural Gas,Propane Gas | Downflow,Horizontal | Weatherized | 115 | 91 | 80 | 97.5 | 331 | 130 | Yes | Yes | AMACF
4735241 | Discontinued | AMANA | AMANA HEATING AND AIR CONDITIONING | APD1448115M41A* |  | Natural Gas,Propane Gas | Downflow,Horizontal | Weatherized | 115 | 91 | 80 | 97.5 | 331 | 130 |  | Yes | AMACF
4738980 | Active | CARRIER | CARRIER CORPORATION | A1X95-048080 | Yes | Natural Gas,Propane Gas | Upflow,Downflow,Horizontal | Non-Weatherized | 80 | 78 | 96.2 | 81.7 | 482 | 52 | Yes | Yes | AFUE & AMACF
7126005 | Active | BRYANT | BRYANT HEATING & COOLING SYSTEMS | 314JAV048090 |  | Natural Gas, Propane Gas | Upflow, Downflow, Horizontal | Non-Weatherized | 88 | 71 | 80 | 76 | 283 | 92 |  | Yes | AMACF
4738982 | Active | AIRQUEST, COMFORTMAKER, DAY & NIGHT, HEIL, ICP COMMERCIAL, KEEPRITE, KENMORE | INTERNATIONAL COMFORT PRODUCTS | G9MXE0801716A | Yes | Natural Gas,Propane Gas | Upflow,Downflow,Horizontal | Non-Weatherized | 80 | 78 | 96 | 81.9 | 483 | 52 |  | Yes | AFUE & AMACF
4792115 | Active | DAVE LENNOX SIGNATURE | LENNOX INDUSTRIES, INC. | SLP98UH070XV36B-* |  | Natural Gas,Propane Gas | Upflow,Horizontal | Non-Weatherized | 66 | 64 | 97.4 | 64.1 | 361 | 40 | Yes | Yes | AFUE & AMACF
4792116 | Active | DAVE LENNOX SIGNATURE | LENNOX INDUSTRIES, INC. | SLP98UH090XV36C-* |  | Natural Gas,Propane Gas | Upflow,Horizontal | Non-Weatherized | 88 | 85 | 98 | 79.7 | 387 | 39 | Yes | Yes | AFUE & AMACF
4792117 | Active | DAVE LENNOX SIGNATURE | LENNOX INDUSTRIES, INC. | SLP98UH090XV48C-* |  | Natural Gas,Propane Gas | Upflow,Horizontal | Non-Weatherized | 88 | 86 | 97.5 | 79 | 494 | 39 | Yes | Yes | AFUE & AMACF
4792118 | Active | DAVE LENNOX SIGNATURE | LENNOX INDUSTRIES, INC. | SLP98UH090XV60C-* |  | Natural Gas,Propane Gas | Upflow,Horizontal | Non-Weatherized | 88 | 87 | 98.7 | 78.8 | 349 | 31 | Yes | Yes | AFUE & AMACF
4792119 | Active | DAVE LENNOX SIGNATURE | LENNOX INDUSTRIES, INC. | SLP98UH110XV60C-* |  | Natural Gas,Propane Gas | Upflow,Horizontal | Non-Weatherized | 110 | 106 | 97.5 | 95 | 465 | 40 | Yes | Yes | AFUE & AMACF
4792120 | Active | DAVE LENNOX SIGNATURE | LENNOX INDUSTRIES, INC. | SLP98UH135XV60D-* |  | Natural Gas,Propane Gas | Upflow,Horizontal | Non-Weatherized | 132 | 128 | 97.5 | 128.6 | 671 | 39 | Yes | Yes | AFUE & AMACF
4792121 | Active | DAVE LENNOX SIGNATURE | LENNOX INDUSTRIES, INC. | SLP98DF070XV36B-* |  | Natural Gas,Propane Gas | Downflow | Non-Weatherized | 66 | 64 | 97.5 | 64.2 | 329 | 38 | Yes | Yes | AFUE & AMACF
4792122 | Active | DAVE LENNOX SIGNATURE | LENNOX INDUSTRIES, INC. | SLP98DF090XV36C-* |  | Natural Gas,Propane Gas | Downflow | Non-Weatherized | 88 | 85 | 97.5 | 80.4 | 348 | 39 | Yes | Yes | AFUE & AMACF
4792123 | Active | DAVE LENNOX SIGNATURE | LENNOX INDUSTRIES, INC. | SLP98DF090XV48C-* |  | Natural Gas,Propane Gas | Downflow | Non-Weatherized | 88 | 85 | 97.5 | 79.8 | 402 | 39 | Yes | Yes | AFUE & AMACF
4792124 | Active | DAVE LENNOX SIGNATURE | LENNOX INDUSTRIES, INC. | SLP98DF090XV60C-* |  | Natural Gas,Propane Gas | Downflow | Non-Weatherized | 88 | 85 | 97.5 | 79.9 | 374 | 38 | Yes | Yes | AFUE & AMACF
4792125 | Active | DAVE LENNOX SIGNATURE | LENNOX INDUSTRIES, INC. | SLP98DF110XV60C-* |  | Natural Gas,Propane Gas | Downflow | Non-Weatherized | 110 | 107 | 98.2 | 94 | 509 | 41 | Yes | Yes | AFUE & AMACF
4792130 | Active | MERIT 90 | LENNOX INDUSTRIES, INC. | ML193UH045XP24B-* |  | Natural Gas,Propane Gas | Upflow,Horizontal | Non-Weatherized | 44 | 41 | 93 | 33.5 | 410 | 127 | Yes | No
4208437 | Active | AIREASE,ARMSTRONG AIR,ADVANCE COMFORT SYSTEM,GREAT LAKES,ALLIED | ALLIED AIR ENTERPRISES, LLC | A93UH1D045B12A-* |  | Natural Gas,Propane Gas | Upflow,Horizontal | Non-Weatherized | 44 | 42 | 93 | 33.3 | 467 | 130 |  | No
4792131 | Active | MERIT 90 | LENNOX INDUSTRIES, INC. | ML193UH045XP36B-* |  | Natural Gas,Propane Gas | Upflow,Horizontal | Non-Weatherized | 44 | 42 | 93 | 33.3 | 467 | 130 | Yes | No
4208442 | Active | AIREASE,ARMSTRONG AIR,ADVANCE COMFORT SYSTEM,GREAT LAKES,ALLIED | ALLIED AIR ENTERPRISES, LLC | A93UH1D070B08A-* |  | Natural Gas,Propane Gas | Upflow,Horizontal | Non-Weatherized | 66 | 62 | 93 | 67.2 | 626 | 130 |  | No
4792132 | Active | MERIT 90 | LENNOX INDUSTRIES, INC. | ML193UH070XP24B-* |  | Natural Gas,Propane Gas | Upflow,Horizontal | Non-Weatherized | 66 | 62 | 93 | 67.2 | 626 | 130 | Yes | No
4208443 | Active | AIREASE,ARMSTRONG AIR,ADVANCE COMFORT SYSTEM,GREAT LAKES,ALLIED | ALLIED AIR ENTERPRISES, LLC | A93UH1D070B12A-* |  | Natural Gas,Propane Gas | Upflow,Horizontal | Non-Weatherized | 66 | 62 | 93 | 67.1 | 657 | 130 |  | No
4792133 | Active | MERIT 90 | LENNOX INDUSTRIES, INC. | ML193UH070XP36B-* |  | Natural Gas,Propane Gas | Upflow,Horizontal | Non-Weatherized | 66 | 62 | 93 | 67.1 | 657 | 130 | Yes | No
4208444 | Active | AIREASE,ARMSTRONG AIR,ADVANCE COMFORT SYSTEM,GREAT LAKES,ALLIED | ALLIED AIR ENTERPRISES, LLC | A93UH1D090C12A-* |  | Natural Gas,Propane Gas | Upflow,Horizontal | Non-Weatherized | 88 | 83 | 93 | 83.8 | 794 | 132 |  | No
4792134 | Active | MERIT 90 | LENNOX INDUSTRIES, INC. | ML193UH090XP36C-* |  | Natural Gas,Propane Gas | Upflow,Horizontal | Non-Weatherized | 88 | 83 | 93 | 83.8 | 794 | 132 | Yes | No
4208445 | Active | AIREASE,ARMSTRONG AIR,ADVANCE COMFORT SYSTEM,GREAT LAKES,ALLIED | ALLIED AIR ENTERPRISES, LLC | A93UH1D090C16A-* |  | Natural Gas,Propane Gas | Upflow,Horizontal | Non-Weatherized | 88 | 83 | 93 | 83.9 | 771 | 135 |  | No
4792309 | Active | MERIT 90 | LENNOX INDUSTRIES, INC. | ML193UH090XP48C-* |  | Natural Gas,Propane Gas | Upflow,Horizontal | Non-Weatherized | 88 | 83 | 93 | 83.9 | 771 | 135 | Yes | No
4208446 | Active | AIREASE,ARMSTRONG AIR,ADVANCE COMFORT SYSTEM,GREAT LAKES,ALLIED | ALLIED AIR ENTERPRISES, LLC | A93UH1D110C16A-* |  | Natural Gas,Propane Gas | Upflow,Horizontal | Non-Weatherized | 110 | 104 | 93 | 100.9 | 823 | 134 |  | No
4792830 | Active | MERIT 90 | LENNOX INDUSTRIES, INC. | ML193UH110XP48C-* |  | Natural Gas,Propane Gas | Upflow,Horizontal | Non-Weatherized | 110 | 104 | 93 | 100.9 | 823 | 134 | Yes | No
4208447 | Active | AIREASE,ARMSTRONG AIR,ADVANCE COMFORT SYSTEM,GREAT LAKES,ALLIED | ALLIED AIR ENTERPRISES, LLC | A93UH1D110C20A-* |  | Natural Gas,Propane Gas | Upflow,Horizontal | Non-Weatherized | 110 | 104 | 93 | 100.1 | 1053 | 135 |  | No
4792833 | Active | MERIT 90 | LENNOX INDUSTRIES, INC. | ML193UH110XP60C-* |  | Natural Gas,Propane Gas | Upflow,Horizontal | Non-Weatherized | 110 | 104 | 93 | 100.1 | 1053 | 135 | Yes | No
4208448 | Active | AIREASE,ARMSTRONG AIR,ADVANCE COMFORT SYSTEM,GREAT LAKES,ALLIED | ALLIED AIR ENTERPRISES, LLC | A93UH1D135D20A-* |  | Natural Gas,Propane Gas | Upflow,Horizontal | Non-Weatherized | 132 | 124 | 93 | 116.8 | 1195 | 138 |  | No
4792834 | Active | MERIT 90 | LENNOX INDUSTRIES, INC. | ML193UH135XP60D-* |  | Natural Gas,Propane Gas | Upflow,Horizontal | Non-Weatherized | 132 | 124 | 93 | 116.8 | 1195 | 138 | Yes | No
4208438 | Active | AIREASE,ARMSTRONG AIR,ADVANCE COMFORT SYSTEM,GREAT LAKES,ALLIED | ALLIED AIR ENTERPRISES, LLC | A93DF1D045B12A-* |  | Natural Gas,Propane Gas | Downflow | Non-Weatherized | 44 | 42 | 93 | 33.1 | 499 | 130 |  | No
4792835 | Active | MERIT 90 | LENNOX INDUSTRIES, INC. | ML193DF045XP36B-* |  | Natural Gas,Propane Gas | Downflow | Non-Weatherized | 44 | 42 | 93 | 33.1 | 499 | 130 | Yes | No
4208439 | Active | AIREASE,ARMSTRONG AIR,ADVANCE COMFORT SYSTEM,GREAT LAKES,ALLIED | ALLIED AIR ENTERPRISES, LLC | A93DF1D070B12A-* |  | Natural Gas,Propane Gas | Downflow | Non-Weatherized | 66 | 62 | 93 | 67.1 | 657 | 130 |  | No
4792836 | Active | MERIT 90 | LENNOX INDUSTRIES, INC. | ML193DF070XP36B-* |  | Natural Gas,Propane Gas | Downflow | Non-Weatherized | 66 | 62 | 93 | 67.1 | 657 | 130 | Yes | No
4208440 | Active | AIREASE,ARMSTRONG AIR,ADVANCE COMFORT SYSTEM,GREAT LAKES,ALLIED | ALLIED AIR ENTERPRISES, LLC | A93DF1D090C16A-* |  | Natural Gas,Propane Gas | Downflow | Non-Weatherized | 88 | 84 | 93 | 83.7 | 822 | 133 |  | No
4792837 | Active | MERIT 90 | LENNOX INDUSTRIES, INC. | ML193DF090XP48C-* |  | Natural Gas,Propane Gas | Downflow | Non-Weatherized | 88 | 84 | 93 | 83.7 | 822 | 133 | Yes | No
4208441 | Active | AIREASE,ARMSTRONG AIR,ADVANCE COMFORT SYSTEM,GREAT LAKES,ALLIED | ALLIED AIR ENTERPRISES, LLC | A93DF1D110C20A-* |  | Natural Gas,Propane Gas | Downflow | Non-Weatherized | 110 | 104 | 93 | 100.1 | 1059 | 135 |  | No
4792838 | Active | MERIT 90 | LENNOX INDUSTRIES, INC. | ML193DFDF110XP60C-* |  | Natural Gas,Propane Gas | Downflow | Non-Weatherized | 110 | 104 | 93 | 100.1 | 1059 | 135 | Yes | No
4215955 | Active | AIREASE,ARMSTRONG AIR,ADVANCE COMFORT SYSTEM,GREAT LAKES,ALLIED | ALLIED AIR ENTERPRISES, LLC | A95UH1D045B08*-* |  | Natural Gas,Propane Gas | Upflow,Horizontal | Non-Weatherized | 44 | 41 | 95 | 32.8 | 426 | 127 |  | No | AFUE
4215956 | Active | CONCORD,DUCANE,ADVANCE COMFORT SYSTEM,GREAT LAKES,ALLIED | ALLIED AIR ENTERPRISES, LLC | 95G1UH045BP08-* |  | Natural Gas,Propane Gas | Upflow,Horizontal | Non-Weatherized | 44 | 41 | 95 | 32.8 | 426 | 127 |  | No | AFUE
4514538 | Active | AIRE-FLO,ADVANCE COMFORT SYSTEM,GREAT LAKES,ALLIED | ALLIED AIR ENTERPRISES, LLC | 95AF1UH045P12B-* |  | Natural Gas,Propane Gas | Upflow,Horizontal | Non-Weatherized | 44 | 41 | 95 | 32.8 | 426 | 127 |  | No | AFUE
4805337 | Active | MERIT 90 | LENNOX INDUSTRIES, INC. | ML195UH045XP24B-* |  | Natural Gas,Propane Gas | Upflow,Horizontal | Non-Weatherized | 44 | 41 | 95 | 32.8 | 426 | 127 | Yes | No | AFUE
5357163 | Active | AIRE-FLO,ADVANCE COMFORT SYSTEM,GREAT LAKES,ALLIED | ALLIED AIR ENTERPRISES, LLC | 95AF1UH045P08B-* |  | Natural Gas,Propane Gas | Upflow,Horizontal | Non-Weatherized | 44 | 41 | 95 | 32.8 | 426 | 127 |  | No | AFUE
4215973 | Active | AIREASE,ARMSTRONG AIR,ADVANCE COMFORT SYSTEM,GREAT LAKES,ALLIED | ALLIED AIR ENTERPRISES, LLC | A95UH1D045B12*-* |  | Natural Gas,Propane Gas | Upflow,Horizontal | Non-Weatherized | 44 | 42 | 95 | 32.6 | 482 | 130 |  | No | AFUE
4215974 | Active | CONCORD,DUCANE,ADVANCE COMFORT SYSTEM,GREAT LAKES,ALLIED | ALLIED AIR ENTERPRISES, LLC | 95G1UH045BP12-* |  | Natural Gas,Propane Gas | Upflow,Horizontal | Non-Weatherized | 44 | 42 | 95 | 32.6 | 482 | 130 |  | No | AFUE
4805338 | Active | MERIT 90 | LENNOX INDUSTRIES, INC. | ML195UH045XP36B-* |  | Natural Gas,Propane Gas | Upflow,Horizontal | Non-Weatherized | 44 | 42 | 95 | 32.6 | 482 | 130 | Yes | No | AFUE
4215975 | Active | AIREASE,ARMSTRONG AIR,ADVANCE COMFORT SYSTEM,GREAT LAKES,ALLIED | ALLIED AIR ENTERPRISES, LLC | A95UH1D070B12*-* |  | Natural Gas,Propane Gas | Upflow,Horizontal | Non-Weatherized | 66 | 64 | 95 | 65.8 | 669 | 132 |  | No | AFUE
4215976 | Active | CONCORD,DUCANE,ADVANCE COMFORT SYSTEM,GREAT LAKES,ALLIED | ALLIED AIR ENTERPRISES, LLC | 95G1UH070BP12-* |  | Natural Gas,Propane Gas | Upflow,Horizontal | Non-Weatherized | 66 | 64 | 95 | 65.8 | 669 | 132 |  | No | AFUE
4514539 | Active | AIRE-FLO,ADVANCE COMFORT SYSTEM,GREAT LAKES,ALLIED | ALLIED AIR ENTERPRISES, LLC | 95AF1UH070P12B-* |  | Natural Gas,Propane Gas | Upflow,Horizontal | Non-Weatherized | 66 | 64 | 95 | 65.8 | 669 | 132 |  | No | AFUE
4805339 | Active | MERIT 90 | LENNOX INDUSTRIES, INC. | ML195UH070XP36B-* |  | Natural Gas,Propane Gas | Upflow,Horizontal | Non-Weatherized | 66 | 64 | 95 | 65.8 | 669 | 132 | Yes | No | AFUE
4215977 | Active | AIREASE,ARMSTRONG AIR,ADVANCE COMFORT SYSTEM,GREAT LAKES,ALLIED | ALLIED AIR ENTERPRISES, LLC | A95UH1D090C12*-* |  | Natural Gas,Propane Gas | Upflow,Horizontal | Non-Weatherized | 88 | 85 | 95 | 82.1 | 808 | 133 |  | No | AFUE
4215978 | Active | CONCORD,DUCANE,ADVANCE COMFORT SYSTEM,GREAT LAKES,ALLIED | ALLIED AIR ENTERPRISES, LLC | 95G1UH090CP12-* |  | Natural Gas,Propane Gas | Upflow,Horizontal | Non-Weatherized | 88 | 85 | 95 | 82.1 | 808 | 133 |  | No | AFUE
4518772 | Active | AIRE-FLO,ADVANCE COMFORT SYSTEM,GREAT LAKES,ALLIED | ALLIED AIR ENTERPRISES, LLC | 95AF1UH090P12C-* |  | Natural Gas,Propane Gas | Upflow,Horizontal | Non-Weatherized | 88 | 85 | 95 | 82.1 | 808 | 133 |  | No | AFUE
4805515 | Active | MERIT 90 | LENNOX INDUSTRIES, INC. | ML195UH090XP36C-* |  | Natural Gas,Propane Gas | Upflow,Horizontal | Non-Weatherized | 88 | 85 | 95 | 82.1 | 808 | 133 | Yes | No | AFUE
4215979 | Active | AIREASE,ARMSTRONG AIR,ADVANCE COMFORT SYSTEM,GREAT LAKES,ALLIED | ALLIED AIR ENTERPRISES, LLC | A95UH1D090C16*-* |  | Natural Gas,Propane Gas | Upflow,Horizontal | Non-Weatherized | 88 | 85 | 95 | 82.1 | 802 | 133 |  | No | AFUE
4215980 | Active | CONCORD,DUCANE,ADVANCE COMFORT SYSTEM,GREAT LAKES,ALLIED | ALLIED AIR ENTERPRISES, LLC | 95G1UH090CP16-* |  | Natural Gas,Propane Gas | Upflow,Horizontal | Non-Weatherized | 88 | 85 | 95 | 82.1 | 802 | 133 |  | No | AFUE
4514541 | Active | AIRE-FLO,ADVANCE COMFORT SYSTEM,GREAT LAKES,ALLIED | ALLIED AIR ENTERPRISES, LLC | 95AF1UH090P16C-* |  | Natural Gas,Propane Gas | Upflow,Horizontal | Non-Weatherized | 88 | 85 | 95 | 82.1 | 802 | 133 |  | No | AFUE
4805516 | Active | MERIT 90 | LENNOX INDUSTRIES, INC. | ML195UH090XP48C-* |  | Natural Gas,Propane Gas | Upflow,Horizontal | Non-Weatherized | 88 | 85 | 95 | 82.1 | 802 | 133 | Yes | No | AFUE
4217878 | Active | AIREASE,ARMSTRONG AIR,ADVANCE COMFORT SYSTEM,GREAT LAKES,ALLIED | ALLIED AIR ENTERPRISES, LLC | A95UH1D110C16*-* |  | Natural Gas,Propane Gas | Upflow,Horizontal | Non-Weatherized | 110 | 105 | 95 | 98.9 | 816 | 132 |  | No | AFUE
4217879 | Active | CONCORD,DUCANE,ADVANCE COMFORT SYSTEM,GREAT LAKES,ALLIED | ALLIED AIR ENTERPRISES, LLC | 95G1UH110CP16-* |  | Natural Gas,Propane Gas | Upflow,Horizontal | Non-Weatherized | 110 | 105 | 95 | 98.9 | 816 | 132 |  | No | AFUE
4805517 | Active | MERIT 90 | LENNOX INDUSTRIES, INC. | ML195UH110XP48C-* |  | Natural Gas,Propane Gas | Upflow,Horizontal | Non-Weatherized | 110 | 105 | 95 | 98.9 | 816 | 132 | Yes | No | AFUE
4215981 | Active | AIREASE,ARMSTRONG AIR,ADVANCE COMFORT SYSTEM,GREAT LAKES,ALLIED | ALLIED AIR ENTERPRISES, LLC | A95UH1D110C20*-* |  | Natural Gas,Propane Gas | Upflow,Horizontal | Non-Weatherized | 110 | 106 | 95 | 98.2 | 1013 | 133 |  | No | AFUE
4215982 | Active | CONCORD,DUCANE,ADVANCE COMFORT SYSTEM,GREAT LAKES,ALLIED | ALLIED AIR ENTERPRISES, LLC | 95G1UH110CP20-* |  | Natural Gas,Propane Gas | Upflow,Horizontal | Non-Weatherized | 110 | 106 | 95 | 98.2 | 1013 | 133 |  | No | AFUE
4514542 | Active | AIRE-FLO,ADVANCE COMFORT SYSTEM,GREAT LAKES,ALLIED | ALLIED AIR ENTERPRISES, LLC | 95AF1UH110P20C-* |  | Natural Gas,Propane Gas | Upflow,Horizontal | Non-Weatherized | 110 | 106 | 95 | 98.2 | 1013 | 133 |  | No | AFUE
4805518 | Active | MERIT 90 | LENNOX INDUSTRIES, INC. | ML195UH110XP60C-* |  | Natural Gas,Propane Gas | Upflow,Horizontal | Non-Weatherized | 110 | 106 | 95 | 98.2 | 1013 | 133 | Yes | No | AFUE
4217880 | Active | AIREASE,ARMSTRONG AIR,ADVANCE COMFORT SYSTEM,GREAT LAKES,ALLIED | ALLIED AIR ENTERPRISES, LLC | A95UH1D135D20*-* |  | Natural Gas,Propane Gas | Upflow,Horizontal | Non-Weatherized | 132 | 126 | 95 | 114.9 | 1065 | 134 |  | No | AFUE
4217881 | Active | CONCORD,DUCANE,ADVANCE COMFORT SYSTEM,GREAT LAKES,ALLIED | ALLIED AIR ENTERPRISES, LLC | 95G1UH135DP20-* |  | Natural Gas,Propane Gas | Upflow,Horizontal | Non-Weatherized | 132 | 126 | 95 | 114.9 | 1065 | 134 |  | No | AFUE
4805519 | Active | MERIT 90 | LENNOX INDUSTRIES, INC. | ML195UH135XP60D-* |  | Natural Gas,Propane Gas | Upflow,Horizontal | Non-Weatherized | 132 | 126 | 95 | 114.9 | 1065 | 134 | Yes | No | AFUE
4215905 | Active | AIREASE,ARMSTRONG AIR,ADVANCE COMFORT SYSTEM,GREAT LAKES,ALLIED | ALLIED AIR ENTERPRISES, LLC | A95DF1D045B12*-* |  | Natural Gas,Propane Gas | Downflow | Non-Weatherized | 44 | 43 | 95 | 48.7 | 732 | 130 |  | No | AFUE
4215906 | Active | CONCORD,DUCANE,ADVANCE COMFORT SYSTEM,GREAT LAKES,ALLIED | ALLIED AIR ENTERPRISES, LLC | 95G1DF045BP12-* |  | Natural Gas,Propane Gas | Downflow | Non-Weatherized | 44 | 43 | 95 | 48.7 | 732 | 130 |  | No | AFUE
4514536 | Active | AIRE-FLO,ADVANCE COMFORT SYSTEM,GREAT LAKES,ALLIED | ALLIED AIR ENTERPRISES, LLC | 95AF1DF045P12B-* |  | Natural Gas,Propane Gas | Downflow | Non-Weatherized | 44 | 43 | 95 | 48.7 | 732 | 130 |  | No | AFUE
4805524 | Active | MERIT 90 | LENNOX INDUSTRIES, INC. | ML195DF045XP36B-* |  | Natural Gas,Propane Gas | Downflow | Non-Weatherized | 44 | 43 | 95 | 48.7 | 732 | 130 | Yes | No | AFUE
4805525 | Active | MERIT 90 | LENNOX INDUSTRIES, INC. | ML195DF070XP36B-* |  | Natural Gas,Propane Gas | Downflow | Non-Weatherized | 66 | 64 | 95 | 65.5 | 745 | 136 | Yes | No | AFUE
4215907 | Active | AIREASE,ARMSTRONG AIR,ADVANCE COMFORT SYSTEM,GREAT LAKES,ALLIED | ALLIED AIR ENTERPRISES, LLC | A95DF1D090C20*-* |  | Natural Gas,Propane Gas | Downflow | Non-Weatherized | 88 | 86 | 95 | 81.9 | 873 | 135 |  | No | AFUE
4215908 | Active | CONCORD,DUCANE,ADVANCE COMFORT SYSTEM,GREAT LAKES,ALLIED | ALLIED AIR ENTERPRISES, LLC | 95G1DF090CP20-* |  | Natural Gas,Propane Gas | Downflow | Non-Weatherized | 88 | 86 | 95 | 81.9 | 873 | 135 |  | No | AFUE
4514537 | Active | AIRE-FLO,ADVANCE COMFORT SYSTEM,GREAT LAKES,ALLIED | ALLIED AIR ENTERPRISES, LLC | 95AF1DF090P20C-* |  | Natural Gas,Propane Gas | Downflow | Non-Weatherized | 88 | 86 | 95 | 81.9 | 873 | 135 |  | No | AFUE
4805529 | Active | MERIT 90 | LENNOX INDUSTRIES, INC. | ML195DF090XP60C-* |  | Natural Gas,Propane Gas | Downflow | Non-Weatherized | 88 | 86 | 95 | 81.9 | 873 | 135 | Yes | No | AFUE
4215909 | Active | AIREASE,ARMSTRONG AIR,ADVANCE COMFORT SYSTEM,GREAT LAKES,ALLIED | ALLIED AIR ENTERPRISES, LLC | A95DF1D110C20*-* |  | Natural Gas,Propane Gas | Downflow | Non-Weatherized | 110 | 106 | 95 | 98.2 | 1018 | 139 |  | No | AFUE
4215910 | Active | CONCORD,DUCANE,ADVANCE COMFORT SYSTEM,GREAT LAKES,ALLIED | ALLIED AIR ENTERPRISES, LLC | 95G1DF110CP20-* |  | Natural Gas,Propane Gas | Downflow | Non-Weatherized | 110 | 106 | 95 | 98.2 | 1018 | 139 |  | No | AFUE
4805530 | Active | MERIT 90 | LENNOX INDUSTRIES, INC. | ML195DF110XP60C-* |  | Natural Gas,Propane Gas | Downflow | Non-Weatherized | 110 | 106 | 95 | 98.2 | 1018 | 139 | Yes | No | AFUE
4890755 | Active | WILLIAMSON-THERMOFLO | WILLIAMSON-THERMOFLO | CHB-105-DD-S2-AF065 |  | Oil | Upflow | Non-Weatherized | 91 | 79 | 86 | 89.9 | 814 | 225 | Yes | No
4890774 | Active | WILLIAMSON-THERMOFLO | WILLIAMSON-THERMOFLO | CHB-105-DD-S2-AF075 |  | Oil | Upflow | Non-Weatherized | 105 | 90 | 85 | 92.1 | 697 | 225 |  | No
4890778 | Active | WILLIAMSON-THERMOFLO | WILLIAMSON-THERMOFLO | CHB-105-DD-S2-AF085 |  | Oil | Upflow | Non-Weatherized | 119 | 101 | 85.3 | 109.9 | 798 | 225 |  | No
4890780 | Active | WILLIAMSON-THERMOFLO | WILLIAMSON-THERMOFLO | CHB-105-DD-S2-NX085 |  | Oil | Upflow | Non-Weatherized | 119 | 101 | 85.1 | 110 | 765 | 225 |  | No
4890781 | Active | WILLIAMSON-THERMOFLO | WILLIAMSON-THERMOFLO | CHB-105-DD-S2-RB085 |  | Oil | Upflow | Non-Weatherized | 119 | 101 | 85.4 | 109.9 | 758 | 225 |  | No
4890782 | Active | WILLIAMSON-THERMOFLO | WILLIAMSON-THERMOFLO | CHB-105-DD-S2-CB085 |  | Oil | Upflow | Non-Weatherized | 119 | 101 | 85.4 | 109.5 | 844 | 225 |  | No
4890783 | Active | WILLIAMSON-THERMOFLO | WILLIAMSON-THERMOFLO | CHB-105-DD-S2-NX065 |  | Oil | Upflow | Non-Weatherized | 91 | 79 | 86 | 89.4 | 807 | 225 |  | No
4890784 | Active | WILLIAMSON-THERMOFLO | WILLIAMSON-THERMOFLO | CHB-105-DD-S2-RB065 |  | Oil | Upflow | Non-Weatherized | 91 | 79 | 86 | 89.1 | 812 | 225 |  | No
4890785 | Active | WILLIAMSON-THERMOFLO | WILLIAMSON-THERMOFLO | CHB-105-DD-S2-CB065 |  | Oil | Upflow | Non-Weatherized | 91 | 79 | 86 | 89.5 | 812 | 225 |  | No
4890786 | Active | WILLIAMSON-THERMOFLO | WILLIAMSON-THERMOFLO | CHB-105-DD-S2-NX075 |  | Oil | Upflow | Non-Weatherized | 105 | 90 | 86 | 91.9 | 706 | 225 |  | No
4890787 | Active | WILLIAMSON-THERMOFLO | WILLIAMSON-THERMOFLO | CHB-105-DD-S2-RB075 |  | Oil | Upflow | Non-Weatherized | 105 | 90 | 85.5 | 91.3 | 712 | 225 |  | No
4890788 | Active | WILLIAMSON-THERMOFLO | WILLIAMSON-THERMOFLO | CHB-105-DD-S2-CB075 |  | Oil | Upflow | Non-Weatherized | 105 | 90 | 85.5 | 91.8 | 590 | 225 |  | No
4890789 | Active | WILLIAMSON-THERMOFLO | WILLIAMSON-THERMOFLO | CHB-140-DD-S2-AF100 |  | Oil | Upflow | Non-Weatherized | 140 | 119 | 85 | 128.4 | 1010 | 225 | Yes | No
4890790 | Active | WILLIAMSON-THERMOFLO | WILLIAMSON-THERMOFLO | CHB-140-DD-S2-NX100 |  | Oil | Upflow | Non-Weatherized | 140 | 119 | 86 | 126.1 | 992 | 225 |  | No
4890791 | Active | WILLIAMSON-THERMOFLO | WILLIAMSON-THERMOFLO | CHB-140-DD-S2-RB100 |  | Oil | Upflow | Non-Weatherized | 140 | 119 | 85.2 | 128 | 1007 | 225 |  | No
4890792 | Active | WILLIAMSON-THERMOFLO | WILLIAMSON-THERMOFLO | CHB-140-DD-S2-CB100 |  | Oil | Upflow | Non-Weatherized | 140 | 119 | 86 | 125.1 | 984 | 225 |  | No
4890793 | Active | WILLIAMSON-THERMOFLO | WILLIAMSON-THERMOFLO | CHB-105-VS-S2-AF065 |  | Oil | Upflow | Non-Weatherized | 91 | 79 | 86 | 89.9 | 814 | 225 | Yes | Yes
4890794 | Active | WILLIAMSON-THERMOFLO | WILLIAMSON-THERMOFLO | CHB-105-VS-S2-NX065 |  | Oil | Upflow | Non-Weatherized | 91 | 79 | 86 | 89.4 | 807 | 225 |  | Yes
4890795 | Active | WILLIAMSON-THERMOFLO | WILLIAMSON-THERMOFLO | CHB-105-VS-S2-RB065 |  | Oil | Upflow | Non-Weatherized | 91 | 79 | 86 | 89.1 | 812 | 225 |  | Yes
4890796 | Active | WILLIAMSON-THERMOFLO | WILLIAMSON-THERMOFLO | CHB-105-VS-S2-CB065 |  | Oil | Upflow | Non-Weatherized | 91 | 79 | 86 | 89.5 | 812 | 225 |  | Yes
4890797 | Active | WILLIAMSON-THERMOFLO | WILLIAMSON-THERMOFLO | CHB-105-VS-S2-AF075 |  | Oil | Upflow | Non-Weatherized | 105 | 90 | 85 | 92.1 | 717 | 225 |  | Yes
4890798 | Active | WILLIAMSON-THERMOFLO | WILLIAMSON-THERMOFLO | CHB-105-VS-S2-NX075 |  | Oil | Upflow | Non-Weatherized | 105 | 90 | 86 | 91.9 | 706 | 225 |  | Yes
4890799 | Active | WILLIAMSON-THERMOFLO | WILLIAMSON-THERMOFLO | CHB-105-VS-S2-RB075 |  | Oil | Upflow | Non-Weatherized | 105 | 90 | 85.5 | 91.3 | 712 | 225 |  | Yes
4890800 | Active | WILLIAMSON-THERMOFLO | WILLIAMSON-THERMOFLO | CHB-105-VS-S2-CB075 |  | Oil | Upflow | Non-Weatherized | 105 | 90 | 85.5 | 91.8 | 590 | 225 |  | Yes
4890801 | Active | WILLIAMSON-THERMOFLO | WILLIAMSON-THERMOFLO | CHB-105-VS-S2-AF085 |  | Oil | Upflow | Non-Weatherized | 119 | 101 | 85.3 | 109.9 | 798 | 225 |  | Yes
4890802 | Active | WILLIAMSON-THERMOFLO | WILLIAMSON-THERMOFLO | CHB-105-VS-S2-NX085 |  | Oil | Upflow | Non-Weatherized | 119 | 101 | 85.1 | 110 | 765 | 225 |  | Yes
4890803 | Active | WILLIAMSON-THERMOFLO | WILLIAMSON-THERMOFLO | CHB-105-VS-S2-RB085 |  | Oil | Upflow | Non-Weatherized | 119 | 101 | 85.4 | 109.9 | 758 | 225 |  | Yes
4890804 | Active | WILLIAMSON-THERMOFLO | WILLIAMSON-THERMOFLO | CHB-105-VS-S2-CB085 |  | Oil | Upflow | Non-Weatherized | 119 | 101 | 85.4 | 109.5 | 844 | 225 |  | Yes
4890805 | Active | WILLIAMSON-THERMOFLO | WILLIAMSON-THERMOFLO | CHB-140-VS-S2-AF100 |  | Oil | Upflow | Non-Weatherized | 140 | 119 | 85 | 128.4 | 1010 | 225 | Yes | Yes
4890806 | Active | WILLIAMSON-THERMOFLO | WILLIAMSON-THERMOFLO | CHB-140-VS-S2-NX100 |  | Oil | Upflow | Non-Weatherized | 140 | 119 | 86 | 126.1 | 992 | 225 |  | Yes
4890807 | Active | WILLIAMSON-THERMOFLO | WILLIAMSON-THERMOFLO | CHB-140-VS-S2-RB100 |  | Oil | Upflow | Non-Weatherized | 140 | 119 | 85.2 | 128 | 1007 | 225 |  | Yes
4890808 | Active | WILLIAMSON-THERMOFLO | WILLIAMSON-THERMOFLO | CHB-140-VS-S2-CB100 |  | Oil | Upflow | Non-Weatherized | 140 | 119 | 86 | 125.1 | 984 | 225 |  | Yes
4891629 | Active | WILLIAMSON-THERMOFLO | WILLIAMSON-THERMOFLO | CLB-105-DD-F-S2-AF065 |  | Oil | Upflow | Non-Weatherized | 91 | 79 | 86 | 89.7 | 812 | 225 | Yes | No
4891630 | Active | WILLIAMSON-THERMOFLO | WILLIAMSON-THERMOFLO | CLB-105-DD-F-S2-NX065 |  | Oil | Upflow | Non-Weatherized | 91 | 79 | 86 | 88.8 | 801 | 225 |  | No
4891631 | Active | WILLIAMSON-THERMOFLO | WILLIAMSON-THERMOFLO | CLB-105-DD-F-S2-RB065 |  | Oil | Upflow | Non-Weatherized | 91 | 79 | 86 | 89 | 812 | 225 |  | No
4891632 | Active | WILLIAMSON-THERMOFLO | WILLIAMSON-THERMOFLO | CLB-105-DD-F-S2-CB065 |  | Oil | Upflow | Non-Weatherized | 91 | 79 | 86 | 87.9 |  | 225 |  | No
4891633 | Active | WILLIAMSON-THERMOFLO | WILLIAMSON-THERMOFLO | CLB-105-DD-F-S2-AF075 |  | Oil | Upflow | Non-Weatherized | 105 | 90 | 86 | 90.6 | 706 | 225 |  | No
4891634 | Active | WILLIAMSON-THERMOFLO | WILLIAMSON-THERMOFLO | CLB-105-DD-F-S2-NX075 |  | Oil | Upflow | Non-Weatherized | 105 | 90 | 86 | 90.1 | 692 | 225 |  | No
4891635 | Active | WILLIAMSON-THERMOFLO | WILLIAMSON-THERMOFLO | CLB-105-DD-F-S2-RB075 |  | Oil | Upflow | Non-Weatherized | 105 | 90 | 86 | 90.2 | 812 | 225 |  | No
4891636 | Active | WILLIAMSON-THERMOFLO | WILLIAMSON-THERMOFLO | CLB-105-DD-F-S2-CB075 |  | Oil | Upflow | Non-Weatherized | 105 | 90 | 86 | 91 | 585 | 225 |  | No
4891637 | Active | WILLIAMSON-THERMOFLO | WILLIAMSON-THERMOFLO | CLB-105-DD-F-S2-AF085 |  | Oil | Upflow | Non-Weatherized | 119 | 101 | 85.3 | 110 | 799 | 225 |  | No
4891638 | Active | WILLIAMSON-THERMOFLO | WILLIAMSON-THERMOFLO | CLB-105-DD-F-S2-NX085 |  | Oil | Upflow | Non-Weatherized | 119 | 101 | 85.5 | 109.7 | 763 | 225 |  | No
4891639 | Active | WILLIAMSON-THERMOFLO | WILLIAMSON-THERMOFLO | CLB-105-DD-F-S2-RB085 |  | Oil | Upflow | Non-Weatherized | 119 | 101 | 85.2 | 110.2 | 760 | 225 |  | No
4891640 | Active | WILLIAMSON-THERMOFLO | WILLIAMSON-THERMOFLO | CLB-105-DD-F-S2-CB085 |  | Oil | Upflow | Non-Weatherized | 119 | 101 | 85 | 110.2 | 801 | 225 |  | No
4891641 | Active | WILLIAMSON-THERMOFLO | WILLIAMSON-THERMOFLO | CLB-140-DD-F-S2-AF100 |  | Oil | Upflow | Non-Weatherized | 140 | 119 | 85.7 | 127.3 | 1002 | 225 | Yes | No
4891642 | Active | WILLIAMSON-THERMOFLO | WILLIAMSON-THERMOFLO | CLB-140-DD-F-S2-NX100 |  | Oil | Upflow | Non-Weatherized | 140 | 119 | 86 | 125.9 | 991 | 225 |  | No
4891643 | Active | WILLIAMSON-THERMOFLO | WILLIAMSON-THERMOFLO | CLB-140-DD-F-S2-RB100 |  | Oil | Upflow | Non-Weatherized | 140 | 119 | 86 | 126.8 | 998 | 225 |  | No
4891644 | Active | WILLIAMSON-THERMOFLO | WILLIAMSON-THERMOFLO | CLB-140-DD-F-S2-CB100 |  | Oil | Upflow | Non-Weatherized | 140 | 119 | 86 | 124.9 | 983 | 225 |  | No
4892690 | Active | WILLIAMSON-THERMOFLO | WILLIAMSON-THERMOFLO | CLB-140-DD-F-S2-AF120 |  | Oil | Upflow | Non-Weatherized | 168 | 141 | 85.6 | 146.2 | 960 | 225 |  | No
4892691 | Active | WILLIAMSON-THERMOFLO | WILLIAMSON-THERMOFLO | CLB-140-DD-F-S2-NX120 |  | Oil | Upflow | Non-Weatherized | 168 | 141 | 85.4 | 146.7 | 962 | 225 |  | No
4892692 | Active | WILLIAMSON-THERMOFLO | WILLIAMSON-THERMOFLO | CLB-140-DD-F-S2-RB120 |  | Oil | Upflow | Non-Weatherized | 168 | 141 | 85.1 | 147.1 | 965 | 225 |  | No
4892693 | Active | WILLIAMSON-THERMOFLO | WILLIAMSON-THERMOFLO | CLB-105-VS-F-S2-AF065 |  | Oil | Upflow | Non-Weatherized | 91 | 79 | 86 | 89.7 | 812 | 225 | Yes | Yes
4892694 | Active | WILLIAMSON-THERMOFLO | WILLIAMSON-THERMOFLO | CLB-105-VS-F-S2-NX065 |  | Oil | Upflow | Non-Weatherized | 91 | 79 | 86 | 88.8 | 801 | 225 |  | Yes
4892695 | Active | WILLIAMSON-THERMOFLO | WILLIAMSON-THERMOFLO | CLB-105-VS-F-S2-RB065 |  | Oil | Upflow | Non-Weatherized | 91 | 79 | 86 | 89 | 812 | 225 |  | Yes
4892696 | Active | WILLIAMSON-THERMOFLO | WILLIAMSON-THERMOFLO | CLB-105-VS-F-S2-CB065 |  | Oil | Upflow | Non-Weatherized | 91 | 79 | 86 | 89 | 808 | 225 |  | Yes
4892697 | Active | WILLIAMSON-THERMOFLO | WILLIAMSON-THERMOFLO | CLB-105-VS-F-S2-AF075 |  | Oil | Upflow | Non-Weatherized | 105 | 90 | 86 | 90.6 | 706 | 225 |  | Yes
4892698 | Active | WILLIAMSON-THERMOFLO | WILLIAMSON-THERMOFLO | CLB-105-VS-F-S2-NX075 |  | Oil | Upflow | Non-Weatherized | 105 | 90 | 86 | 90.1 | 692 | 225 |  | Yes
4892699 | Active | WILLIAMSON-THERMOFLO | WILLIAMSON-THERMOFLO | CLB-105-VS-F-S2-RB075 |  | Oil | Upflow | Non-Weatherized | 105 | 90 | 86 | 90.2 | 704 | 225 |  | Yes
4892700 | Active | WILLIAMSON-THERMOFLO | WILLIAMSON-THERMOFLO | CLB-105-VS-F-S2-CB075 |  | Oil | Upflow | Non-Weatherized | 105 | 90 | 86 | 91 | 585 | 225 |  | Yes
4892701 | Active | WILLIAMSON-THERMOFLO | WILLIAMSON-THERMOFLO | CLB-105-VS-F-S2-AF085 |  | Oil | Upflow | Non-Weatherized | 119 | 101 | 85.3 | 110 | 799 | 225 |  | Yes
4892702 | Active | WILLIAMSON-THERMOFLO | WILLIAMSON-THERMOFLO | CLB-105-VS-F-S2-NX085 |  | Oil | Upflow | Non-Weatherized | 119 | 101 | 85.5 | 109.7 | 763 | 225 |  | Yes
4892703 | Active | WILLIAMSON-THERMOFLO | WILLIAMSON-THERMOFLO | CLB-105-VS-F-S2-RB085 |  | Oil | Upflow | Non-Weatherized | 119 | 101 | 85.2 | 110.2 | 760 | 225 |  | Yes
4892704 | Active | WILLIAMSON-THERMOFLO | WILLIAMSON-THERMOFLO | CLB-105-VS-F-S2-CB085 |  | Oil | Upflow | Non-Weatherized | 119 | 101 | 85 | 110.2 | 801 | 225 |  | Yes
4892705 | Active | WILLIAMSON-THERMOFLO | WILLIAMSON-THERMOFLO | CLB-140-VS-F-S2-AF100 |  | Oil | Upflow | Non-Weatherized | 140 | 119 | 85.7 | 127.3 | 1002 | 225 | Yes | Yes
4892706 | Active | WILLIAMSON-THERMOFLO | WILLIAMSON-THERMOFLO | CLB-140-VS-F-S2-NX100 |  | Oil | Upflow | Non-Weatherized | 140 | 119 | 86 | 125.9 | 991 | 225 |  | Yes
4892707 | Active | WILLIAMSON-THERMOFLO | WILLIAMSON-THERMOFLO | CLB-140-VS-F-S2-RB100 |  | Oil | Upflow | Non-Weatherized | 140 | 119 | 86 | 126.8 | 998 | 225 |  | Yes
4892709 | Active | WILLIAMSON-THERMOFLO | WILLIAMSON-THERMOFLO | CLB-140-VS-F-S2-CB100 |  | Oil | Upflow | Non-Weatherized | 140 | 119 | 86 | 124.9 | 983 | 225 |  | Yes
4892710 | Active | WILLIAMSON-THERMOFLO | WILLIAMSON-THERMOFLO | CLB-140-VS-F-S2-AF120 |  | Oil | Upflow | Non-Weatherized | 168 | 141 | 85.6 | 146.2 | 960 | 225 |  | Yes
4892711 | Active | WILLIAMSON-THERMOFLO | WILLIAMSON-THERMOFLO | CLB-140-VS-F-S2-NX120 |  | Oil | Upflow | Non-Weatherized | 168 | 141 | 85.4 | 146.7 | 962 | 225 |  | Yes
4892712 | Active | WILLIAMSON-THERMOFLO | WILLIAMSON-THERMOFLO | CLB-140-VS-F-S2-RB120 |  | Oil | Upflow | Non-Weatherized | 168 | 141 | 85.1 | 147.1 | 965 | 225 |  | Yes
4894282 | Active | WILLIAMSON-THERMOFLO | WILLIAMSON-THERMOFLO | CLB-105-DD-R-S2-AF065 |  | Oil | Upflow | Non-Weatherized | 91 | 79 | 86.1 | 90.2 | 827 | 225 | Yes | No
4894285 | Active | WILLIAMSON-THERMOFLO | WILLIAMSON-THERMOFLO | CLB-105-DD-R-S2-NX065 |  | Oil | Upflow | Non-Weatherized | 91 | 79 | 85.9 | 90.5 | 816 | 225 |  | No
4894286 | Active | WILLIAMSON-THERMOFLO | WILLIAMSON-THERMOFLO | CLB-105-DD-R-S2-RB065 |  | Oil | Upflow | Non-Weatherized | 91 | 79 | 86.4 | 89.8 | 819 | 225 |  | No
4894287 | Active | WILLIAMSON-THERMOFLO | WILLIAMSON-THERMOFLO | CLB-105-DD-R-S2-CB065 |  | Oil | Upflow | Non-Weatherized | 91 | 79 | 86.4 | 89.9 | 816 | 225 |  | No
4894288 | Active | WILLIAMSON-THERMOFLO | WILLIAMSON-THERMOFLO | CLB-105-VS-R-S2-AF065 |  | Oil | Upflow | Non-Weatherized | 91 | 79 | 86.1 | 90.2 | 816 | 225 | Yes | Yes
4894289 | Active | WILLIAMSON-THERMOFLO | WILLIAMSON-THERMOFLO | CLB-105-VS-R-S2-CB065 |  | Oil | Upflow | Non-Weatherized | 91 | 79 | 86.4 | 89.9 | 816 | 225 |  | Yes
4894290 | Active | WILLIAMSON-THERMOFLO | WILLIAMSON-THERMOFLO | CLB-105-VS-R-S2-NX065 |  | Oil | Upflow | Non-Weatherized | 91 | 79 | 85.9 | 90.5 | 816 | 225 |  | Yes
4894293 | Active | WILLIAMSON-THERMOFLO | WILLIAMSON-THERMOFLO | CLB-105-VS-R-S2-RB065 |  | Oil | Upflow | Non-Weatherized | 91 | 79 | 86.4 | 89.8 | 819 | 225 |  | Yes
4894294 | Active | WILLIAMSON-THERMOFLO | WILLIAMSON-THERMOFLO | CLB-105-VS-R-S2-AF075 |  | Oil | Upflow | Non-Weatherized | 105 | 90 | 85.2 | 91.8 | 715 | 225 |  | Yes
4894295 | Active | WILLIAMSON-THERMOFLO | WILLIAMSON-THERMOFLO | CLB-105-VS-R-S2-NX075 |  | Oil | Upflow | Non-Weatherized | 105 | 90 | 85.4 | 91.4 | 702 | 225 |  | Yes
4894296 | Active | WILLIAMSON-THERMOFLO | WILLIAMSON-THERMOFLO | CLB-105-VS-R-S2-RB075 |  | Oil | Upflow | Non-Weatherized | 105 | 90 | 86.2 | 90.5 | 706 | 225 |  | Yes
4894297 | Active | WILLIAMSON-THERMOFLO | WILLIAMSON-THERMOFLO | CLB-105-VS-R-S2-CB075 |  | Oil | Upflow | Non-Weatherized | 105 | 90 | 85.1 | 91.9 | 590 | 225 |  | Yes
4894298 | Active | WILLIAMSON-THERMOFLO | WILLIAMSON-THERMOFLO | CLB-105-VS-R-S2-AF085 |  | Oil | Upflow | Non-Weatherized | 119 | 101 | 85.2 | 110 | 799 | 225 |  | Yes
4894299 | Active | WILLIAMSON-THERMOFLO | WILLIAMSON-THERMOFLO | CLB-105-VS-R-S2-NX085 |  | Oil | Upflow | Non-Weatherized | 119 | 101 | 85.5 | 109.8 | 763 | 225 |  | Yes
4894300 | Active | WILLIAMSON-THERMOFLO | WILLIAMSON-THERMOFLO | CLB-105-VS-R-S2-RB085 |  | Oil | Upflow | Non-Weatherized | 119 | 101 | 85.6 | 109.7 | 756 | 225 |  | Yes
4894301 | Active | WILLIAMSON-THERMOFLO | WILLIAMSON-THERMOFLO | CLB-105-VS-R-S2-CB085 |  | Oil | Upflow | Non-Weatherized | 119 | 101 | 85.4 | 109.7 | 797 | 225 |  | Yes
4894302 | Active | WILLIAMSON-THERMOFLO | WILLIAMSON-THERMOFLO | CLB-105-DD-R-S2-CB085 |  | Oil | Upflow | Non-Weatherized | 119 | 101 | 85.4 | 109.7 | 797 | 225 |  | No
4894303 | Active | WILLIAMSON-THERMOFLO | WILLIAMSON-THERMOFLO | CLB-105-DD-R-S2-RB085 |  | Oil | Upflow | Non-Weatherized | 119 | 101 | 85.6 | 109.7 | 756 | 225 |  | No
4894304 | Active | WILLIAMSON-THERMOFLO | WILLIAMSON-THERMOFLO | CLB-105-DD-R-S2-NX085 |  | Oil | Upflow | Non-Weatherized | 119 | 101 | 85.5 | 109.8 | 763 | 225 |  | No
4894305 | Active | WILLIAMSON-THERMOFLO | WILLIAMSON-THERMOFLO | CLB-105-DD-R-S2-AF085 |  | Oil | Upflow | Non-Weatherized | 119 | 101 | 85.2 | 110 | 799 | 225 |  | No
4894306 | Active | WILLIAMSON-THERMOFLO | WILLIAMSON-THERMOFLO | CLB-105-DD-R-S2-AF075 |  | Oil | Upflow | Non-Weatherized | 105 | 90 | 85.2 | 91.8 | 715 | 225 |  | No
4894307 | Active | WILLIAMSON-THERMOFLO | WILLIAMSON-THERMOFLO | CLB-105-DD-R-S2-NX075 |  | Oil | Upflow | Non-Weatherized | 105 | 90 | 85.4 | 91.4 | 702 | 225 |  | No
4894308 | Active | WILLIAMSON-THERMOFLO | WILLIAMSON-THERMOFLO | CLB-105-DD-R-S2-RB075 |  | Oil | Upflow | Non-Weatherized | 105 | 90 | 86.2 | 90.5 | 706 | 225 |  | No
4894310 | Active | WILLIAMSON-THERMOFLO | WILLIAMSON-THERMOFLO | CLB-105-DD-R-S2-CB075 |  | Oil | Upflow | Non-Weatherized | 105 | 90 | 85.1 | 91.9 | 590 | 225 |  | No
4894312 | Active | WILLIAMSON-THERMOFLO | WILLIAMSON-THERMOFLO | CLB-140-DD-R-S2-AF100 |  | Oil | Upflow | Non-Weatherized | 140 | 119 | 85.7 | 127.4 | 1002 | 225 | Yes | No
4894314 | Active | WILLIAMSON-THERMOFLO | WILLIAMSON-THERMOFLO | CLB-140-VS-R-S2-AF100 |  | Oil | Upflow | Non-Weatherized | 140 | 119 | 85.7 | 127.4 | 1002 | 225 | Yes | Yes
4894315 | Active | WILLIAMSON-THERMOFLO | WILLIAMSON-THERMOFLO | CLB-140-VS-R-S2-NX100 |  | Oil | Upflow | Non-Weatherized | 140 | 119 | 86 | 124.9 | 983 | 225 |  | Yes
4894316 | Active | WILLIAMSON-THERMOFLO | WILLIAMSON-THERMOFLO | CLB-140-VS-R-S2-RB100 |  | Oil | Upflow | Non-Weatherized | 140 | 119 | 86 | 126.6 | 997 | 225 |  | Yes
4894317 | Active | WILLIAMSON-THERMOFLO | WILLIAMSON-THERMOFLO | CLB-140-VS-R-S2-CB100 |  | Oil | Upflow | Non-Weatherized | 140 | 119 | 86 | 126.2 | 994 | 225 |  | Yes
4894318 | Active | WILLIAMSON-THERMOFLO | WILLIAMSON-THERMOFLO | CLB-140-VS-R-S2-AF120 |  | Oil | Upflow | Non-Weatherized | 168 | 142 | 85.9 | 145.8 | 957 | 225 |  | Yes
4894319 | Active | WILLIAMSON-THERMOFLO | WILLIAMSON-THERMOFLO | CLB-140-VS-R-S2-NX120 |  | Oil | Upflow | Non-Weatherized | 168 | 142 | 85.6 | 146.2 | 959 | 225 |  | Yes
4894320 | Active | WILLIAMSON-THERMOFLO | WILLIAMSON-THERMOFLO | CLB-140-VS-R-S2-RB120 |  | Oil | Upflow | Non-Weatherized | 168 | 142 | 86.1 | 145.3 | 954 | 225 |  | Yes
4894321 | Active | WILLIAMSON-THERMOFLO | WILLIAMSON-THERMOFLO | CLB-140-VS-R-S2-CB120 |  | Oil | Upflow | Non-Weatherized | 168 | 142 | 85.1 | 146.9 | 964 | 225 |  | Yes
4894322 | Active | WILLIAMSON-THERMOFLO | WILLIAMSON-THERMOFLO | CLB-140-DD-R-S2-CB120 |  | Oil | Upflow | Non-Weatherized | 168 | 142 | 85.1 | 146.9 | 964 | 225 |  | No
4894323 | Active | WILLIAMSON-THERMOFLO | WILLIAMSON-THERMOFLO | CLB-140-DD-R-S2-AF120 |  | Oil | Upflow | Non-Weatherized | 168 | 142 | 85.9 | 145.8 | 957 | 225 |  | No
4894324 | Active | WILLIAMSON-THERMOFLO | WILLIAMSON-THERMOFLO | CLB-140-DD-R-S2-NX120 |  | Oil | Upflow | Non-Weatherized | 168 | 142 | 85.6 | 146.2 | 959 | 225 |  | No
4894325 | Active | WILLIAMSON-THERMOFLO | WILLIAMSON-THERMOFLO | CLB-140-DD-R-S2-RB120 |  | Oil | Upflow | Non-Weatherized | 168 | 142 | 86.1 | 145.3 | 954 | 225 |  | No
4894326 | Active | WILLIAMSON-THERMOFLO | WILLIAMSON-THERMOFLO | CLB-140-DD-R-S2-NX100 |  | Oil | Upflow | Non-Weatherized | 140 | 119 | 86 | 124.9 | 983 | 225 |  | No
4894327 | Active | WILLIAMSON-THERMOFLO | WILLIAMSON-THERMOFLO | CLB-140-DD-R-S2-RB100 |  | Oil | Upflow | Non-Weatherized | 140 | 119 | 86 | 126.6 | 997 | 225 |  | No
4894328 | Active | WILLIAMSON-THERMOFLO | WILLIAMSON-THERMOFLO | CLB-140-DD-R-S2-CB100 |  | Oil | Upflow | Non-Weatherized | 140 | 119 | 86 | 126.2 | 994 | 225 |  | No
4982904 | Active | ADVANCE COMFORT SYSTEM, AIREASE, ALLIED, ARMSTRONG AIR, CONCORD, DUCANE, GREAT LAKES | ALLIED AIR ENTERPRISES, LLC | L83UF1D57/72E12-*** |  | Oil | Upflow | Non-Weatherized | 67 | 57 | 84 | 56.3 | 570 | 134 | Yes | No
5009581 | Active | CENTURY, COMFORT-AIRE | HEAT CONTROLLER, INC. | OUFB75-D3-*** |  | Oil | Upflow | Non-Weatherized | 67 | 57 | 84 | 56.3 | 570 | 134 |  | No
5261519 | Active | ELITE | LENNOX INDUSTRIES, INC. | ELO183UF68/86P36-*** |  | Oil | Upflow | Non-Weatherized | 67 | 57 | 84 | 56.3 | 570 | 134 |  | No
4982905 | Active | ADVANCE COMFORT SYSTEM, AIREASE, ALLIED, ARMSTRONG AIR, CONCORD, DUCANE, GREAT LAKES | ALLIED AIR ENTERPRISES, LLC | L83UF1D57/72E12*-*** |  | Oil | Upflow | Non-Weatherized | 85 | 72 | 84 | 75.1 | 690 | 134 | Yes | No
5009582 | Active | CENTURY, COMFORT-AIRE | HEAT CONTROLLER, INC. | OUFB75-D3*-*** |  | Oil | Upflow | Non-Weatherized | 85 | 72 | 84 | 75.1 | 690 | 134 |  | No
5261517 | Active | ELITE | LENNOX INDUSTRIES, INC. | ELO183UF68/86P36*-*** |  | Oil | Upflow | Non-Weatherized | 85 | 72 | 84 | 75.1 | 690 | 134 |  | No
4982906 | Active | ADVANCE COMFORT SYSTEM, AIREASE, ALLIED, ARMSTRONG AIR, CONCORD, DUCANE, GREAT LAKES | ALLIED AIR ENTERPRISES, LLC | L83UF1D84/95E16-*** |  | Oil | Upflow | Non-Weatherized | 101 | 84 | 83 | 93.5 | 913 | 141 | Yes | No
5009583 | Active | CENTURY, COMFORT-AIRE | HEAT CONTROLLER, INC. | OUFB95-D4-*** |  | Oil | Upflow | Non-Weatherized | 101 | 84 | 83 | 93.5 | 913 | 141 |  | No
5261521 | Active | ELITE | LENNOX INDUSTRIES, INC. | ELO183UF101/114P48-*** |  | Oil | Upflow | Non-Weatherized | 101 | 84 | 83 | 93.5 | 913 | 141 |  | No
4982907 | Active | ADVANCE COMFORT SYSTEM, AIREASE, ALLIED, ARMSTRONG AIR, CONCORD, DUCANE, GREAT LAKES | ALLIED AIR ENTERPRISES, LLC | L83UF1D84/95E16*-*** |  | Oil | Upflow | Non-Weatherized | 113 | 95 | 83 | 112.6 | 970 | 135 | Yes | No
5009584 | Active | CENTURY, COMFORT-AIRE | HEAT CONTROLLER, INC. | OUFB95-D4*-*** |  | Oil | Upflow | Non-Weatherized | 113 | 95 | 83 | 112.6 | 970 | 135 |  | No
5261520 | Active | ELITE | LENNOX INDUSTRIES, INC. | ELO183UF101/114P48*-*** |  | Oil | Upflow | Non-Weatherized | 113 | 95 | 83 | 112.6 | 970 | 135 |  | No
4982908 | Active | ADVANCE COMFORT SYSTEM, AIREASE, ALLIED, ARMSTRONG AIR, CONCORD, DUCANE, GREAT LAKES | ALLIED AIR ENTERPRISES, LLC | L83HR1D57/72E12-*** |  | Oil | Downflow,Horizontal | Non-Weatherized | 67 | 57 | 83 | 56.3 | 563 | 137 | Yes | No
4982909 | Active | ADVANCE COMFORT SYSTEM, AIREASE, ALLIED, ARMSTRONG AIR, CONCORD, DUCANE, GREAT LAKES | ALLIED AIR ENTERPRISES, LLC | L83HR1D57/72E12*-*** |  | Oil | Downflow,Horizontal | Non-Weatherized | 84 | 72 | 83 | 75.1 | 683 | 134 | Yes | No
4982910 | Active | ADVANCE COMFORT SYSTEM, AIREASE, ALLIED, ARMSTRONG AIR, CONCORD, DUCANE, GREAT LAKES | ALLIED AIR ENTERPRISES, LLC | L83HF1D84/95E12-*** |  | Oil | Downflow,Horizontal | Non-Weatherized | 101 | 85 | 83 | 94.3 | 717 | 138 | Yes | No
5009585 | Active | CENTURY, COMFORT-AIRE | HEAT CONTROLLER, INC. | ODFB95-D3-*** |  | Oil | Downflow,Horizontal | Non-Weatherized | 101 | 85 | 83 | 94.3 | 717 | 138 |  | No
5261512 | Active | ELITE | LENNOX INDUSTRIES, INC. | ELO183HF101/114P36-*** |  | Oil | Downflow,Horizontal | Non-Weatherized | 101 | 85 | 83 | 94.3 | 717 | 138 |  | No
4982911 | Active | ADVANCE COMFORT SYSTEM, AIREASE, ALLIED, ARMSTRONG AIR, CONCORD, DUCANE, GREAT LAKES | ALLIED AIR ENTERPRISES, LLC | L83HF1D84/95E12*-*** |  | Oil | Downflow,Horizontal | Non-Weatherized | 113 | 95 | 83 | 112.6 | 974 | 140 | Yes | No
5009586 | Active | CENTURY, COMFORT-AIRE | HEAT CONTROLLER, INC. | ODFB95-D3*-*** |  | Oil | Downflow,Horizontal | Non-Weatherized | 113 | 95 | 83 | 112.6 | 974 | 140 |  | No
5261511 | Active | ELITE | LENNOX INDUSTRIES, INC. | ELO183HF101/114P36*-*** |  | Oil | Downflow,Horizontal | Non-Weatherized | 113 | 95 | 83 | 112.6 | 974 | 140 |  | No
4982912 | Active | ADVANCE COMFORT SYSTEM, AIREASE, ALLIED, ARMSTRONG AIR, CONCORD, DUCANE, GREAT LAKES | ALLIED AIR ENTERPRISES, LLC | L83BR1D57/72E12-*** |  | Oil |  | Non-Weatherized | 67 | 57 | 84 | 56.2 | 573 | 132 | Yes | No
4982913 | Active | ADVANCE COMFORT SYSTEM, AIREASE, ALLIED, ARMSTRONG AIR, CONCORD, DUCANE, GREAT LAKES | ALLIED AIR ENTERPRISES, LLC | L83BR1D57/72E12*-*** |  | Oil |  | Non-Weatherized | 85 | 72 | 84 | 75 | 704 | 135 | Yes | No
4982914 | Active | ADVANCE COMFORT SYSTEM, AIREASE, ALLIED, ARMSTRONG AIR, CONCORD, DUCANE, GREAT LAKES | ALLIED AIR ENTERPRISES, LLC | L83BR1D84/95E16-*** |  | Oil |  | Non-Weatherized | 101 | 85 | 83 | 93.7 | 868 | 138 | Yes | No
5009587 | Active | CENTURY, COMFORT-AIRE | HEAT CONTROLLER, INC. | OLRB95-D4-*** |  | Oil |  | Non-Weatherized | 101 | 85 | 83 | 93.7 | 868 | 138 |  | No
5261504 | Active | ELITE | LENNOX INDUSTRIES, INC. | ELO183BR101/114P48-*** |  | Oil |  | Non-Weatherized | 101 | 85 | 83 | 93.7 | 868 | 138 |  | No
4982915 | Active | ADVANCE COMFORT SYSTEM, AIREASE, ALLIED, ARMSTRONG AIR, CONCORD, DUCANE, GREAT LAKES | ALLIED AIR ENTERPRISES, LLC | L83BR1D84/95E16*-*** |  | Oil |  | Non-Weatherized | 113 | 95 | 83 | 112.4 | 1023 | 134 | Yes | No
5009588 | Active | CENTURY, COMFORT-AIRE | HEAT CONTROLLER, INC. | OLRB95-D4*-*** |  | Oil |  | Non-Weatherized | 113 | 95 | 83 | 112.4 | 1023 | 134 |  | No
5261503 | Active | ELITE | LENNOX INDUSTRIES, INC. | ELO183BR101/114P48*-*** |  | Oil |  | Non-Weatherized | 113 | 95 | 83 | 112.4 | 1023 | 134 |  | No
4983105 | Active | ADVANCE COMFORT SYSTEM, AIREASE, ALLIED, ARMSTRONG AIR, CONCORD, DUCANE, GREAT LAKES | ALLIED AIR ENTERPRISES, LLC | L83HR1D84/95E12-*** |  | Oil | Downflow,Horizontal | Non-Weatherized | 101 | 85 | 83 | 94.3 | 717 | 138 |  | No
5009589 | Active | CENTURY, COMFORT-AIRE | HEAT CONTROLLER, INC. | ODRB95-D3-*** |  | Oil | Downflow,Horizontal | Non-Weatherized | 101 | 85 | 83 | 94.3 | 717 | 138 |  | No
4983106 | Active | ADVANCE COMFORT SYSTEM, AIREASE, ALLIED, ARMSTRONG AIR, CONCORD, DUCANE, GREAT LAKES | ALLIED AIR ENTERPRISES, LLC | L83HR1D84/95E12*-*** |  | Oil | Downflow,Horizontal | Non-Weatherized | 113 | 95 | 83 | 112.6 | 974 | 140 |  | No
5009590 | Active | CENTURY, COMFORT-AIRE | HEAT CONTROLLER, INC. | ODRB95-D3*-*** |  | Oil | Downflow,Horizontal | Non-Weatherized | 113 | 95 | 83 | 112.6 | 974 | 140 |  | No
4983107 | Active | ADVANCE COMFORT SYSTEM, AIREASE, ALLIED, ARMSTRONG AIR, CONCORD, DUCANE, GREAT LAKES | ALLIED AIR ENTERPRISES, LLC | L83BF1D57/72E12-*** |  | Oil |  | Non-Weatherized | 67 | 57 | 84 | 56.2 | 573 | 132 |  | No
4983108 | Active | ADVANCE COMFORT SYSTEM, AIREASE, ALLIED, ARMSTRONG AIR, CONCORD, DUCANE, GREAT LAKES | ALLIED AIR ENTERPRISES, LLC | L83BF1D57/72E12*-*** |  | Oil |  | Non-Weatherized | 85 | 72 | 84 | 75 | 704 | 135 |  | No
4983109 | Active | ADVANCE COMFORT SYSTEM, AIREASE, ALLIED, ARMSTRONG AIR, CONCORD, DUCANE, GREAT LAKES | ALLIED AIR ENTERPRISES, LLC | L83BF1D84/95E16-*** |  | Oil |  | Non-Weatherized | 101 | 85 | 83 | 93.7 | 868 | 138 |  | No
5009591 | Active | CENTURY, COMFORT-AIRE | HEAT CONTROLLER, INC. | OLFB95-D4-*** |  | Oil |  | Non-Weatherized | 101 | 85 | 83 | 93.7 | 868 | 138 |  | No
5261495 | Active | ELITE | LENNOX INDUSTRIES, INC. | ELO183BF101/114P48-*** |  | Oil |  | Non-Weatherized | 101 | 85 | 83 | 93.7 | 868 | 138 |  | No
4983110 | Active | ADVANCE COMFORT SYSTEM, AIREASE, ALLIED, ARMSTRONG AIR, CONCORD, DUCANE, GREAT LAKES | ALLIED AIR ENTERPRISES, LLC | L83BF1D84/95E16*-*** |  | Oil |  | Non-Weatherized | 113 | 95 | 83 | 112.4 | 1023 | 134 |  | No
5009592 | Active | CENTURY, COMFORT-AIRE | HEAT CONTROLLER, INC. | OLFB95-D4*-*** |  | Oil |  | Non-Weatherized | 113 | 95 | 83 | 112.4 | 1023 | 134 |  | No
5261494 | Active | ELITE | LENNOX INDUSTRIES, INC. | ELO183BF101/114P48*-*** |  | Oil |  | Non-Weatherized | 113 | 95 | 83 | 112.4 | 1023 | 134 |  | No
4988227 | Active | ELITE 90 | LENNOX INDUSTRIES, INC. | EL296DF045XV36B-* |  | Natural Gas,Propane Gas | Downflow | Non-Weatherized | 44 | 43 | 96 | 49 | 291 | 51 | Yes | Yes | AFUE & AMACF
7364144 | Active | AIREASE, ALLIED, ARMSTRONG AIR | ALLIED AIR ENTERPRISES, LLC | A96DS2V045B12S-* |  | Natural Gas,Propane Gas | Downflow | Non-Weatherized | 44 | 43 | 96 | 49 | 291 | 51 |  | Yes | AFUE & AMACF
4988228 | Active | ELITE 90 | LENNOX INDUSTRIES, INC. | EL296DF070XV48B-* |  | Natural Gas,Propane Gas | Downflow | Non-Weatherized | 66 | 64 | 96 | 64.5 | 353 | 54 | Yes | Yes | AFUE & AMACF
7364175 | Active | AIREASE, ALLIED, ARMSTRONG AIR | ALLIED AIR ENTERPRISES, LLC | A96DS2V070B16S-* |  | Natural Gas,Propane Gas | Downflow | Non-Weatherized | 66 | 64 | 96 | 64.5 | 353 | 54 |  | Yes | AFUE & AMACF
4988230 | Active | ELITE 90 | LENNOX INDUSTRIES, INC. | EL296DF110XV60C-* |  | Natural Gas,Propane Gas | Downflow | Non-Weatherized | 110 | 106 | 96 | 97.3 | 403 | 56 | Yes | Yes | AFUE & AMACF
7364253 | Active | AIREASE, ALLIED, ARMSTRONG AIR | ALLIED AIR ENTERPRISES, LLC | A96DS2V110C20S-* |  | Natural Gas,Propane Gas | Downflow | Non-Weatherized | 110 | 106 | 96 | 97.3 | 403 | 56 |  | Yes | AFUE & AMACF
4988231 | Active | ELITE 90 | LENNOX INDUSTRIES, INC. | EL296UH045XV36B-* |  | Natural Gas,Propane Gas | Upflow,Horizontal | Non-Weatherized | 44 | 42 | 96 | 32.7 | 230 | 52 | Yes | Yes | AFUE & AMACF
7363785 | Active | AIREASE, ALLIED, ARMSTRONG AIR | ALLIED AIR ENTERPRISES, LLC | A96US2V045B12S-* |  | Natural Gas,Propane Gas | Upflow,Horizontal | Non-Weatherized | 44 | 42 | 96 | 32.7 | 230 | 52 |  | Yes | AFUE & AMACF
4988511 | Active | ELITE 90 | LENNOX INDUSTRIES, INC. | EL296UH070XV36B-* |  | Natural Gas,Propane Gas | Upflow,Horizontal | Non-Weatherized | 66 | 62 | 96 | 65.5 | 359 | 54 | Yes | Yes | AFUE & AMACF
7363809 | Active | AIREASE, ALLIED, ARMSTRONG AIR | ALLIED AIR ENTERPRISES, LLC | A96US2V070B12S-* |  | Natural Gas,Propane Gas | Upflow,Horizontal | Non-Weatherized | 66 | 62 | 96 | 65.5 | 359 | 54 |  | Yes | AFUE & AMACF
4988512 | Active | ELITE 90 | LENNOX INDUSTRIES, INC. | EL296UH090XV36C-* |  | Natural Gas,Propane Gas | Upflow,Horizontal | Non-Weatherized | 88 | 84 | 96 | 82 | 366 | 53 | Yes | Yes | AFUE & AMACF
7364289 | Active | AIREASE, ALLIED, ARMSTRONG AIR | ALLIED AIR ENTERPRISES, LLC | A96US2V090C12S-* |  | Natural Gas,Propane Gas | Upflow,Horizontal | Non-Weatherized | 88 | 84 | 96 | 82 | 366 | 53 |  | Yes | AFUE & AMACF
4988513 | Active | ELITE 90 | LENNOX INDUSTRIES, INC. | EL296UH090XV48C-* |  | Natural Gas,Propane Gas | Upflow,Horizontal | Non-Weatherized | 88 | 85 | 96 | 81.3 | 426 | 54 | Yes | Yes | AFUE & AMACF
7364294 | Discontinued | AIREASE, ALLIED, ARMSTRONG AIR | ALLIED AIR ENTERPRISES, LLC | A96US2V090C16S-* |  | Natural Gas,Propane Gas | Upflow,Horizontal | Non-Weatherized | 88 | 85 | 96 | 81.3 | 426 | 54 |  | Yes | AFUE & AMACF
4988514 | Active | ELITE 90 | LENNOX INDUSTRIES, INC. | EL296UH090XV60C-* |  | Natural Gas,Propane Gas | Upflow,Horizontal | Non-Weatherized | 88 | 85 | 96 | 80.7 | 369 | 54 | Yes | Yes | AFUE & AMACF
7364850 | Active | AIREASE, ALLIED, ARMSTRONG AIR | ALLIED AIR ENTERPRISES, LLC | A96US2V090C20S-* |  | Natural Gas,Propane Gas | Upflow,Horizontal | Non-Weatherized | 88 | 85 | 96 | 80.7 | 369 | 54 |  | Yes | AFUE & AMACF
4988515 | Active | ELITE 90 | LENNOX INDUSTRIES, INC. | EL296UH110XV48C-* |  | Natural Gas,Propane Gas | Upflow,Horizontal | Non-Weatherized | 110 | 105 | 96 | 98.2 | 461 | 56 | Yes | Yes | AFUE & AMACF
7363932 | Active | AIREASE, ALLIED, ARMSTRONG AIR | ALLIED AIR ENTERPRISES, LLC | A96US2V110C16S-* |  | Natural Gas,Propane Gas | Upflow,Horizontal | Non-Weatherized | 110 | 105 | 96 | 98.2 | 461 | 56 |  | Yes | AFUE & AMACF
4988516 | Active | ELITE 90 | LENNOX INDUSTRIES, INC. | EL296UH110XV60C-* |  | Natural Gas,Propane Gas | Upflow,Horizontal | Non-Weatherized | 110 | 106 | 96 | 97.2 | 412 | 55 | Yes | Yes | AFUE & AMACF
7363901 | Active | AIREASE, ALLIED, ARMSTRONG AIR | ALLIED AIR ENTERPRISES, LLC | A96US2V110C20S-* |  | Natural Gas,Propane Gas | Upflow,Horizontal | Non-Weatherized | 110 | 106 | 96 | 97.2 | 412 | 55 |  | Yes | AFUE & AMACF
4988517 | Active | ELITE 90 | LENNOX INDUSTRIES, INC. | EL296UH135XV60D-* |  | Natural Gas,Propane Gas | Upflow,Horizontal | Non-Weatherized | 132 | 126 | 96 | 113.8 | 445 | 57 | Yes | Yes | AFUE & AMACF
7363869 | Active | AIREASE, ALLIED, ARMSTRONG AIR | ALLIED AIR ENTERPRISES, LLC | A96US2V135D20S-* |  | Natural Gas,Propane Gas | Upflow,Horizontal | Non-Weatherized | 132 | 126 | 96 | 113.8 | 445 | 57 |  | Yes | AFUE & AMACF
5012470 | Active | NAPOLEON | WOLF STEEL LTD. | NUV060T3A |  | Natural Gas,Propane Gas | Upflow | Non-Weatherized | 60 | 58 | 97.1 | 47.9 | 273 | 53 | Yes | Yes | AFUE & AMACF
5012471 | Active | NAPOLEON | WOLF STEEL LTD. | NUV080T3A |  | Natural Gas,Propane Gas | Upflow | Non-Weatherized | 80 | 78 | 97 | 78.8 | 492 | 53 | Yes | Yes | AFUE & AMACF
5012472 | Active | NAPOLEON | WOLF STEEL LTD. | NUV100T5A |  | Natural Gas,Propane Gas | Upflow | Non-Weatherized | 100 | 97 | 97 | 94.2 | 578 | 53 | Yes | Yes | AFUE & AMACF
5012473 | Active | NAPOLEON | WOLF STEEL LTD. | NUV120T5A |  | Natural Gas | Upflow | Non-Weatherized | 120 | 117 | 97 | 108.1 | 665 | 53 | Yes | Yes | AFUE & AMACF
5012474 | Active | CONTINENTAL | WOLF STEEL LTD. | CTV060T3A |  | Natural Gas,Propane Gas | Upflow | Non-Weatherized | 60 | 58 | 97.1 | 47.9 | 273 | 53 | Yes | Yes | AFUE & AMACF
5012475 | Active | CONTINENTAL | WOLF STEEL LTD. | CTV080T3A |  | Natural Gas,Propane Gas | Upflow | Non-Weatherized | 80 | 78 | 97 | 78.8 | 492 | 53 | Yes | Yes | AFUE & AMACF
5012476 | Active | CONTINENTAL | WOLF STEEL LTD. | CTV100T5A |  | Natural Gas,Propane Gas | Upflow | Non-Weatherized | 100 | 97 | 97 | 94.2 | 578 | 53 | Yes | Yes | AFUE & AMACF
5012477 | Active | CONTINENTAL | WOLF STEEL LTD. | CTV120T5A |  | Natural Gas | Upflow | Non-Weatherized | 120 | 117 | 97 | 108.1 | 665 | 53 | Yes | Yes | AFUE & AMACF
5012527 | Active | AMANA | GOODMAN MANUFACTURING CO., LP. | AMH80403AXB* |  | Natural Gas, Propane Gas | Upflow, Horizontal | Non-Weatherized | 40 | 32 | 80 | 37.7 | 594 | 62 | Yes | No
5012528 | Active | AMANA | GOODMAN MANUFACTURING CO., LP. | AMH80403ANB* |  | Natural Gas, Propane Gas | Upflow, Horizontal | Non-Weatherized | 40 | 32 | 80 | 37.7 | 594 | 62 | Yes | No
5012529 | Active | AMANA | GOODMAN MANUFACTURING CO., LP. | AMH80603AXB* |  | Natural Gas, Propane Gas | Upflow, Horizontal | Non-Weatherized | 60 | 48 | 80 | 56.2 | 958 | 62 | Yes | No
5012530 | Active | AMANA | GOODMAN MANUFACTURING CO., LP. | AMH80603ANB* |  | Natural Gas, Propane Gas | Upflow, Horizontal | Non-Weatherized | 60 | 48 | 80 | 56.2 | 958 | 62 | Yes | No
5012531 | Active | AMANA | GOODMAN MANUFACTURING CO., LP. | AMH80604BXB* |  | Natural Gas, Propane Gas | Upflow, Horizontal | Non-Weatherized | 60 | 48 | 80 | 56.2 | 942 | 54 | Yes | No
5012532 | Active | AMANA | GOODMAN MANUFACTURING CO., LP. | AMH80604BNB* |  | Natural Gas, Propane Gas | Upflow, Horizontal | Non-Weatherized | 60 | 48 | 80 | 56.2 | 942 | 54 | Yes | No
5012533 | Active | AMANA | GOODMAN MANUFACTURING CO., LP. | AMH80805CXB* |  | Natural Gas, Propane Gas | Upflow, Horizontal | Non-Weatherized | 80 | 64 | 80 | 76.8 | 808 | 56 | Yes | No
5012534 | Active | AMANA | GOODMAN MANUFACTURING CO., LP. | AMH80805CNB* |  | Natural Gas, Propane Gas | Upflow, Horizontal | Non-Weatherized | 80 | 64 | 80 | 76.8 | 808 | 56 | Yes | No
5012535 | Active | AMANA | GOODMAN MANUFACTURING CO., LP. | ADVC80603BXB* |  | Natural Gas,Propane Gas | Downflow | Non-Weatherized | 60 | 48 | 80 | 58.9 | 150 | 52 | Yes | Yes | AMACF
6647932 | Active | DAIKIN | DAIKIN MANUFACTURING COMPANY, L.P. | DD80VC0603BX |  | Natural Gas,Propane Gas | Downflow | Non-Weatherized | 60 | 48 | 80 | 58.9 | 150 | 52 |  | Yes | AMACF
5012536 | Discontinued | AMANA | GOODMAN MANUFACTURING CO., LP. | ADVC80603BNB* |  | Natural Gas,Propane Gas | Downflow | Non-Weatherized | 60 | 48 | 80 | 58.9 | 150 | 52 | Yes | Yes | AMACF
6647933 | Discontinued | DAIKIN | DAIKIN MANUFACTURING COMPANY, L.P. | DD80VC0603BN |  | Natural Gas,Propane Gas | Downflow | Non-Weatherized | 60 | 48 | 80 | 58.9 | 150 | 52 |  | Yes | AMACF
5012537 | Active | AMANA | GOODMAN MANUFACTURING CO., LP. | ADVC80805CXB* |  | Natural Gas,Propane Gas | Downflow | Non-Weatherized | 80 | 64 | 80 | 78.6 | 249 | 44 | Yes | Yes | AMACF
6647934 | Active | DAIKIN | DAIKIN MANUFACTURING COMPANY, L.P. | DD80VC0805CX |  | Natural Gas,Propane Gas | Downflow | Non-Weatherized | 80 | 64 | 80 | 78.6 | 249 | 44 |  | Yes | AMACF
5012538 | Discontinued | AMANA | GOODMAN MANUFACTURING CO., LP. | ADVC80805CNB* |  | Natural Gas,Propane Gas | Downflow | Non-Weatherized | 80 | 64 | 80 | 78.6 | 249 | 44 | Yes | Yes | AMACF
6647935 | Discontinued | DAIKIN | DAIKIN MANUFACTURING COMPANY, L.P. | DD80VC0805CN |  | Natural Gas,Propane Gas | Downflow | Non-Weatherized | 80 | 64 | 80 | 78.6 | 249 | 44 |  | Yes | AMACF
5012539 | Active | AMANA | GOODMAN MANUFACTURING CO., LP. | AMVC80604BXB* |  | Natural Gas, Propane Gas | Upflow, Horizontal | Non-Weatherized | 60 | 48 | 80 | 57.2 | 291 | 46 | Yes | Yes | AMACF
5012540 | Active | AMANA | GOODMAN MANUFACTURING CO., LP. | AMVC80604BNB* |  | Natural Gas, Propane Gas | Upflow, Horizontal | Non-Weatherized | 60 | 48 | 80 | 57.2 | 291 | 46 | Yes | Yes | AMACF
5012541 | Active | AMANA | GOODMAN MANUFACTURING CO., LP. | AMVC80805CXB* |  | Natural Gas, Propane Gas | Upflow, Horizontal | Non-Weatherized | 80 | 64 | 80 | 77.1 | 341 | 52 | Yes | Yes | AMACF
5012542 | Active | AMANA | GOODMAN MANUFACTURING CO., LP. | AMVC80805CNB* |  | Natural Gas, Propane Gas | Upflow, Horizontal | Non-Weatherized | 80 | 64 | 80 | 77.1 | 341 | 52 | Yes | Yes | AMACF
5012543 | Active | AMANA | GOODMAN MANUFACTURING CO., LP. | AMVC81005CXB* |  | Natural Gas, Propane Gas | Upflow, Horizontal | Non-Weatherized | 100 | 80 | 80 | 95.5 | 378 | 62 | Yes | Yes | AMACF
5012544 | Active | AMANA | GOODMAN MANUFACTURING CO., LP. | AMVC81005CNB* |  | Natural Gas, Propane Gas | Upflow, Horizontal | Non-Weatherized | 100 | 80 | 80 | 95.5 | 378 | 62 | Yes | Yes | AMACF
5012545 | Active | ENERGIAIR,EVERREST,GOODMAN,ONE HOUR A/C AND HEATING | GOODMAN MANUFACTURING CO., LP. | GMS80403ANB* |  | Natural Gas, Propane Gas | Upflow, Horizontal | Non-Weatherized | 40 | 32 | 80 | 37.7 | 594 | 62 | Yes | No
5012546 | Active | GOODMAN | GOODMAN MANUFACTURING CO., LP. | GMS80403AXB* |  | Natural Gas, Propane Gas | Upflow, Horizontal | Non-Weatherized | 40 | 32 | 80 | 37.7 | 594 | 62 | Yes | No
6647936 | Active | DAIKIN | DAIKIN MANUFACTURING COMPANY, L.P. | DM80SS0403AX |  | Natural Gas, Propane Gas | Upflow, Horizontal | Non-Weatherized | 40 | 32 | 80 | 37.7 | 594 | 62 |  | No
6647937 | Active | AMANA | AMANA HEATING AND AIR CONDITIONING | AMS80403AX |  | Natural Gas, Propane Gas | Upflow, Horizontal | Non-Weatherized | 40 | 32 | 80 | 37.7 | 594 | 62 |  | No
5012547 | Active | ENERGIAIR,EVERREST,GOODMAN,ONE HOUR A/C AND HEATING | GOODMAN MANUFACTURING CO., LP. | GMS80603ANB* |  | Natural Gas, Propane Gas | Upflow, Horizontal | Non-Weatherized | 60 | 48 | 80 | 56.2 | 958 | 62 | Yes | No
5012548 | Active | GOODMAN | GOODMAN MANUFACTURING CO., LP. | GMS80603AXB* |  | Natural Gas, Propane Gas | Upflow, Horizontal | Non-Weatherized | 60 | 48 | 80 | 56.2 | 958 | 62 | Yes | No
6647938 | Active | DAIKIN | DAIKIN MANUFACTURING COMPANY, L.P. | DM80SS0603AX |  | Natural Gas, Propane Gas | Upflow, Horizontal | Non-Weatherized | 60 | 48 | 80 | 56.2 | 958 | 62 |  | No
6647939 | Active | AMANA | AMANA HEATING AND AIR CONDITIONING | AMS80603AX |  | Natural Gas, Propane Gas | Upflow, Horizontal | Non-Weatherized | 60 | 48 | 80 | 56.2 | 958 | 62 |  | No
5012549 | Active | ENERGIAIR,EVERREST,GOODMAN,ONE HOUR A/C AND HEATING | GOODMAN MANUFACTURING CO., LP. | GMS80604BNB* |  | Natural Gas, Propane Gas | Upflow, Horizontal | Non-Weatherized | 60 | 48 | 80 | 56.2 | 942 | 54 | Yes | No
5012550 | Active | GOODMAN | GOODMAN MANUFACTURING CO., LP. | GMS80604BXB* |  | Natural Gas, Propane Gas | Upflow, Horizontal | Non-Weatherized | 60 | 48 | 80 | 56.2 | 942 | 54 | Yes | No
6647940 | Active | DAIKIN | DAIKIN MANUFACTURING COMPANY, L.P. | DM80SS0604BX |  | Natural Gas, Propane Gas | Upflow, Horizontal | Non-Weatherized | 60 | 48 | 80 | 56.2 | 942 | 54 |  | No
6647941 | Active | AMANA | AMANA HEATING AND AIR CONDITIONING | AMS80604BX |  | Natural Gas, Propane Gas | Upflow, Horizontal | Non-Weatherized | 60 | 48 | 80 | 56.2 | 942 | 54 |  | No
5012551 | Active | ENERGIAIR,EVERREST,GOODMAN,ONE HOUR A/C AND HEATING | GOODMAN MANUFACTURING CO., LP. | GMS80805CNB* |  | Natural Gas, Propane Gas | Upflow, Horizontal | Non-Weatherized | 80 | 64 | 80 | 76.8 | 808 | 56 | Yes | No
5012552 | Active | GOODMAN | GOODMAN MANUFACTURING CO., LP. | GMS80805CXB* |  | Natural Gas, Propane Gas | Upflow, Horizontal | Non-Weatherized | 80 | 64 | 80 | 76.8 | 808 | 56 | Yes | No
6647942 | Active | DAIKIN | DAIKIN MANUFACTURING COMPANY, L.P. | DM80SS0805CX |  | Natural Gas, Propane Gas | Upflow, Horizontal | Non-Weatherized | 80 | 64 | 80 | 76.8 | 808 | 56 |  | No
6647943 | Active | AMANA | AMANA HEATING AND AIR CONDITIONING | AMS80805CX |  | Natural Gas, Propane Gas | Upflow, Horizontal | Non-Weatherized | 80 | 64 | 80 | 76.8 | 808 | 56 |  | No
5012553 | Active | GOODMAN,JANITROL | GOODMAN MANUFACTURING CO., LP. | GMH80403ANB* |  | Natural Gas, Propane Gas | Upflow, Horizontal | Non-Weatherized | 40 | 32 | 80 | 37.7 | 594 | 62 | Yes | No
5012554 | Active | GOODMAN | GOODMAN MANUFACTURING CO., LP. | GMH80403AXB* |  | Natural Gas, Propane Gas | Upflow, Horizontal | Non-Weatherized | 40 | 32 | 80 | 37.7 | 594 | 62 | Yes | No
6647944 | Active | DAIKIN | DAIKIN MANUFACTURING COMPANY, L.P. | DM80HS0403AX |  | Natural Gas, Propane Gas | Upflow, Horizontal | Non-Weatherized | 40 | 32 | 80 | 37.7 | 594 | 62 |  | No
5012555 | Active | GOODMAN,JANITROL | GOODMAN MANUFACTURING CO., LP. | GMH80603ANB* |  | Natural Gas, Propane Gas | Upflow, Horizontal | Non-Weatherized | 60 | 48 | 80 | 56.2 | 958 | 62 | Yes | No
5012556 | Active | GOODMAN | GOODMAN MANUFACTURING CO., LP. | GMH80603AXB* |  | Natural Gas, Propane Gas | Upflow, Horizontal | Non-Weatherized | 60 | 48 | 80 | 56.2 | 958 | 62 | Yes | No
6647945 | Active | DAIKIN | DAIKIN MANUFACTURING COMPANY, L.P. | DM80HS0603AX |  | Natural Gas, Propane Gas | Upflow, Horizontal | Non-Weatherized | 60 | 48 | 80 | 56.2 | 958 | 62 |  | No
5012557 | Active | GOODMAN,JANITROL | GOODMAN MANUFACTURING CO., LP. | GMH80604BNB* |  | Natural Gas, Propane Gas | Upflow, Horizontal | Non-Weatherized | 60 | 48 | 80 | 56.2 | 942 | 54 | Yes | No
5012558 | Active | GOODMAN | GOODMAN MANUFACTURING CO., LP. | GMH80604BXB* |  | Natural Gas, Propane Gas | Upflow, Horizontal | Non-Weatherized | 60 | 48 | 80 | 56.2 | 942 | 54 | Yes | No
6647946 | Active | DAIKIN | DAIKIN MANUFACTURING COMPANY, L.P. | DM80HS0604BX |  | Natural Gas, Propane Gas | Upflow, Horizontal | Non-Weatherized | 60 | 48 | 80 | 56.2 | 942 | 54 |  | No
5012559 | Active | GOODMAN,JANITROL | GOODMAN MANUFACTURING CO., LP. | GMH80805CNB* |  | Natural Gas, Propane Gas | Upflow, Horizontal | Non-Weatherized | 80 | 64 | 80 | 76.8 | 808 | 56 | Yes | No
5012560 | Active | GOODMAN | GOODMAN MANUFACTURING CO., LP. | GMH80805CXB* |  | Natural Gas, Propane Gas | Upflow, Horizontal | Non-Weatherized | 80 | 64 | 80 | 76.8 | 808 | 56 | Yes | No
6647947 | Active | DAIKIN | DAIKIN MANUFACTURING COMPANY, L.P. | DM80HS0805CX |  | Natural Gas, Propane Gas | Upflow, Horizontal | Non-Weatherized | 80 | 64 | 80 | 76.8 | 808 | 56 |  | No
5012561 | Active | GOODMAN | GOODMAN MANUFACTURING CO., LP. | GHS80403AXB* |  | Natural Gas, Propane Gas | Upflow, Horizontal | Non-Weatherized | 40 | 32 | 80 | 38.4 | 429 | 44 | Yes | No
5012563 | Active | GOODMAN | GOODMAN MANUFACTURING CO., LP. | GHS80604BXB* |  | Natural Gas, Propane Gas | Upflow, Horizontal | Non-Weatherized | 60 | 48 | 80 | 56.1 | 974 | 58 | Yes | No
5012565 | Active | GOODMAN | GOODMAN MANUFACTURING CO., LP. | GHS80805CXB* |  | Natural Gas, Propane Gas | Upflow, Horizontal | Non-Weatherized | 80 | 64 | 80 | 76.8 | 811 | 53 | Yes | No
5012567 | Active | GOODMAN | GOODMAN MANUFACTURING CO., LP. | GDH80403AXB* |  | Natural Gas, Propane Gas | Downflow | Non-Weatherized | 40 | 32 | 80 | 37.9 | 548 | 62 | Yes | No
6647948 | Active | DAIKIN | DAIKIN MANUFACTURING COMPANY, L.P. | DD80HS0403AX |  | Natural Gas, Propane Gas | Downflow | Non-Weatherized | 40 | 32 | 80 | 37.9 | 548 | 62 |  | No
6647949 | Active | AMANA | AMANA HEATING AND AIR CONDITIONING | ADSH800403AX |  | Natural Gas, Propane Gas | Downflow | Non-Weatherized | 40 | 32 | 80 | 37.9 | 548 | 62 |  | No
5012568 | Active | GOODMAN | GOODMAN MANUFACTURING CO., LP. | GDH80403ANB* |  | Natural Gas, Propane Gas | Downflow | Non-Weatherized | 40 | 32 | 80 | 37.9 | 548 | 62 | Yes | No
5012569 | Active | GOODMAN | GOODMAN MANUFACTURING CO., LP. | GDH80603AXB* |  | Natural Gas, Propane Gas | Downflow | Non-Weatherized | 60 | 48 | 80 | 57.1 | 741 | 61 | Yes | No
6647950 | Active | DAIKIN | DAIKIN MANUFACTURING COMPANY, L.P. | DD80HS0603AX |  | Natural Gas, Propane Gas | Downflow | Non-Weatherized | 60 | 48 | 80 | 57.1 | 741 | 61 |  | No
6647951 | Active | AMANA | AMANA HEATING AND AIR CONDITIONING | ADSH800603AX |  | Natural Gas, Propane Gas | Downflow | Non-Weatherized | 60 | 48 | 80 | 57.1 | 741 | 61 |  | No
5012570 | Active | GOODMAN | GOODMAN MANUFACTURING CO., LP. | GDH80603ANB* |  | Natural Gas, Propane Gas | Downflow | Non-Weatherized | 60 | 48 | 80 | 57.1 | 741 | 61 | Yes | No
5012571 | Active | GOODMAN | GOODMAN MANUFACTURING CO., LP. | GDH80804BXB* |  | Natural Gas, Propane Gas | Downflow | Non-Weatherized | 80 | 64 | 80 | 76.6 | 863 | 64 | Yes | No
6647952 | Active | DAIKIN | DAIKIN MANUFACTURING COMPANY, L.P. | DD80HS0804BX |  | Natural Gas, Propane Gas | Downflow | Non-Weatherized | 80 | 64 | 80 | 76.6 | 863 | 64 |  | No
6647953 | Active | AMANA | AMANA HEATING AND AIR CONDITIONING | ADSH800804BX |  | Natural Gas, Propane Gas | Downflow | Non-Weatherized | 80 | 64 | 80 | 76.6 | 863 | 64 |  | No
5012572 | Active | GOODMAN | GOODMAN MANUFACTURING CO., LP. | GDH80804BNB* |  | Natural Gas, Propane Gas | Downflow | Non-Weatherized | 80 | 64 | 80 | 76.6 | 863 | 64 | Yes | No
5012573 | Active | GOODMAN | GOODMAN MANUFACTURING CO., LP. | GDH81005CXB* |  | Natural Gas, Propane Gas | Downflow | Non-Weatherized | 100 | 80 | 80 | 96.9 | 808 | 62 | Yes | No
6647954 | Active | DAIKIN | DAIKIN MANUFACTURING COMPANY, L.P. | DD80HS1005CX |  | Natural Gas, Propane Gas | Downflow | Non-Weatherized | 100 | 80 | 80 | 96.9 | 808 | 62 |  | No
6647955 | Active | AMANA | AMANA HEATING AND AIR CONDITIONING | ADSH801005CX |  | Natural Gas, Propane Gas | Downflow | Non-Weatherized | 100 | 80 | 80 | 96.9 | 808 | 62 |  | No
5012574 | Active | GOODMAN | GOODMAN MANUFACTURING CO., LP. | GDH81005CNB* |  | Natural Gas, Propane Gas | Downflow | Non-Weatherized | 100 | 80 | 80 | 96.9 | 808 | 62 | Yes | No
5012575 | Active | GOODMAN | GOODMAN MANUFACTURING CO., LP. | GDS80403AXB* |  | Natural Gas, Propane Gas | Downflow | Non-Weatherized | 40 | 32 | 80 | 37.9 | 548 | 62 | Yes | No
6647956 | Active | DAIKIN | DAIKIN MANUFACTURING COMPANY, L.P. | DD80SS0403AX |  | Natural Gas, Propane Gas | Downflow | Non-Weatherized | 40 | 32 | 80 | 37.9 | 548 | 62 |  | No
6647957 | Active | AMANA | AMANA HEATING AND AIR CONDITIONING | ADSS800403AX |  | Natural Gas, Propane Gas | Downflow | Non-Weatherized | 40 | 32 | 80 | 37.9 | 548 | 62 |  | No
5012576 | Active | GOODMAN | GOODMAN MANUFACTURING CO., LP. | GDS80403ANB* |  | Natural Gas, Propane Gas | Downflow | Non-Weatherized | 40 | 32 | 80 | 37.9 | 548 | 62 | Yes | No
5012577 | Active | GOODMAN | GOODMAN MANUFACTURING CO., LP. | GDS80603AXB* |  | Natural Gas, Propane Gas | Downflow | Non-Weatherized | 60 | 48 | 80 | 57.1 | 741 | 61 | Yes | No
6647958 | Active | DAIKIN | DAIKIN MANUFACTURING COMPANY, L.P. | DD80SS0603AX |  | Natural Gas, Propane Gas | Downflow | Non-Weatherized | 60 | 48 | 80 | 57.1 | 741 | 61 |  | No
6647959 | Active | AMANA | AMANA HEATING AND AIR CONDITIONING | ADSS800603AX |  | Natural Gas, Propane Gas | Downflow | Non-Weatherized | 60 | 48 | 80 | 57.1 | 741 | 61 |  | No
5012578 | Active | GOODMAN | GOODMAN MANUFACTURING CO., LP. | GDS80603ANB* |  | Natural Gas, Propane Gas | Downflow | Non-Weatherized | 60 | 48 | 80 | 57.1 | 741 | 61 | Yes | No
5012579 | Active | GOODMAN | GOODMAN MANUFACTURING CO., LP. | GDS80804BXB* |  | Natural Gas, Propane Gas | Downflow | Non-Weatherized | 80 | 64 | 80 | 76.6 | 863 | 64 | Yes | No
6647960 | Active | DAIKIN | DAIKIN MANUFACTURING COMPANY, L.P. | DD80SS0804BX |  | Natural Gas, Propane Gas | Downflow | Non-Weatherized | 80 | 64 | 80 | 76.6 | 863 | 64 |  | No
6647961 | Active | AMANA | AMANA HEATING AND AIR CONDITIONING | ADSS800804BX |  | Natural Gas, Propane Gas | Downflow | Non-Weatherized | 80 | 64 | 80 | 76.6 | 863 | 64 |  | No
5012580 | Active | GOODMAN | GOODMAN MANUFACTURING CO., LP. | GDS80804BNB* |  | Natural Gas, Propane Gas | Downflow | Non-Weatherized | 80 | 64 | 80 | 76.6 | 863 | 64 | Yes | No
5012581 | Active | GOODMAN | GOODMAN MANUFACTURING CO., LP. | GDS81005CXB* |  | Natural Gas, Propane Gas | Downflow | Non-Weatherized | 100 | 80 | 80 | 96.9 | 808 | 62 | Yes | No
6647962 | Active | DAIKIN | DAIKIN MANUFACTURING COMPANY, L.P. | DD80SS1005CX |  | Natural Gas, Propane Gas | Downflow | Non-Weatherized | 100 | 80 | 80 | 96.9 | 808 | 62 |  | No
6647963 | Active | AMANA | AMANA HEATING AND AIR CONDITIONING | ADSS801005CX |  | Natural Gas, Propane Gas | Downflow | Non-Weatherized | 100 | 80 | 80 | 96.9 | 808 | 62 |  | No
5012582 | Active | GOODMAN | GOODMAN MANUFACTURING CO., LP. | GDS81005CNB* |  | Natural Gas, Propane Gas | Downflow | Non-Weatherized | 100 | 80 | 80 | 96.9 | 808 | 62 | Yes | No
5012583 | Active | GOODMAN | GOODMAN MANUFACTURING CO., LP. | GME81005CXB* |  | Natural Gas, Propane Gas | Upflow, Horizontal | Non-Weatherized | 100 | 80 | 80 | 97.9 | 561 | 56 | Yes | Yes | AMACF
6647964 | Active | DAIKIN | DAIKIN MANUFACTURING COMPANY, L.P. | DM80HE1005CX |  | Natural Gas, Propane Gas | Upflow, Horizontal | Non-Weatherized | 100 | 80 | 80 | 97.9 | 561 | 56 |  | Yes | AMACF
6647965 | Active | AMANA | AMANA HEATING AND AIR CONDITIONING | AMEH801005CX |  | Natural Gas, Propane Gas | Upflow, Horizontal | Non-Weatherized | 100 | 80 | 80 | 97.9 | 561 | 56 |  | Yes | AMACF
5012584 | Active | GOODMAN | GOODMAN MANUFACTURING CO., LP. | GME81005CNB* |  | Natural Gas, Propane Gas | Upflow, Horizontal | Non-Weatherized | 100 | 80 | 80 | 97.9 | 561 | 56 | Yes | Yes | AMACF
6647966 | Active | DAIKIN | DAIKIN MANUFACTURING COMPANY, L.P. | DM80HE1005CN |  | Natural Gas, Propane Gas | Upflow, Horizontal | Non-Weatherized | 100 | 80 | 80 | 97.9 | 561 | 56 |  | Yes | AMACF
6647967 | Active | AMANA | AMANA HEATING AND AIR CONDITIONING | AMEH801005CN |  | Natural Gas, Propane Gas | Upflow, Horizontal | Non-Weatherized | 100 | 80 | 80 | 97.9 | 561 | 56 |  | Yes | AMACF
5012585 | Active | GOODMAN | GOODMAN MANUFACTURING CO., LP. | GMVC80604BXB* |  | Natural Gas, Propane Gas | Upflow, Horizontal | Non-Weatherized | 60 | 48 | 80 | 57.2 | 291 | 46 | Yes | Yes | AMACF
6647968 | Active | DAIKIN | DAIKIN MANUFACTURING COMPANY, L.P. | DM80VC0604BX |  | Natural Gas, Propane Gas | Upflow, Horizontal | Non-Weatherized | 60 | 48 | 80 | 57.2 | 291 | 46 |  | Yes | AMACF
5012586 | Active | GOODMAN | GOODMAN MANUFACTURING CO., LP. | GMVC80604BNB* |  | Natural Gas, Propane Gas | Upflow, Horizontal | Non-Weatherized | 60 | 48 | 80 | 57.2 | 291 | 46 | Yes | Yes | AMACF
6647969 | Active | DAIKIN | DAIKIN MANUFACTURING COMPANY, L.P. | DM80VC0604BN |  | Natural Gas, Propane Gas | Upflow, Horizontal | Non-Weatherized | 60 | 48 | 80 | 57.2 | 291 | 46 |  | Yes | AMACF
5012587 | Active | GOODMAN | GOODMAN MANUFACTURING CO., LP. | GMVC80805CXB* |  | Natural Gas, Propane Gas | Upflow, Horizontal | Non-Weatherized | 80 | 64 | 80 | 77.1 | 341 | 52 | Yes | Yes | AMACF
6647970 | Active | DAIKIN | DAIKIN MANUFACTURING COMPANY, L.P. | DM80VC0805CX |  | Natural Gas, Propane Gas | Upflow, Horizontal | Non-Weatherized | 80 | 64 | 80 | 77.1 | 341 | 52 |  | Yes | AMACF
5012588 | Active | GOODMAN | GOODMAN MANUFACTURING CO., LP. | GMVC80805CNB* |  | Natural Gas, Propane Gas | Upflow, Horizontal | Non-Weatherized | 80 | 64 | 80 | 77.1 | 341 | 52 | Yes | Yes | AMACF
6647971 | Active | DAIKIN | DAIKIN MANUFACTURING COMPANY, L.P. | DM80VC0805CN |  | Natural Gas, Propane Gas | Upflow, Horizontal | Non-Weatherized | 80 | 64 | 80 | 77.1 | 341 | 52 |  | Yes | AMACF
5012589 | Active | GOODMAN | GOODMAN MANUFACTURING CO., LP. | GMVC81005CXB* |  | Natural Gas, Propane Gas | Upflow, Horizontal | Non-Weatherized | 100 | 80 | 80 | 95.5 | 378 | 62 | Yes | Yes | AMACF
6647972 | Active | DAIKIN | DAIKIN MANUFACTURING COMPANY, L.P. | DM80VC1005CX |  | Natural Gas, Propane Gas | Upflow, Horizontal | Non-Weatherized | 100 | 80 | 80 | 95.5 | 378 | 62 |  | Yes | AMACF
5012590 | Active | GOODMAN | GOODMAN MANUFACTURING CO., LP. | GMVC81005CNB* |  | Natural Gas, Propane Gas | Upflow, Horizontal | Non-Weatherized | 100 | 80 | 80 | 95.5 | 378 | 62 | Yes | Yes | AMACF
6647973 | Active | DAIKIN | DAIKIN MANUFACTURING COMPANY, L.P. | DM80VC1005CN |  | Natural Gas, Propane Gas | Upflow, Horizontal | Non-Weatherized | 100 | 80 | 80 | 95.5 | 378 | 62 |  | Yes | AMACF
5012591 | Active | AMANA | GOODMAN MANUFACTURING CO., LP. | AMH80803BXB* |  | Natural Gas, Propane Gas | Upflow, Horizontal | Non-Weatherized | 80 | 64 | 80 | 76.3 | 944 | 47 | Yes | No
5012592 | Active | AMANA | GOODMAN MANUFACTURING CO., LP. | AMH80803BNB* |  | Natural Gas, Propane Gas | Upflow, Horizontal | Non-Weatherized | 80 | 64 | 80 | 76.3 | 944 | 47 | Yes | No
5012593 | Active | AMANA | GOODMAN MANUFACTURING CO., LP. | AMH80804BXB* |  | Natural Gas, Propane Gas | Upflow, Horizontal | Non-Weatherized | 80 | 64 | 80 | 78.9 | 313 | 46 | Yes | No | AMACF
5012594 | Active | AMANA | GOODMAN MANUFACTURING CO., LP. | AMH80804BNB* |  | Natural Gas, Propane Gas | Upflow, Horizontal | Non-Weatherized | 80 | 64 | 80 | 78.9 | 313 | 46 | Yes | No | AMACF
5012595 | Active | AMANA | GOODMAN MANUFACTURING CO., LP. | AMH81005CXB* |  | Natural Gas, Propane Gas | Upflow, Horizontal | Non-Weatherized | 100 | 80 | 80 | 96.7 | 835 | 57 | Yes | No
5012596 | Active | AMANA | GOODMAN MANUFACTURING CO., LP. | AMH81005CNB* |  | Natural Gas, Propane Gas | Upflow, Horizontal | Non-Weatherized | 100 | 80 | 80 | 96.7 | 835 | 57 | Yes | No
5012597 | Active | AMANA | GOODMAN MANUFACTURING CO., LP. | AMH81205DXB* |  | Natural Gas, Propane Gas | Upflow, Horizontal | Non-Weatherized | 120 | 96 | 80 | 115.3 | 1180 | 54 | Yes | No
5012598 | Active | AMANA | GOODMAN MANUFACTURING CO., LP. | AMH81205DNB* |  | Natural Gas, Propane Gas | Upflow, Horizontal | Non-Weatherized | 120 | 96 | 80 | 115.3 | 1180 | 54 | Yes | No
5012599 | Discontinued | AMANA | GOODMAN MANUFACTURING CO., LP. | ADCV81005CXB* |  | Natural Gas,Propane Gas | Downflow | Non-Weatherized | 100 | 80 | 80 | 97.7 | 269 | 58 | Yes | Yes | AMACF
6647974 | Discontinued | DAIKIN | DAIKIN MANUFACTURING COMPANY, L.P. | DD80VC1005CX |  | Natural Gas,Propane Gas | Downflow | Non-Weatherized | 100 | 80 | 80 | 97.7 | 269 | 58 |  | Yes | AMACF
5012600 | Discontinued | AMANA | GOODMAN MANUFACTURING CO., LP. | ADCV81005CNB* |  | Natural Gas,Propane Gas | Downflow | Non-Weatherized | 100 | 80 | 80 | 97.7 | 269 | 58 | Yes | Yes | AMACF
6647975 | Discontinued | DAIKIN | DAIKIN MANUFACTURING COMPANY, L.P. | DD80VC1005CN |  | Natural Gas,Propane Gas | Downflow | Non-Weatherized | 100 | 80 | 80 | 97.7 | 269 | 58 |  | Yes | AMACF
5012601 | Active | ENERGIAIR,EVERREST,GOODMAN,ONE HOUR A/C AND HEATING | GOODMAN MANUFACTURING CO., LP. | GMS80804BNB* |  | Natural Gas, Propane Gas | Upflow, Horizontal | Non-Weatherized | 80 | 64 | 80 | 78.9 | 313 | 46 | Yes | No | AMACF
5012602 | Active | GOODMAN | GOODMAN MANUFACTURING CO., LP. | GMS80804BXB* |  | Natural Gas, Propane Gas | Upflow, Horizontal | Non-Weatherized | 80 | 64 | 80 | 78.9 | 313 | 46 | Yes | No | AMACF
6647976 | Active | DAIKIN | DAIKIN MANUFACTURING COMPANY, L.P. | DM80SS0804BX |  | Natural Gas, Propane Gas | Upflow, Horizontal | Non-Weatherized | 80 | 64 | 80 | 78.9 | 313 | 46 |  | No | AMACF
6647977 | Active | AMANA | AMANA HEATING AND AIR CONDITIONING | AMS80804BX |  | Natural Gas, Propane Gas | Upflow, Horizontal | Non-Weatherized | 80 | 64 | 80 | 78.9 | 313 | 46 |  | No | AMACF
5012603 | Active | ENERGIAIR,EVERREST,GOODMAN,ONE HOUR A/C AND HEATING | GOODMAN MANUFACTURING CO., LP. | GMS81005CNB* |  | Natural Gas, Propane Gas | Upflow, Horizontal | Non-Weatherized | 100 | 80 | 80 | 96.7 | 835 | 57 | Yes | No
5012604 | Active | GOODMAN | GOODMAN MANUFACTURING CO., LP. | GMS81005CXB* |  | Natural Gas, Propane Gas | Upflow, Horizontal | Non-Weatherized | 100 | 80 | 80 | 96.7 | 835 | 57 | Yes | No
6647978 | Active | DAIKIN | DAIKIN MANUFACTURING COMPANY, L.P. | DM80SS1005CX |  | Natural Gas, Propane Gas | Upflow, Horizontal | Non-Weatherized | 100 | 80 | 80 | 96.7 | 835 | 57 |  | No
6647979 | Active | AMANA | AMANA HEATING AND AIR CONDITIONING | AMS81005CX |  | Natural Gas, Propane Gas | Upflow, Horizontal | Non-Weatherized | 100 | 80 | 80 | 96.7 | 835 | 57 |  | No
5012605 | Active | ENERGIAIR,EVERREST,GOODMAN,ONE HOUR A/C AND HEATING | GOODMAN MANUFACTURING CO., LP. | GMS81205DNB* |  | Natural Gas, Propane Gas | Upflow, Horizontal | Non-Weatherized | 120 | 96 | 80 | 115.3 | 1180 | 54 | Yes | No
5012606 | Active | ENERGIAIR,EVERREST,GOODMAN,ONE HOUR A/C AND HEATING | GOODMAN MANUFACTURING CO., LP. | GMS81205DXB* |  | Natural Gas, Propane Gas | Upflow, Horizontal | Non-Weatherized | 120 | 96 | 80 | 115.3 | 1180 | 54 | Yes | No
6647980 | Active | DAIKIN | DAIKIN MANUFACTURING COMPANY, L.P. | DM80SS1205DX |  | Natural Gas, Propane Gas | Upflow, Horizontal | Non-Weatherized | 120 | 96 | 80 | 115.3 | 1180 | 54 |  | No
6647981 | Active | AMANA | AMANA HEATING AND AIR CONDITIONING | AMS81205DX |  | Natural Gas, Propane Gas | Upflow, Horizontal | Non-Weatherized | 120 | 96 | 80 | 115.3 | 1180 | 54 |  | No
5012607 | Active | GOODMAN,JANITROL | GOODMAN MANUFACTURING CO., LP. | GMH80803BNB* |  | Natural Gas, Propane Gas | Upflow, Horizontal | Non-Weatherized | 80 | 64 | 80 | 76.3 | 944 | 47 | Yes | No
5012608 | Active | GOODMAN,JANITROL | GOODMAN MANUFACTURING CO., LP. | GMH80803BXB* |  | Natural Gas, Propane Gas | Upflow, Horizontal | Non-Weatherized | 80 | 64 | 80 | 76.3 | 944 | 47 | Yes | No
6647982 | Active | DAIKIN | DAIKIN MANUFACTURING COMPANY, L.P. | DM80HS0803BX |  | Natural Gas, Propane Gas | Upflow, Horizontal | Non-Weatherized | 80 | 64 | 80 | 76.3 | 944 | 47 |  | No
5012609 | Active | GOODMAN,JANITROL | GOODMAN MANUFACTURING CO., LP. | GMH80804BNB* |  | Natural Gas, Propane Gas | Upflow, Horizontal | Non-Weatherized | 80 | 64 | 80 | 78.9 | 313 | 46 | Yes | No | AMACF
5012610 | Active | GOODMAN | GOODMAN MANUFACTURING CO., LP. | GMH80804BXB* |  | Natural Gas, Propane Gas | Upflow, Horizontal | Non-Weatherized | 80 | 64 | 80 | 78.9 | 313 | 46 | Yes | No | AMACF
6647983 | Active | DAIKIN | DAIKIN MANUFACTURING COMPANY, L.P. | DM80HS0804BX |  | Natural Gas, Propane Gas | Upflow, Horizontal | Non-Weatherized | 80 | 64 | 80 | 78.9 | 313 | 46 |  | No | AMACF
5012611 | Active | GOODMAN,JANITROL | GOODMAN MANUFACTURING CO., LP. | GMH81005CNB* |  | Natural Gas, Propane Gas | Upflow, Horizontal | Non-Weatherized | 100 | 80 | 80 | 96.7 | 835 | 57 | Yes | No
5012612 | Active | GOODMAN | GOODMAN MANUFACTURING CO., LP. | GMH81005CXB* |  | Natural Gas, Propane Gas | Upflow, Horizontal | Non-Weatherized | 100 | 80 | 80 | 96.7 | 835 | 57 | Yes | No
6647984 | Active | DAIKIN | DAIKIN MANUFACTURING COMPANY, L.P. | DM80HS1005CX |  | Natural Gas, Propane Gas | Upflow, Horizontal | Non-Weatherized | 100 | 80 | 80 | 96.7 | 835 | 57 |  | No
5012613 | Active | GOODMAN,JANITROL | GOODMAN MANUFACTURING CO., LP. | GMH81205DNB* |  | Natural Gas, Propane Gas | Upflow, Horizontal | Non-Weatherized | 120 | 96 | 80 | 115.3 | 1180 | 54 | Yes | No
5012614 | Active | GOODMAN | GOODMAN MANUFACTURING CO., LP. | GMH81205DXB* |  | Natural Gas, Propane Gas | Upflow, Horizontal | Non-Weatherized | 120 | 96 | 80 | 115.3 | 1180 | 54 | Yes | No
6647985 | Active | DAIKIN | DAIKIN MANUFACTURING COMPANY, L.P. | DM80HS1205DX |  | Natural Gas, Propane Gas | Upflow, Horizontal | Non-Weatherized | 120 | 96 | 80 | 115.3 | 1180 | 54 |  | No
5012615 | Active | GOODMAN | GOODMAN MANUFACTURING CO., LP. | GME80603BXB* |  | Natural Gas, Propane Gas | Upflow, Horizontal | Non-Weatherized | 60 | 48 | 80 | 58.5 | 420 | 50 | Yes | Yes
6647986 | Active | DAIKIN | DAIKIN MANUFACTURING COMPANY, L.P. | DM80HE0603BX |  | Natural Gas, Propane Gas | Upflow, Horizontal | Non-Weatherized | 60 | 48 | 80 | 58.5 | 420 | 50 |  | Yes
6647987 | Active | AMANA | AMANA HEATING AND AIR CONDITIONING | AMEH800603BX |  | Natural Gas, Propane Gas | Upflow, Horizontal | Non-Weatherized | 60 | 48 | 80 | 58.5 | 420 | 50 |  | Yes
5012616 | Active | GOODMAN | GOODMAN MANUFACTURING CO., LP. | GME80603BNB* |  | Natural Gas, Propane Gas | Upflow, Horizontal | Non-Weatherized | 60 | 48 | 80 | 58.5 | 420 | 50 | Yes | Yes
6647988 | Active | DAIKIN | DAIKIN MANUFACTURING COMPANY, L.P. | DM80HE0603BN |  | Natural Gas, Propane Gas | Upflow, Horizontal | Non-Weatherized | 60 | 48 | 80 | 58.5 | 420 | 50 |  | Yes
6647989 | Active | AMANA | AMANA HEATING AND AIR CONDITIONING | AMEH800603BN |  | Natural Gas, Propane Gas | Upflow, Horizontal | Non-Weatherized | 60 | 48 | 80 | 58.5 | 420 | 50 |  | Yes
5012617 | Active | GOODMAN | GOODMAN MANUFACTURING CO., LP. | GME80805CXB* |  | Natural Gas, Propane Gas | Upflow, Horizontal | Non-Weatherized | 80 | 64 | 80 | 78.3 | 462 | 66 | Yes | Yes | AMACF
6647990 | Active | DAIKIN | DAIKIN MANUFACTURING COMPANY, L.P. | DM80HE0805CX |  | Natural Gas, Propane Gas | Upflow, Horizontal | Non-Weatherized | 80 | 64 | 80 | 78.3 | 462 | 66 |  | Yes | AMACF
6647991 | Active | AMANA | AMANA HEATING AND AIR CONDITIONING | AMEH800805CX |  | Natural Gas, Propane Gas | Upflow, Horizontal | Non-Weatherized | 80 | 64 | 80 | 78.3 | 462 | 66 |  | Yes | AMACF
5012618 | Active | GOODMAN | GOODMAN MANUFACTURING CO., LP. | GME80805CNB* |  | Natural Gas, Propane Gas | Upflow, Horizontal | Non-Weatherized | 80 | 64 | 80 | 78.3 | 462 | 66 | Yes | Yes | AMACF
6647992 | Active | DAIKIN | DAIKIN MANUFACTURING COMPANY, L.P. | DM80HE0805CN |  | Natural Gas, Propane Gas | Upflow, Horizontal | Non-Weatherized | 80 | 64 | 80 | 78.3 | 462 | 66 |  | Yes | AMACF
6647993 | Active | AMANA | AMANA HEATING AND AIR CONDITIONING | AMEH800805CN |  | Natural Gas, Propane Gas | Upflow, Horizontal | Non-Weatherized | 80 | 64 | 80 | 78.3 | 462 | 66 |  | Yes | AMACF
5039399 | Active | CARRIER | CARRIER CORPORATION | 59SC5A040S14--10 | Yes | Natural Gas, Propane | Upflow, Downflow, Horizontal | Non-Weatherized | 40 | 39 | 95.5 | 32.3 | 417 | 42 | Yes | No | AFUE
7126002 | Active | BRYANT | BRYANT HEATING & COOLING SYSTEMS | 314JAV066110 |  | Natural Gas, Propane Gas | Upflow, Downflow, Horizontal | Non-Weatherized | 110 | 89 | 80 | 94.6 | 519 | 106 |  | Yes | AMACF
5039424 | Active | PAYNE | PAYNE HEATING & COOLING | PG95SAS30040A | Yes | Natural Gas, Propane | Upflow, Downflow, Horizontal | Non-Weatherized | 40 | 39 | 95.5 | 32.3 | 417 | 42 |  | No | AFUE
5039400 | Active | CARRIER | CARRIER CORPORATION | 59SC5A060S14--10 | Yes | Natural Gas, Propane | Upflow, Downflow, Horizontal | Non-Weatherized | 60 | 58 | 95.5 | 48.6 | 559 | 52 | Yes | No | AFUE
7126006 | Active | BRYANT | BRYANT HEATING & COOLING SYSTEMS | 314JAV066135 |  | Natural Gas, Propane Gas | Upflow, Downflow, Horizontal | Non-Weatherized | 132 | 107 | 80 | 113.4 | 656 | 112 |  | Yes | AMACF
5039401 | Active | CARRIER | CARRIER CORPORATION | 59SC5A060S17--14 | Yes | Natural Gas, Propane | Upflow, Downflow, Horizontal | Non-Weatherized | 60 | 58 | 95.5 | 48.3 | 636 | 53 | Yes | No | AFUE
2009885 | Active | THE PLUS 80V | BRYANT HEATING & COOLING SYSTEMS | 315AAV036070 |  | Natural Gas,Propane Gas | Upflow,Downflow,Horizontal | Non-Weatherized | 66 | 54 | 80 | 57.5 | 162 | 25 |  | Yes | AMACF
5039425 | Active | PAYNE | PAYNE HEATING & COOLING | PG95SAS42060B | Yes | Natural Gas, Propane | Upflow, Downflow, Horizontal | Non-Weatherized | 60 | 58 | 95.5 | 48.3 | 636 | 53 |  | No | AFUE
5039402 | Active | CARRIER | CARRIER CORPORATION | 59SC5A080S17--16 | Yes | Natural Gas, Propane | Upflow, Downflow, Horizontal | Non-Weatherized | 80 | 78 | 95.5 | 80.8 | 946 | 52 | Yes | No | AFUE
2009886 | Active | THE PLUS 80V | BRYANT HEATING & COOLING SYSTEMS | 315AAV048090 |  | Natural Gas,Propane Gas | Upflow,Downflow,Horizontal | Non-Weatherized | 88 | 71 | 80 | 77.9 | 226 | 29 |  | Yes | AMACF
5039426 | Active | PAYNE | PAYNE HEATING & COOLING | PG95SAS48080B | Yes | Natural Gas, Propane | Upflow, Downflow, Horizontal | Non-Weatherized | 80 | 78 | 95.5 | 80.8 | 946 | 52 |  | No | AFUE
5039403 | Active | CARRIER | CARRIER CORPORATION | 59SC5A080S21--20 | Yes | Natural Gas, Propane | Upflow, Downflow, Horizontal | Non-Weatherized | 80 | 78 | 95.5 | 80.7 | 982 | 52 | Yes | No | AFUE
2009884 | Active | THE PLUS 80V | BRYANT HEATING & COOLING SYSTEMS | 315AAV060110 |  | Natural Gas,Propane Gas | Upflow,Downflow,Horizontal | Non-Weatherized | 110 | 90 | 80 | 93.7 | 398 | 33 |  | Yes | AMACF
5039427 | Active | PAYNE | PAYNE HEATING & COOLING | PG95SAS60080C | Yes | Natural Gas, Propane | Upflow, Downflow, Horizontal | Non-Weatherized | 80 | 78 | 95.5 | 80.7 | 982 | 52 |  | No | AFUE
5039404 | Active | CARRIER | CARRIER CORPORATION | 59SC5A100S21--14 | Yes | Natural Gas, Propane | Upflow, Downflow, Horizontal | Non-Weatherized | 100 | 97 | 95.5 | 96.7 | 1205 | 53 | Yes | No | AFUE
2009887 | Active | THE PLUS 80V | BRYANT HEATING & COOLING SYSTEMS | 315AAV066135 |  | Natural Gas, Propane Gas | Upflow, Downflow, Horizontal | Non-Weatherized | 132 | 107 | 80 | 114.3 | 663 | 31 |  | Yes
5039428 | Active | PAYNE | PAYNE HEATING & COOLING | PG95SAS42100C | Yes | Natural Gas, Propane | Upflow, Downflow, Horizontal | Non-Weatherized | 100 | 97 | 95.5 | 96.7 | 1205 | 53 |  | No | AFUE
5039405 | Active | CARRIER | CARRIER CORPORATION | 59SC5A100S21--20 | Yes | Natural Gas, Propane | Upflow, Downflow, Horizontal | Non-Weatherized | 100 | 97 | 95.5 | 96.7 | 1198 | 53 | Yes | No | AFUE
2009888 | Active | THE PLUS 80V | BRYANT HEATING & COOLING SYSTEMS | 315AAV066155 |  | Natural Gas, Propane Gas | Upflow, Downflow, Horizontal | Non-Weatherized | 154 | 125 | 80 | 134 | 662 | 42 |  | Yes
5039429 | Active | PAYNE | PAYNE HEATING & COOLING | PG95SAS60100C | Yes | Natural Gas, Propane | Upflow, Downflow, Horizontal | Non-Weatherized | 100 | 97 | 95.5 | 96.7 | 1198 | 53 |  | No | AFUE
5039406 | Active | CARRIER | CARRIER CORPORATION | 59SC5A120S24--20 | Yes | Natural Gas, Propane | Upflow, Downflow, Horizontal | Non-Weatherized | 120 | 117 | 95.5 | 112.8 | 1379 | 62 | Yes | No | AFUE
2009879 | Active | THE PLUS 80V | BRYANT HEATING & COOLING SYSTEMS | 315JAV036070 |  | Natural Gas,Propane Gas | Upflow | Non-Weatherized | 66 | 54 | 80 | 57.5 | 162 | 25 |  | Yes | AMACF
5039430 | Active | PAYNE | PAYNE HEATING & COOLING | PG95SAS60120D | Yes | Natural Gas, Propane | Upflow, Downflow, Horizontal | Non-Weatherized | 120 | 117 | 95.5 | 112.8 | 1379 | 62 |  | No | AFUE
5039407 | Active | CARRIER | CARRIER CORPORATION | 59SC5A140S24--20 | Yes | Natural Gas, Propane | Upflow, Downflow, Horizontal | Non-Weatherized | 140 | 135 | 95.5 | 128.9 | 1563 | 63 | Yes | No | AFUE
2009883 | Active | THE PLUS 80V | BRYANT HEATING & COOLING SYSTEMS | 315JAV036070* |  | Natural Gas,Propane Gas | Downflow,Horizontal | Non-Weatherized | 63 | 51 | 80 | 57.4 | 160 | 25 |  | Yes | AMACF
5039431 | Active | PAYNE | PAYNE HEATING & COOLING | PG95SAS60140D | Yes | Natural Gas, Propane | Upflow, Downflow, Horizontal | Non-Weatherized | 140 | 135 | 95.5 | 128.9 | 1563 | 63 |  | No | AFUE
5039432 | Active | COMFORTMAKER, AIRQUEST, ARCOAIRE, DAY & NIGHT, HEIL, ICP COMMERCIAL, KEEPRITE, KENMORE, MARATHERM, TEMPSTAR | INTERNATIONAL COMFORT PRODUCTS | N9MSE0401410A | Yes | Natural Gas, Propane | Upflow, Downflow, Horizontal | Non-Weatherized | 40 | 39 | 95.5 | 32.3 | 417 | 42 | Yes | No | AFUE
5039433 | Active | COMFORTMAKER, AIRQUEST, ARCOAIRE, DAY & NIGHT, HEIL, ICP COMMERCIAL, KEEPRITE, KENMORE, MARATHERM, TEMPSTAR | INTERNATIONAL COMFORT PRODUCTS | N9MSE0601410A | Yes | Natural Gas, Propane | Upflow, Downflow, Horizontal | Non-Weatherized | 60 | 58 | 95.5 | 48.6 | 559 | 52 | Yes | No | AFUE
5039434 | Active | COMFORTMAKER, AIRQUEST, ARCOAIRE, DAY & NIGHT, HEIL, ICP COMMERCIAL, KEEPRITE, KENMORE, MARATHERM, TEMPSTAR | INTERNATIONAL COMFORT PRODUCTS | N9MSE0601714A | Yes | Natural Gas, Propane | Upflow, Downflow, Horizontal | Non-Weatherized | 60 | 58 | 95.5 | 48.3 | 636 | 53 | Yes | No | AFUE
5039435 | Active | COMFORTMAKER, AIRQUEST, ARCOAIRE, DAY & NIGHT, HEIL, ICP COMMERCIAL, KEEPRITE, KENMORE, MARATHERM, TEMPSTAR | INTERNATIONAL COMFORT PRODUCTS | N9MSE0801716A | Yes | Natural Gas, Propane | Upflow, Downflow, Horizontal | Non-Weatherized | 80 | 78 | 95.5 | 80.8 | 946 | 52 | Yes | No | AFUE
5039436 | Active | COMFORTMAKER, AIRQUEST, ARCOAIRE, DAY & NIGHT, HEIL, ICP COMMERCIAL, KEEPRITE, KENMORE, MARATHERM, TEMPSTAR | INTERNATIONAL COMFORT PRODUCTS | N9MSE0802120A | Yes | Natural Gas, Propane | Upflow, Downflow, Horizontal | Non-Weatherized | 80 | 78 | 95.5 | 80.7 | 982 | 52 | Yes | No | AFUE
5039437 | Active | COMFORTMAKER, AIRQUEST, ARCOAIRE, DAY & NIGHT, HEIL, ICP COMMERCIAL, KEEPRITE, KENMORE, MARATHERM, TEMPSTAR | INTERNATIONAL COMFORT PRODUCTS | N9MSE1002114A | Yes | Natural Gas, Propane | Upflow, Downflow, Horizontal | Non-Weatherized | 100 | 97 | 95.5 | 96.7 | 1205 | 53 | Yes | No | AFUE
5039438 | Active | COMFORTMAKER, AIRQUEST, ARCOAIRE, DAY & NIGHT, HEIL, ICP COMMERCIAL, KEEPRITE, KENMORE, MARATHERM, TEMPSTAR | INTERNATIONAL COMFORT PRODUCTS | N9MSE1002120A | Yes | Natural Gas, Propane | Upflow, Downflow, Horizontal | Non-Weatherized | 100 | 97 | 95.5 | 96.7 | 1198 | 53 | Yes | No | AFUE
5039439 | Active | COMFORTMAKER, AIRQUEST, ARCOAIRE, DAY & NIGHT, HEIL, ICP COMMERCIAL, KEEPRITE, KENMORE, MARATHERM, TEMPSTAR | INTERNATIONAL COMFORT PRODUCTS | N9MSE1202420A | Yes | Natural Gas, Propane | Upflow, Downflow, Horizontal | Non-Weatherized | 120 | 117 | 95.5 | 112.8 | 1379 | 62 | Yes | No | AFUE
5039440 | Active | COMFORTMAKER, AIRQUEST, ARCOAIRE, DAY & NIGHT, HEIL, ICP COMMERCIAL, KEEPRITE, KENMORE, MARATHERM, TEMPSTAR | INTERNATIONAL COMFORT PRODUCTS | N9MSE1402420A | Yes | Natural Gas, Propane | Upflow, Downflow, Horizontal | Non-Weatherized | 140 | 135 | 95.5 | 128.9 | 1563 | 63 | Yes | No | AFUE
5039441 | Active | GRANDAIRE, ECOTEMP | INTERNATIONAL COMFORT PRODUCTS | WFSR040A030A | Yes | Natural Gas, Propane | Upflow, Downflow, Horizontal | Non-Weatherized | 40 | 39 | 95.5 | 32.3 | 417 | 42 |  | No | AFUE
5039442 | Active | GRANDAIRE, ECOTEMP | INTERNATIONAL COMFORT PRODUCTS | WFSR060B042A | Yes | Natural Gas, Propane | Upflow, Downflow, Horizontal | Non-Weatherized | 60 | 58 | 95.5 | 48.3 | 636 | 53 |  | No | AFUE
5039443 | Active | GRANDAIRE, ECOTEMP | INTERNATIONAL COMFORT PRODUCTS | WFSR080B048A | Yes | Natural Gas, Propane | Upflow, Downflow, Horizontal | Non-Weatherized | 80 | 78 | 95.5 | 80.8 | 946 | 52 |  | No | AFUE
5039444 | Active | GRANDAIRE, ECOTEMP | INTERNATIONAL COMFORT PRODUCTS | WFSR080C060A | Yes | Natural Gas, Propane | Upflow, Downflow, Horizontal | Non-Weatherized | 80 | 78 | 95.5 | 80.7 | 982 | 52 |  | No | AFUE
5039445 | Active | GRANDAIRE, ECOTEMP | INTERNATIONAL COMFORT PRODUCTS | WFSR100C042A | Yes | Natural Gas, Propane | Upflow, Downflow, Horizontal | Non-Weatherized | 100 | 97 | 95.5 | 96.7 | 1205 | 53 |  | No | AFUE
5039446 | Active | GRANDAIRE, ECOTEMP | INTERNATIONAL COMFORT PRODUCTS | WFSR100C060A | Yes | Natural Gas, Propane | Upflow, Downflow, Horizontal | Non-Weatherized | 100 | 97 | 95.5 | 96.7 | 1198 | 53 |  | No | AFUE
5039447 | Active | GRANDAIRE, ECOTEMP | INTERNATIONAL COMFORT PRODUCTS | WFSR120D060A | Yes | Natural Gas, Propane | Upflow, Downflow, Horizontal | Non-Weatherized | 120 | 117 | 95.5 | 112.8 | 1379 | 62 |  | No | AFUE
5039455 | Active | CARRIER | CARRIER CORPORATION | 59TN6A080V21--20 |  | Natural Gas, Propane | Upflow, Downflow, Horizontal | Non-Weatherized | 80 | 78 | 96.7 | 80.9 | 333 | 38 | Yes | Yes | AFUE & AMACF
2009880 | Active | THE PLUS 80V | BRYANT HEATING & COOLING SYSTEMS | 315JAV048090 |  | Natural Gas,Propane Gas | Upflow | Non-Weatherized | 88 | 71 | 80 | 77.9 | 226 | 29 |  | Yes | AMACF
5039456 | Active | CARRIER | CARRIER CORPORATION | 59TN6A100V21--22 |  | Natural Gas, Propane | Upflow, Downflow, Horizontal | Non-Weatherized | 100 | 97 | 96.1 | 96.9 | 529 | 43 | Yes | Yes | AFUE & AMACF
2009882 | Active | THE PLUS 80V | BRYANT HEATING & COOLING SYSTEMS | 315JAV048090* |  | Natural Gas,Propane Gas | Downflow,Horizontal | Non-Weatherized | 84 | 68 | 80 | 77.8 | 226 | 29 |  | Yes | AMACF
5039459 | Active | CARRIER | CARRIER CORPORATION | 59SP5A080E21--20 | Yes | Natural Gas, Propane | Upflow, Downflow, Horizontal | Non-Weatherized | 80 | 78 | 96.5 | 81.6 | 496 | 54 | Yes | Yes | AFUE & AMACF
5039460 | Active | CARRIER | CARRIER CORPORATION | 59SP5A100E21--20 | Yes | Natural Gas, Propane | Upflow, Downflow, Horizontal | Non-Weatherized | 100 | 97 | 96.3 | 97.7 | 695 | 62 | Yes | Yes | AFUE
5039486 | Active | CARRIER | CARRIER CORPORATION | A1X95-060080 | Yes | Natural Gas, Propane | Upflow, Downflow, Horizontal | Non-Weatherized | 80 | 78 | 96.2 | 81.9 | 497 | 54 | Yes | Yes | AFUE & AMACF
2009881 | Active | THE PLUS 80V | BRYANT HEATING & COOLING SYSTEMS | 315JAV060110 |  | Natural Gas,Propane Gas | Upflow | Non-Weatherized | 110 | 90 | 80 | 93.7 | 398 | 33 |  | Yes | AMACF
5039487 | Active | CARRIER | CARRIER CORPORATION | A1X95-060100 | Yes | Natural Gas, Propane | Upflow, Downflow, Horizontal | Non-Weatherized | 100 | 97 | 96.2 | 97.8 | 696 | 62 | Yes | Yes | AFUE
2009874 | Active | THE PLUS 80V | BRYANT HEATING & COOLING SYSTEMS | 315JAV060110* |  | Natural Gas,Propane Gas | Downflow,Horizontal | Non-Weatherized | 105 | 86 | 80 | 93.5 | 397 | 33 |  | Yes | AMACF
5039490 | Active | TEMPSTAR,ARCOAIRE,KENMORE | INTERNATIONAL COMFORT PRODUCTS | F9MXE0802120A | Yes | Natural Gas, Propane | Upflow, Downflow, Horizontal | Non-Weatherized | 80 | 78 | 96 | 82 | 498 | 54 | Yes | Yes | AFUE & AMACF
5039491 | Active | TEMPSTAR,ARCOAIRE,KENMORE | INTERNATIONAL COMFORT PRODUCTS | F9MXE1002120A | Yes | Natural Gas, Propane | Upflow, Downflow, Horizontal | Non-Weatherized | 100 | 97 | 96 | 98 | 697 | 62 | Yes | Yes | AFUE
5039492 | Active | HEIL,COMFORTMAKER,DAY & NIGHT,AIRQUEST,KENMORE,KEEPRITE | INTERNATIONAL COMFORT PRODUCTS | G9MXE0802120A | Yes | Natural Gas, Propane | Upflow, Downflow, Horizontal | Non-Weatherized | 80 | 78 | 96 | 82 | 498 | 54 |  | Yes | AFUE & AMACF
5039493 | Active | HEIL,COMFORTMAKER,DAY & NIGHT,AIRQUEST,KENMORE,KEEPRITE | INTERNATIONAL COMFORT PRODUCTS | G9MXE1002120A | Yes | Natural Gas, Propane | Upflow, Downflow, Horizontal | Non-Weatherized | 100 | 97 | 96 | 98 | 697 | 62 |  | Yes | AFUE
5039809 | Active | CARRIER | CARRIER CORPORATION | 59TP5A080E21--20 |  | Natural Gas, Propane | Upflow, Downflow, Horizontal | Non-Weatherized | 80 | 78 | 96.7 | 80.1 | 365 | 38 | Yes | Yes | AFUE & AMACF
5039810 | Active | CARRIER | CARRIER CORPORATION | 59TP5A100E21--20 |  | Natural Gas, Propane | Upflow, Downflow, Horizontal | Non-Weatherized | 100 | 97 | 96.1 | 96 | 484 | 43 | Yes | Yes | AFUE & AMACF
5039811 | Active | CARRIER | CARRIER CORPORATION | A2X95-060080 |  | Natural Gas, Propane | Upflow, Downflow, Horizontal | Non-Weatherized | 80 | 78 | 96.2 | 80.5 | 366 | 38 | Yes | Yes | AFUE & AMACF
2009875 | Active | THE PLUS 80V | BRYANT HEATING & COOLING SYSTEMS | 315JAV066135 |  | Natural Gas, Propane Gas | Upflow | Non-Weatherized | 132 | 107 | 80 | 114.3 | 663 | 31 |  | Yes
5039812 | Active | CARRIER | CARRIER CORPORATION | A2X95-060100 |  | Natural Gas, Propane | Upflow, Downflow, Horizontal | Non-Weatherized | 100 | 97 | 96.1 | 96 | 484 | 43 | Yes | Yes | AFUE & AMACF
2009878 | Active | THE PLUS 80V | BRYANT HEATING & COOLING SYSTEMS | 315JAV066135* |  | Natural Gas,Propane Gas | Downflow,Horizontal | Non-Weatherized | 126 | 102 | 80 | 114.1 | 662 | 31 |  | Yes | AMACF
5039815 | Active | CARRIER | CARRIER CORPORATION | A2X95-060080** |  | Natural Gas, Propane | Upflow, Downflow, Horizontal | Non-Weatherized | 80 | 78 | 95.5 | 80.5 | 366 | 38 | Yes | Yes | AFUE & AMACF
5039817 | Active | PAYNE | PAYNE HEATING & COOLING | PG95XAT60080C |  | Natural Gas, Propane | Upflow, Downflow, Horizontal | Non-Weatherized | 80 | 78 | 95.5 | 80.5 | 366 | 38 |  | Yes | AFUE & AMACF
5039816 | Active | CARRIER | CARRIER CORPORATION | A2X95-060100** |  | Natural Gas, Propane | Upflow, Downflow, Horizontal | Non-Weatherized | 100 | 97 | 95.5 | 96 | 484 | 43 | Yes | Yes | AFUE & AMACF
5039818 | Active | PAYNE | PAYNE HEATING & COOLING | PG95XAT60100C |  | Natural Gas, Propane | Upflow, Downflow, Horizontal | Non-Weatherized | 100 | 97 | 95.5 | 96 | 484 | 43 |  | Yes | AFUE & AMACF
5039819 | Active | TEMPSTAR,ARCOAIRE,KENMORE | INTERNATIONAL COMFORT PRODUCTS | F9MXT0802120A |  | Natural Gas, Propane | Upflow, Downflow, Horizontal | Non-Weatherized | 80 | 78 | 96 | 80.7 | 367 | 38 | Yes | Yes | AFUE & AMACF
5039820 | Active | TEMPSTAR,ARCOAIRE,KENMORE | INTERNATIONAL COMFORT PRODUCTS | F9MXT1002120A |  | Natural Gas, Propane | Upflow, Downflow, Horizontal | Non-Weatherized | 100 | 97 | 96 | 96.1 | 485 | 43 | Yes | Yes | AFUE & AMACF
5039821 | Active | HEIL,COMFORTMAKER,DAY & NIGHT,AIRQUEST,KENMORE,KEEPRITE | INTERNATIONAL COMFORT PRODUCTS | G9MXT0802120A |  | Natural Gas, Propane | Upflow, Downflow, Horizontal | Non-Weatherized | 80 | 78 | 96 | 80.7 | 367 | 38 |  | Yes | AFUE & AMACF
5039822 | Active | HEIL,COMFORTMAKER,DAY & NIGHT,AIRQUEST,KENMORE,KEEPRITE | INTERNATIONAL COMFORT PRODUCTS | G9MXT1002120A |  | Natural Gas, Propane | Upflow, Downflow, Horizontal | Non-Weatherized | 100 | 97 | 96 | 96.1 | 485 | 43 |  | Yes | AFUE & AMACF
5039827 | Active | TEMPSTAR,ARCOAIRE,KENMORE | INTERNATIONAL COMFORT PRODUCTS | F9MVT0802120A |  | Natural Gas, Propane | Upflow, Downflow, Horizontal | Non-Weatherized | 80 | 78 | 96 | 81.4 | 366 | 38 | Yes | Yes | AFUE & AMACF
5039829 | Active | HEIL,COMFORTMAKER,DAY & NIGHT,AIRQUEST,KENMORE,KEEPRITE | INTERNATIONAL COMFORT PRODUCTS | G9MVT0802120A |  | Natural Gas, Propane | Upflow, Downflow, Horizontal | Non-Weatherized | 80 | 78 | 96 | 81.4 | 366 | 38 |  | Yes | AFUE & AMACF
5039830 | Active | HEIL,COMFORTMAKER,DAY & NIGHT,AIRQUEST,KENMORE,KEEPRITE | INTERNATIONAL COMFORT PRODUCTS | G9MVT1002120A |  | Natural Gas, Propane | Upflow, Downflow, Horizontal | Non-Weatherized | 100 | 97 | 96 | 96 | 487 | 43 |  | Yes | AFUE & AMACF
5052830 | Active | CARRIER | CARRIER CORPORATION | 59MN7A060V21--20 |  | Natural Gas, Propane | Upflow, Downflow, Horizontal | Non-Weatherized | 61 | 60 | 98.5 | 62.1 | 410 | 16 | Yes | Yes | AFUE & AMACF
5052831 | Active | CARRIER | CARRIER CORPORATION | 59MN7A080V21--20 |  | Natural Gas, Propane | Upflow, Downflow, Horizontal | Non-Weatherized | 80 | 78 | 97.2 | 79 | 410 | 19 | Yes | Yes | AFUE & AMACF
5052832 | Active | CARRIER | CARRIER CORPORATION | 59MN7A100V21--22 |  | Natural Gas, Propane | Upflow, Downflow, Horizontal | Non-Weatherized | 100 | 98 | 97.3 | 94.8 | 438 | 20 | Yes | Yes | AFUE & AMACF
5053086 | Active | CARRIER | CARRIER CORPORATION | AMV98-060060 |  | Natural Gas, Propane Gas | Upflow, Downflow, Horizontal | Non-Weatherized | 61 | 60 | 98.3 | 62.2 | 411 | 16 | Yes | Yes | AFUE & AMACF
2009876 | Active | THE PLUS 80V | BRYANT HEATING & COOLING SYSTEMS | 315JAV066155 |  | Natural Gas, Propane Gas | Upflow | Non-Weatherized | 154 | 125 | 80 | 134 | 662 | 42 |  | Yes
5053087 | Active | CARRIER | CARRIER CORPORATION | AMV98-060080 |  | Natural Gas, Propane Gas | Upflow, Downflow, Horizontal | Non-Weatherized | 80 | 78 | 97 | 79.1 | 411 | 19 | Yes | Yes | AFUE & AMACF
2009877 | Active | THE PLUS 80V | BRYANT HEATING & COOLING SYSTEMS | 315JAV066155* |  | Natural Gas,Propane Gas | Downflow,Horizontal | Non-Weatherized | 147 | 119 | 80 | 133.7 | 660 | 42 |  | Yes | AMACF
5053088 | Active | CARRIER | CARRIER CORPORATION | AMV98-066100* |  | Natural Gas, Propane Gas | Upflow, Downflow, Horizontal | Non-Weatherized | 100 | 98 | 97 | 95.1 | 438 | 20 | Yes | Yes | AFUE & AMACF
7559684 | Active | BRYANT | BRYANT HEATING & COOLING SYSTEMS | 577CNWB24040A* |  | Natural Gas, Propane Gas | Downflow, Horizontal | Weatherized | 40 | 33 | 81 | 38.8 | 325 | 83 |  | Yes
5053246 | Active | TEMPSTAR,ARCOAIRE, KENMORE | INTERNATIONAL COMFORT PRODUCTS | F9MAC0602120A |  | Natural Gas, Propane Gas | Upflow, Downflow, Horizontal | Non-Weatherized | 61 | 60 | 98 | 62.4 | 412 | 16 | Yes | Yes | AFUE & AMACF
5053247 | Active | TEMPSTAR,ARCOAIRE, KENMORE | INTERNATIONAL COMFORT PRODUCTS | F9MAC0802120A |  | Natural Gas, Propane Gas | Upflow, Downflow, Horizontal | Non-Weatherized | 80 | 78 | 97 | 79.1 | 411 | 19 | Yes | Yes | AFUE & AMACF
5053248 | Active | TEMPSTAR,ARCOAIRE, KENMORE | INTERNATIONAL COMFORT PRODUCTS | F9MAC1002122A |  | Natural Gas, Propane Gas | Upflow, Downflow, Horizontal | Non-Weatherized | 100 | 98 | 97 | 95.1 | 438 | 20 | Yes | Yes | AFUE & AMACF
5053249 | Active | HEIL, COMFORTMAKER, DAY & NIGHT, AIRQUEST, KENMORE, KEEPRITE | INTERNATIONAL COMFORT PRODUCTS | G9MAC0602120A |  | Natural Gas, Propane Gas | Upflow, Downflow, Horizontal | Non-Weatherized | 61 | 60 | 98 | 62.4 | 412 | 16 |  | Yes | AFUE & AMACF
5053250 | Active | HEIL, COMFORTMAKER, DAY & NIGHT, AIRQUEST, KENMORE, KEEPRITE | INTERNATIONAL COMFORT PRODUCTS | G9MAC0802120A |  | Natural Gas, Propane Gas | Upflow, Downflow, Horizontal | Non-Weatherized | 80 | 78 | 97 | 79.1 | 411 | 19 |  | Yes | AFUE & AMACF
5053251 | Active | HEIL, COMFORTMAKER, DAY & NIGHT, AIRQUEST, KENMORE, KEEPRITE | INTERNATIONAL COMFORT PRODUCTS | G9MAC1002122A |  | Natural Gas, Propane Gas | Upflow, Downflow, Horizontal | Non-Weatherized | 100 | 98 | 97 | 95.1 | 438 | 20 |  | Yes | AFUE & AMACF
5077223 | Active | BROCK, CONFORTO | GRANBY FURNACES, INC. | KLR-E1-*067-03 |  | Oil | Upflow | Non-Weatherized | 77 | 67 | 86.8 | 73.3 | 796 | 122 | Yes | No
5077224 | Active | BROCK, CONFORTO | GRANBY FURNACES, INC. | KLR-E1-*079-03 |  | Oil | Upflow | Non-Weatherized | 91 | 80 | 87 | 91.6 | 935 | 122 | Yes | No
5077225 | Active | BROCK, CONFORTO | GRANBY FURNACES, INC. | KLR-E1-*91-03 |  | Oil | Upflow | Non-Weatherized | 105 | 91 | 86.2 | 92.4 | 911 | 135 | Yes | No
5077227 | Active | BROCK, CONFORTO | GRANBY FURNACES, INC. | KLR-G2-*090-03 |  | Oil | Upflow | Non-Weatherized | 105 | 92 | 86.8 | 91.5 | 902 | 210 | Yes | No
5077229 | Active | BROCK, CONFORTO | GRANBY FURNACES, INC. | KLR-G2-*078-03 |  | Oil | Upflow | Non-Weatherized | 91 | 80 | 87.1 | 91.1 | 972 | 210 | Yes | No
5077230 | Active | BROCK, CONFORTO | GRANBY FURNACES, INC. | KLR-G2-*066-03 |  | Oil | Upflow | Non-Weatherized | 77 | 67 | 87 | 72.9 | 800 | 197 | Yes | No
5077231 | Active | BROCK, CONFORTO | GRANBY FURNACES, INC. | KLR-E3-*139-05 |  | Oil | Upflow | Non-Weatherized | 161 | 140 | 86.8 | 147 | 1675 | 180 | Yes | No
5077233 | Active | BROCK, CONFORTO | GRANBY FURNACES, INC. | KLR-E3-*127-05 |  | Oil | Upflow | Non-Weatherized | 147 | 129 | 87.4 | 127.6 | 1468 | 187 | Yes | No
5077234 | Active | BROCK, CONFORTO | GRANBY FURNACES, INC. | KLR-E3-*109-05 |  | Oil | Upflow | Non-Weatherized | 126 | 111 | 88 | 108.6 | 1468 | 187 | Yes | No
5077235 | Active | BROCK, CONFORTO | GRANBY FURNACES, INC. | KLR-G2-*132-05 |  | Oil | Upflow | Non-Weatherized | 154 | 134 | 86.5 | 147.3 | 1724 | 210 | Yes | No
5077236 | Active | BROCK, CONFORTO | GRANBY FURNACES, INC. | KLR-G2-*119-05 |  | Oil | Upflow | Non-Weatherized | 140 | 123 | 87.3 | 127.7 | 1443 | 203 | Yes | No
5077237 | Active | BROCK, CONFORTO | GRANBY FURNACES, INC. | KLR-G2-*102-05 |  | Oil | Upflow | Non-Weatherized | 119 | 105 | 87.8 | 108.7 | 1382 | 204 | Yes | No
5077238 | Active | BROCK, CONFORTO | GRANBY FURNACES, INC. | KHM-E1-*067-03 |  | Oil | Upflow,Downflow,Horizontal | Non-Weatherized | 77 | 67 | 86.5 | 73.5 | 740 | 151 | Yes | No
5077239 | Active | BROCK, CONFORTO | GRANBY FURNACES, INC. | KHM-E1-*079-03 |  | Oil | Upflow,Downflow,Horizontal | Non-Weatherized | 91 | 79 | 86.8 | 91.7 | 914 | 137 | Yes | No
5077240 | Active | BROCK, CONFORTO | GRANBY FURNACES, INC. | KHM-E1-*091-03 |  | Oil | Upflow,Downflow,Horizontal | Non-Weatherized | 105 | 91 | 86.3 | 92.2 | 859 | 162 | Yes | No
5077241 | Active | BROCK, CONFORTO | GRANBY FURNACES, INC. | KHM-G2-*066-03 |  | Oil | Upflow,Downflow,Horizontal | Non-Weatherized | 77 | 68 | 87.3 | 72.6 | 786 | 204 | Yes | No
5077242 | Active | BROCK, CONFORTO | GRANBY FURNACES, INC. | KHM-G2-*078-03 |  | Oil | Upflow,Downflow,Horizontal | Non-Weatherized | 91 | 80 | 87.6 | 90.7 | 998 | 207 | Yes | No
5077243 | Active | BROCK, CONFORTO | GRANBY FURNACES, INC. | KHM-G2-*090-03 |  | Oil | Upflow,Downflow,Horizontal | Non-Weatherized | 105 | 92 | 87.5 | 90.8 | 841 | 204 | Yes | No
5077244 | Active | BROCK, CONFORTO | GRANBY FURNACES, INC. | KHM-E3-*109-05 |  | Oil | Upflow,Downflow,Horizontal | Non-Weatherized | 126 | 111 | 87.5 | 109.3 | 1160 | 161 | Yes | No
5077250 | Active | BROCK, CONFORTO | GRANBY FURNACES, INC. | KHM-E3-*127-05 |  | Oil | Upflow,Downflow,Horizontal | Non-Weatherized | 147 | 128 | 86.6 | 128.8 | 1423 | 179 | Yes | No
5077251 | Active | BROCK, CONFORTO | GRANBY FURNACES, INC. | KHM-E3-*139-05 |  | Oil | Upflow,Downflow,Horizontal | Non-Weatherized | 161 | 140 | 86.9 | 146.9 | 1407 | 161 | Yes | No
5077252 | Active | BROCK, CONFORTO | GRANBY FURNACES, INC. | KHM-G2-*119-05 |  | Oil | Upflow,Downflow,Horizontal | Non-Weatherized | 140 | 124 | 88.1 | 126.5 | 1445 | 202 | Yes | No
5077253 | Active | BROCK, CONFORTO | GRANBY FURNACES, INC. | KHM-G2-*102-05 |  | Oil | Upflow,Downflow,Horizontal | Non-Weatherized | 119 | 104 | 87.2 | 109.5 | 1274 | 203 | Yes | No
5077254 | Active | BROCK, CONFORTO | GRANBY FURNACES, INC. | KHM-G2-*132-05 |  | Oil | Upflow,Downflow,Horizontal | Non-Weatherized | 154 | 135 | 87.3 | 146 | 1414 | 201 | Yes | No
5077266 | Active | THERMO PRIDE | THERMO PRODUCTS, INC. | CHX3-75N |  | Natural Gas | Upflow | Non-Weatherized | 75 | 71 | 94.5 | 66.8 | 168 | 93 | Yes | Yes | AMACF
5077267 | Active | THERMO PRIDE | THERMO PRODUCTS, INC. | CHX3-100N |  | Natural Gas | Upflow | Non-Weatherized | 100 | 95 | 94.4 | 99.6 | 328 | 95 | Yes | Yes | AMACF
5077268 | Active | THERMO PRIDE | THERMO PRODUCTS, INC. | CHX3-125N |  | Natural Gas | Upflow | Non-Weatherized | 127 | 117 | 95 | 115 | 341 | 97 | Yes | Yes | AFUE & AMACF
5077269 | Active | THERMO PRIDE | THERMO PRODUCTS, INC. | CDX3-75N |  | Natural Gas | Downflow | Non-Weatherized | 75 | 71 | 92.6 | 68 | 161 | 91 | Yes | Yes | AMACF
5077270 | Active | THERMO PRIDE | THERMO PRODUCTS, INC. | CDX3-100N |  | Natural Gas | Downflow | Non-Weatherized | 100 | 94 | 92.6 | 101 | 309 | 97 | Yes | Yes | AMACF
5077271 | Active | THERMO PRIDE | THERMO PRODUCTS, INC. | CDX3-125N |  | Natural Gas | Downflow | Non-Weatherized | 125 | 116 | 92.3 | 118 | 364 | 96 | Yes | Yes | AMACF
5077272 | Active | THERMO PRIDE | THERMO PRODUCTS, INC. | OME72-D36 | Yes | Oil | Downflow | Non-Weatherized | 85 | 72 | 86 | 72.2 | 621 | 126 | Yes | No
5123948 | Discontinued | RHEEM, RUUD | RHEEM SALES COMPANY, INC. | RRNL-C060JK10E |  | Natural Gas,Propane Gas | Downflow,Horizontal | Weatherized | 100 | 77 | 80 | 97.8 | 616 | 75 | Yes | Yes | AMACF
5123949 | Discontinued | RHEEM, RUUD | RHEEM SALES COMPANY, INC. | RRNL-C060JK10X |  | Natural Gas,Propane Gas | Downflow,Horizontal | Weatherized | 100 | 77 | 80 | 97.8 | 616 | 75 | Yes | Yes | AMACF
5156908 | Active | BROAN, INTERTHERM, LIFESTYLE, MAYTAG, MILLER | NORDYNE, LLC. | CMF2 65 PG CONVERTIBLE | Yes | Natural Gas,Propane Gas | Downflow | Non-Weatherized | 65 | 49 | 75 | 56.2 | 486 | 45 | Yes | No
5156909 | Active | BROAN, INTERTHERM, LIFESTYLE, MAYTAG, MILLER | NORDYNE, LLC. | CMF2 65 PO CONVERTIBLE | Yes | Oil | Downflow | Non-Weatherized | 65 | 53 | 80 | 52.8 | 466 | 110 | Yes | No
5156910 | Active | BROAN, INTERTHERM, LIFESTYLE, MAYTAG, MILLER | NORDYNE, LLC. | CMF2 80 PG CONVERTIBLE | Yes | Natural Gas,Propane Gas | Downflow | Non-Weatherized | 75 | 56 | 75 | 55.8 | 587 | 52 | Yes | No
5156911 | Active | BROAN, INTERTHERM, LIFESTYLE, MAYTAG, MILLER | NORDYNE, LLC. | CMF2 80 PO CONVERTIBLE | Yes | Oil | Downflow | Non-Weatherized | 75 | 60 | 80 | 77.1 | 521 | 108 | Yes | No
5156912 | Active | BROAN, INTERTHERM, LIFESTYLE, MAYTAG, MILLER | NORDYNE, LLC. | CMF2 85 PG CONVERTIBLE | Yes | Natural Gas,Propane Gas | Downflow | Non-Weatherized | 85 | 65 | 75 | 74.7 | 690 | 40 | Yes | No
5156913 | Active | BROAN, INTERTHERM, LIFESTYLE, MAYTAG, MILLER | NORDYNE, LLC. | CMF2 85 PO CONVERTIBLE | Yes | Oil | Downflow | Non-Weatherized | 85 | 70 | 80 | 70.2 | 642 | 120 | Yes | No
5156914 | Active | BROAN, INTERTHERM, LIFESTYLE, MAYTAG, MILLER | NORDYNE, LLC. | CMF95 045 | Yes | Natural Gas,Propane Gas | Downflow | Non-Weatherized | 45 | 43 | 95.1 | 43.5 | 761 | 117 | Yes | No | AFUE
5156915 | Active | BROAN, INTERTHERM, LIFESTYLE, MAYTAG, MILLER | NORDYNE, LLC. | CMF95 072 | Yes | Natural Gas,Propane Gas | Downflow | Non-Weatherized | 72 | 68 | 95.1 | 58.5 | 826 | 112 | Yes | No | AFUE
5156916 | Discontinued | BROAN, FRIGIDAIRE, INTERTHERM, MILLER, NUTONE, PHILCO, TAPPAN, WESTINGHOUSE | NORDYNE, LLC. | DF6SF-X24K080CA |  | Natural Gas,Propane Gas | Downflow,Horizontal | Weatherized | 80 | 64 | 80 | 76.9 | 299 | 40 | Yes | Yes
5158283 | Discontinued | MAYTAG | NORDYNE, LLC. | PDF2SFX24K080CA |  | Natural Gas,Propane Gas | Downflow,Horizontal | Weatherized | 80 | 64 | 80 | 76.9 | 299 | 40 |  | Yes
5156917 | Discontinued | BROAN, FRIGIDAIRE, INTERTHERM, MILLER, NUTONE, PHILCO, TAPPAN, WESTINGHOUSE | NORDYNE, LLC. | DF6SF-X36K100CA |  | Natural Gas,Propane Gas | Downflow,Horizontal | Weatherized | 100 | 80 | 80 | 96.4 | 390 | 52 | Yes | Yes
5158284 | Discontinued | MAYTAG | NORDYNE, LLC. | PDF2SFX36K100CA |  | Natural Gas,Propane Gas | Downflow,Horizontal | Weatherized | 100 | 80 | 80 | 96.4 | 390 | 52 |  | Yes
5156918 | Discontinued | BROAN, FRIGIDAIRE, INTERTHERM, MILLER, NUTONE, PHILCO, TAPPAN, WESTINGHOUSE | NORDYNE, LLC. | DF6SF-X48K120CA |  | Natural Gas,Propane Gas | Downflow,Horizontal | Weatherized | 120 | 96 | 80 | 114.7 | 467 | 54 | Yes | Yes
5158285 | Discontinued | MAYTAG | NORDYNE, LLC. | PDF2SFX48K120CA |  | Natural Gas,Propane Gas | Downflow,Horizontal | Weatherized | 120 | 96 | 80 | 114.7 | 467 | 54 |  | Yes
5156919 | Active | BROAN, FRIGIDAIRE, NUTONE, PHILCO, TAPPAN, WESTINGHOUSE, ANSWER AIRE, BLUE DOT, BROTHERS SELECT, COLUMBUS WORTHINGTON AIR, FIRE & ICE, GOLDEN RULE, GROGGS HEATING & AC, JAMES RIVER, OLIVER, PEADEN | NORDYNE, LLC. | FG7MQ 060*-VB |  | Natural Gas,Propane Gas | Upflow,Horizontal | Non-Weatherized | 60 | 58 | 97 | 47.2 | 324 | 91 | Yes | Yes | AFUE & AMACF
5158287 | Active | MAYTAG | NORDYNE, LLC. | PGC2MQ 060*-VB |  | Natural Gas,Propane Gas | Upflow,Horizontal | Non-Weatherized | 60 | 58 | 97 | 47.2 | 324 | 91 |  | Yes | AFUE & AMACF
5175322 | Active | AABEL, AC PRO, CENTURY COMFORT PLUS, CLIMATE STAR, COOL SOLUTIONS, COWBOYS, ECOLOGIC AIR, EVANS MECHANICAL, GROGGS HEATING & AC, MAXIMUM AIR, MCCOWN, PEADEN, SETTLE-COMFORT | NORDYNE, LLC. | KG7MQ 060*-VB |  | Natural Gas,Propane Gas | Upflow,Horizontal | Non-Weatherized | 60 | 58 | 97 | 47.2 | 324 | 91 |  | Yes | AFUE & AMACF
5156920 | Active | BROAN, FRIGIDAIRE, NUTONE, PHILCO, TAPPAN, WESTINGHOUSE, ANSWER AIRE, BLUE DOT, BROTHERS SELECT, COLUMBUS WORTHINGTON AIR, FIRE & ICE, GOLDEN RULE, GROGGS HEATING & AC, JAMES RIVER, OLIVER, PEADEN | NORDYNE, LLC. | FG7MQ 080*-VC |  | Natural Gas,Propane Gas | Upflow,Horizontal | Non-Weatherized | 80 | 77 | 97.2 | 78.7 | 457 | 75 | Yes | Yes | AFUE & AMACF
5158288 | Active | MAYTAG | NORDYNE, LLC. | PGC2MQ 080*-VC |  | Natural Gas,Propane Gas | Upflow,Horizontal | Non-Weatherized | 80 | 77 | 97.2 | 78.7 | 457 | 75 |  | Yes | AFUE & AMACF
5175319 | Active | AABEL, AC PRO, CENTURY COMFORT PLUS, CLIMATE STAR, COOL SOLUTIONS, COWBOYS, ECOLOGIC AIR, EVANS MECHANICAL, GROGGS HEATING & AC, MAXIMUM AIR, MCCOWN, PEADEN, SETTLE-COMFORT | NORDYNE, LLC. | KG7MQ 080*-VC |  | Natural Gas,Propane Gas | Upflow,Horizontal | Non-Weatherized | 80 | 77 | 97.2 | 78.7 | 457 | 75 |  | Yes | AFUE & AMACF
5156921 | Active | BROAN, FRIGIDAIRE, NUTONE, PHILCO, TAPPAN, WESTINGHOUSE, ANSWER AIRE, BLUE DOT, BROTHERS SELECT, COLUMBUS WORTHINGTON AIR, FIRE & ICE, GOLDEN RULE, GROGGS HEATING & AC, JAMES RIVER, OLIVER, PEADEN | NORDYNE, LLC. | FG7MQ 100*-VC |  | Natural Gas,Propane Gas | Upflow,Horizontal | Non-Weatherized | 100 | 97 | 97.4 | 92.8 | 438 | 89 | Yes | Yes | AFUE & AMACF
5158289 | Active | MAYTAG | NORDYNE, LLC. | PGC2MQ 100*-VC |  | Natural Gas,Propane Gas | Upflow,Horizontal | Non-Weatherized | 100 | 97 | 97.4 | 92.8 | 438 | 89 |  | Yes | AFUE & AMACF
5175320 | Active | AABEL, AC PRO, CENTURY COMFORT PLUS, CLIMATE STAR, COOL SOLUTIONS, COWBOYS, ECOLOGIC AIR, EVANS MECHANICAL, GROGGS HEATING & AC, MAXIMUM AIR, MCCOWN, PEADEN, SETTLE-COMFORT | NORDYNE, LLC. | KG7MQ 100*-VC |  | Natural Gas,Propane Gas | Upflow,Horizontal | Non-Weatherized | 100 | 97 | 97.4 | 92.8 | 438 | 89 |  | Yes | AFUE & AMACF
5156922 | Active | BROAN, FRIGIDAIRE, NUTONE, PHILCO, TAPPAN, WESTINGHOUSE, ANSWER AIRE, BLUE DOT, BROTHERS SELECT, COLUMBUS WORTHINGTON AIR, FIRE & ICE, GOLDEN RULE, GROGGS HEATING & AC, JAMES RIVER, OLIVER, PEADEN | NORDYNE, LLC. | FG7MQ 120*-VD |  | Natural Gas,Propane Gas | Upflow,Horizontal | Non-Weatherized | 120 | 116 | 97 | 105.7 | 661 | 67 | Yes | Yes | AFUE & AMACF
5158290 | Active | MAYTAG | NORDYNE, LLC. | PGC2MQ 120*-VD |  | Natural Gas,Propane Gas | Upflow,Horizontal | Non-Weatherized | 120 | 116 | 97 | 105.7 | 661 | 67 |  | Yes | AFUE & AMACF
5175321 | Active | AABEL, AC PRO, CENTURY COMFORT PLUS, CLIMATE STAR, COOL SOLUTIONS, COWBOYS, ECOLOGIC AIR, EVANS MECHANICAL, GROGGS HEATING & AC, MAXIMUM AIR, MCCOWN, PEADEN, SETTLE-COMFORT | NORDYNE, LLC. | KG7MQ 120*-VD |  | Natural Gas,Propane Gas | Upflow,Horizontal | Non-Weatherized | 120 | 116 | 97 | 105.7 | 661 | 67 |  | Yes | AFUE & AMACF
5156928 | Active | BROAN, FRIGIDAIRE, INTERTHERM, MILLER, NUTONE, PHILCO, TAPPAN, WESTINGHOUSE, ANSWER AIRE, BLUE DOT, BROTHERS SELECT, COLUMBUS WORTHINGTON AIR, FIRE & ICE, GOLDEN RULE, GROGGS HEATING & AC, JAMES RIVER, OLIVER, PEADEN | NORDYNE, LLC. | FG7SA 090*-35C |  | Natural Gas,Propane Gas | Upflow,Horizontal | Non-Weatherized | 90 | 72 | 80 | 76.1 | 1039 | 65 | Yes | No
5158170 | Active | BROAN, ELECT-AIRE, FRIGIDAIRE, GARRISON, GIBSON, KELVINATOR, NUTONE, PHILCO, TAPPAN, WESTINGHOUSE, AABEL, AC PRO, CENTURY COMFORT PLUS, CLIMATE STAR, COOL SOLUTIONS, COWBOYS, ECOLOGIC AIR, EVANS MECHANICAL, GROGGS HEATING & AC, MAXIMUM AIR, MCCOWN, PEADEN, SETTLE-COMFORT | NORDYNE, LLC. | KG7SA 090*-35C |  | Natural Gas,Propane Gas | Upflow,Horizontal | Non-Weatherized | 90 | 72 | 80 | 76.1 | 1039 | 65 |  | No
5158296 | Active | MAYTAG | NORDYNE, LLC. | MGC2SA090C35C |  | Natural Gas,Propane Gas | Upflow,Horizontal | Non-Weatherized | 90 | 72 | 80 | 76.1 | 1039 | 65 |  | No
5156929 | Active | BROAN, FRIGIDAIRE, INTERTHERM, MILLER, NUTONE, PHILCO, TAPPAN, WESTINGHOUSE, ANSWER AIRE, BLUE DOT, BROTHERS SELECT, COLUMBUS WORTHINGTON AIR, FIRE & ICE, GOLDEN RULE, GROGGS HEATING & AC, JAMES RIVER, OLIVER, PEADEN | NORDYNE, LLC. | FG7SA 108*-35C |  | Natural Gas,Propane Gas | Upflow,Horizontal | Non-Weatherized | 108 | 86 | 80 | 94 | 1540 | 76 | Yes | No
5158171 | Active | BROAN, ELECT-AIRE, FRIGIDAIRE, GARRISON, GIBSON, KELVINATOR, NUTONE, PHILCO, TAPPAN, WESTINGHOUSE, AABEL, AC PRO, CENTURY COMFORT PLUS, CLIMATE STAR, COOL SOLUTIONS, COWBOYS, ECOLOGIC AIR, EVANS MECHANICAL, GROGGS HEATING & AC, MAXIMUM AIR, MCCOWN, PEADEN, SETTLE-COMFORT | NORDYNE, LLC. | KG7SA 108*-35C |  | Natural Gas,Propane Gas | Upflow,Horizontal | Non-Weatherized | 108 | 86 | 80 | 94 | 1540 | 76 |  | No
5158297 | Active | MAYTAG | NORDYNE, LLC. | MGC2SA108C35C |  | Natural Gas,Propane Gas | Upflow,Horizontal | Non-Weatherized | 108 | 86 | 80 | 94 | 1540 | 76 |  | No
5156930 | Active | BROAN, FRIGIDAIRE, INTERTHERM, MILLER, NUTONE, PHILCO, TAPPAN, WESTINGHOUSE, ANSWER AIRE, BLUE DOT, BROTHERS SELECT, COLUMBUS WORTHINGTON AIR, FIRE & ICE, GOLDEN RULE, GROGGS HEATING & AC, JAMES RIVER, OLIVER, PEADEN | NORDYNE, LLC. | FG7SA 126*-45D |  | Natural Gas,Propane Gas | Upflow,Horizontal | Non-Weatherized | 126 | 100 | 80 | 113.2 | 1739 | 91 | Yes | No
5158172 | Active | BROAN, ELECT-AIRE, FRIGIDAIRE, GARRISON, GIBSON, KELVINATOR, NUTONE, PHILCO, TAPPAN, WESTINGHOUSE, AABEL, AC PRO, CENTURY COMFORT PLUS, CLIMATE STAR, COOL SOLUTIONS, COWBOYS, ECOLOGIC AIR, EVANS MECHANICAL, GROGGS HEATING & AC, MAXIMUM AIR, MCCOWN, PEADEN, SETTLE-COMFORT | NORDYNE, LLC. | KG7SA 126*-45D |  | Natural Gas,Propane Gas | Upflow,Horizontal | Non-Weatherized | 126 | 100 | 80 | 113.2 | 1739 | 91 |  | No
5158298 | Active | MAYTAG | NORDYNE, LLC. | MGC2SA126C45D |  | Natural Gas,Propane Gas | Upflow,Horizontal | Non-Weatherized | 126 | 100 | 80 | 113.2 | 1739 | 91 |  | No
5156931 | Active | BROAN, FRIGIDAIRE, INTERTHERM, MILLER, NUTONE, PHILCO, TAPPAN, WESTINGHOUSE, ANSWER AIRE, BLUE DOT, BROTHERS SELECT, COLUMBUS WORTHINGTON AIR, FIRE & ICE, GOLDEN RULE, GROGGS HEATING & AC, JAMES RIVER, OLIVER, PEADEN | NORDYNE, LLC. | FG7SC 038D-23A |  | Natural Gas,Propane Gas | Upflow,Horizontal | Non-Weatherized | 38 | 35 | 92.1 | 33.4 | 511 | 103 | Yes | No
5158173 | Active | BROAN, ELECT-AIRE, FRIGIDAIRE, GARRISON, GIBSON, KELVINATOR, NUTONE, PHILCO, TAPPAN, WESTINGHOUSE, AABEL, AC PRO, CENTURY COMFORT PLUS, CLIMATE STAR, COOL SOLUTIONS, COWBOYS, ECOLOGIC AIR, EVANS MECHANICAL, GROGGS HEATING & AC, MAXIMUM AIR, MCCOWN, PEADEN, SETTLE-COMFORT | NORDYNE, LLC. | KG7SC 038D-23A |  | Natural Gas,Propane Gas | Upflow,Horizontal | Non-Weatherized | 38 | 35 | 92.1 | 33.4 | 511 | 103 |  | No
5158299 | Active | MAYTAG | NORDYNE, LLC. | MGC2SC 038D-23A |  | Natural Gas,Propane Gas | Upflow,Horizontal | Non-Weatherized | 38 | 35 | 92.1 | 33.4 | 511 | 103 |  | No
5441168 | Active | AIRTEMP | NORDYNE, LLC. | VG7SC 038D-23A |  | Natural Gas,Propane Gas | Upflow,Horizontal | Non-Weatherized | 38 | 35 | 92.1 | 33.4 | 511 | 103 |  | No
5756378 | Active | COMFORT-AIRE,CENTURY | HEAT CONTROLLER, INC. | GUH92A038A3XE |  | Natural Gas,Propane Gas | Upflow,Horizontal | Non-Weatherized | 38 | 35 | 92.1 | 33.4 | 511 | 103 |  | No
5156932 | Active | BROAN, FRIGIDAIRE, INTERTHERM, MILLER, NUTONE, PHILCO, TAPPAN, WESTINGHOUSE, ANSWER AIRE, BLUE DOT, BROTHERS SELECT, COLUMBUS WORTHINGTON AIR, FIRE & ICE, GOLDEN RULE, GROGGS HEATING & AC, JAMES RIVER, OLIVER, PEADEN | NORDYNE, LLC. | FG7SC 054D-24B |  | Natural Gas,Propane Gas | Upflow,Horizontal | Non-Weatherized | 54 | 49 | 92.1 | 49.7 | 794 | 100 | Yes | No
5158174 | Active | BROAN, ELECT-AIRE, FRIGIDAIRE, GARRISON, GIBSON, KELVINATOR, NUTONE, PHILCO, TAPPAN, WESTINGHOUSE, AABEL, AC PRO, CENTURY COMFORT PLUS, CLIMATE STAR, COOL SOLUTIONS, COWBOYS, ECOLOGIC AIR, EVANS MECHANICAL, GROGGS HEATING & AC, MAXIMUM AIR, MCCOWN, PEADEN, SETTLE-COMFORT | NORDYNE, LLC. | KG7SC 054D-24B |  | Natural Gas,Propane Gas | Upflow,Horizontal | Non-Weatherized | 54 | 49 | 92.1 | 49.7 | 794 | 100 |  | No
5158300 | Active | MAYTAG | NORDYNE, LLC. | MGC2SC 054D-24B |  | Natural Gas,Propane Gas | Upflow,Horizontal | Non-Weatherized | 54 | 49 | 92.1 | 49.7 | 794 | 100 |  | No
5441169 | Active | AIRTEMP | NORDYNE, LLC. | VG7SC 054D-24B |  | Natural Gas,Propane Gas | Upflow,Horizontal | Non-Weatherized | 54 | 49 | 92.1 | 49.7 | 794 | 100 |  | No
5756379 | Active | COMFORT-AIRE,CENTURY | HEAT CONTROLLER, INC. | GUH92A054B4XE |  | Natural Gas,Propane Gas | Upflow,Horizontal | Non-Weatherized | 54 | 49 | 92.1 | 49.7 | 794 | 100 |  | No
5156933 | Active | BROAN, FRIGIDAIRE, INTERTHERM, MILLER, NUTONE, PHILCO, TAPPAN, WESTINGHOUSE, ANSWER AIRE, BLUE DOT, BROTHERS SELECT, COLUMBUS WORTHINGTON AIR, FIRE & ICE, GOLDEN RULE, GROGGS HEATING & AC, JAMES RIVER, OLIVER, PEADEN | NORDYNE, LLC. | FG7SC 072D-24B |  | Natural Gas,Propane Gas | Upflow,Horizontal | Non-Weatherized | 72 | 66 | 92.1 | 66.8 | 897 | 110 | Yes | No
5158175 | Active | BROAN, ELECT-AIRE, FRIGIDAIRE, GARRISON, GIBSON, KELVINATOR, NUTONE, PHILCO, TAPPAN, WESTINGHOUSE, AABEL, AC PRO, CENTURY COMFORT PLUS, CLIMATE STAR, COOL SOLUTIONS, COWBOYS, ECOLOGIC AIR, EVANS MECHANICAL, GROGGS HEATING & AC, MAXIMUM AIR, MCCOWN, PEADEN, SETTLE-COMFORT | NORDYNE, LLC. | KG7SC 072D-24B |  | Natural Gas,Propane Gas | Upflow,Horizontal | Non-Weatherized | 72 | 66 | 92.1 | 66.8 | 897 | 110 |  | No
5158301 | Active | MAYTAG | NORDYNE, LLC. | MGC2SC 072D-24B |  | Natural Gas,Propane Gas | Upflow,Horizontal | Non-Weatherized | 72 | 66 | 92.1 | 66.8 | 897 | 110 |  | No
5441170 | Active | AIRTEMP | NORDYNE, LLC. | VG7SC 072D-24B |  | Natural Gas,Propane Gas | Upflow,Horizontal | Non-Weatherized | 72 | 66 | 92.1 | 66.8 | 897 | 110 |  | No
5756380 | Active | COMFORT-AIRE,CENTURY | HEAT CONTROLLER, INC. | GUH92A072B4XE |  | Natural Gas,Propane Gas | Upflow,Horizontal | Non-Weatherized | 72 | 66 | 92.1 | 66.8 | 897 | 110 |  | No
5156934 | Active | BROAN, FRIGIDAIRE, INTERTHERM, MILLER, NUTONE, PHILCO, TAPPAN, WESTINGHOUSE, ANSWER AIRE, BLUE DOT, BROTHERS SELECT, COLUMBUS WORTHINGTON AIR, FIRE & ICE, GOLDEN RULE, GROGGS HEATING & AC, JAMES RIVER, OLIVER, PEADEN | NORDYNE, LLC. | FG7SC 072D-35C |  | Natural Gas,Propane Gas | Upflow,Horizontal | Non-Weatherized | 72 | 66 | 92.1 | 66 | 1093 | 103 | Yes | No
5158176 | Active | BROAN, ELECT-AIRE, FRIGIDAIRE, GARRISON, GIBSON, KELVINATOR, NUTONE, PHILCO, TAPPAN, WESTINGHOUSE, AABEL, AC PRO, CENTURY COMFORT PLUS, CLIMATE STAR, COOL SOLUTIONS, COWBOYS, ECOLOGIC AIR, EVANS MECHANICAL, GROGGS HEATING & AC, MAXIMUM AIR, MCCOWN, PEADEN, SETTLE-COMFORT | NORDYNE, LLC. | KG7SC 072D-35C |  | Natural Gas,Propane Gas | Upflow,Horizontal | Non-Weatherized | 72 | 66 | 92.1 | 66 | 1093 | 103 |  | No
5158302 | Active | MAYTAG | NORDYNE, LLC. | MGC2SC 072D-35C |  | Natural Gas,Propane Gas | Upflow,Horizontal | Non-Weatherized | 72 | 66 | 92.1 | 66 | 1093 | 103 |  | No
5441171 | Active | AIRTEMP | NORDYNE, LLC. | VG7SC 072D-35C |  | Natural Gas,Propane Gas | Upflow,Horizontal | Non-Weatherized | 72 | 66 | 92.1 | 66 | 1093 | 103 |  | No
5756381 | Active | COMFORT-AIRE,CENTURY | HEAT CONTROLLER, INC. | GUH92A072C5XE |  | Natural Gas,Propane Gas | Upflow,Horizontal | Non-Weatherized | 72 | 66 | 92.1 | 66 | 1093 | 103 |  | No
5156935 | Active | BROAN, FRIGIDAIRE, INTERTHERM, MILLER, NUTONE, PHILCO, TAPPAN, WESTINGHOUSE, ANSWER AIRE, BLUE DOT, BROTHERS SELECT, COLUMBUS WORTHINGTON AIR, FIRE & ICE, GOLDEN RULE, GROGGS HEATING & AC, JAMES RIVER, OLIVER, PEADEN | NORDYNE, LLC. | FG7SC 090D-35C |  | Natural Gas,Propane Gas | Upflow,Horizontal | Non-Weatherized | 90 | 82 | 92.1 | 82.5 | 1348 | 105 | Yes | No
5158177 | Active | BROAN, ELECT-AIRE, FRIGIDAIRE, GARRISON, GIBSON, KELVINATOR, NUTONE, PHILCO, TAPPAN, WESTINGHOUSE, AABEL, AC PRO, CENTURY COMFORT PLUS, CLIMATE STAR, COOL SOLUTIONS, COWBOYS, ECOLOGIC AIR, EVANS MECHANICAL, GROGGS HEATING & AC, MAXIMUM AIR, MCCOWN, PEADEN, SETTLE-COMFORT | NORDYNE, LLC. | KG7SC 090D-35C |  | Natural Gas,Propane Gas | Upflow,Horizontal | Non-Weatherized | 90 | 82 | 92.1 | 82.5 | 1348 | 105 |  | No
5158303 | Active | MAYTAG | NORDYNE, LLC. | MGC2SC 090D-35C |  | Natural Gas,Propane Gas | Upflow,Horizontal | Non-Weatherized | 90 | 82 | 92.1 | 82.5 | 1348 | 105 |  | No
5441172 | Active | AIRTEMP | NORDYNE, LLC. | VG7SC 090D-35C |  | Natural Gas,Propane Gas | Upflow,Horizontal | Non-Weatherized | 90 | 82 | 92.1 | 82.5 | 1348 | 105 |  | No
5756382 | Active | COMFORT-AIRE,CENTURY | HEAT CONTROLLER, INC. | GUH92A090C5XE |  | Natural Gas,Propane Gas | Upflow,Horizontal | Non-Weatherized | 90 | 82 | 92.1 | 82.5 | 1348 | 105 |  | No
5156936 | Active | BROAN, FRIGIDAIRE, INTERTHERM, MILLER, NUTONE, PHILCO, TAPPAN, WESTINGHOUSE, ANSWER AIRE, BLUE DOT, BROTHERS SELECT, COLUMBUS WORTHINGTON AIR, FIRE & ICE, GOLDEN RULE, GROGGS HEATING & AC, JAMES RIVER, OLIVER, PEADEN | NORDYNE, LLC. | FG7SC 108D-45D |  | Natural Gas,Propane Gas | Upflow,Horizontal | Non-Weatherized | 108 | 99 | 92.1 | 99.3 | 1489 | 97 | Yes | No
5158178 | Active | BROAN, ELECT-AIRE, FRIGIDAIRE, GARRISON, GIBSON, KELVINATOR, NUTONE, PHILCO, TAPPAN, WESTINGHOUSE, AABEL, AC PRO, CENTURY COMFORT PLUS, CLIMATE STAR, COOL SOLUTIONS, COWBOYS, ECOLOGIC AIR, EVANS MECHANICAL, GROGGS HEATING & AC, MAXIMUM AIR, MCCOWN, PEADEN, SETTLE-COMFORT | NORDYNE, LLC. | KG7SC 108D-45D |  | Natural Gas,Propane Gas | Upflow,Horizontal | Non-Weatherized | 108 | 99 | 92.1 | 99.3 | 1489 | 97 |  | No
5158304 | Active | MAYTAG | NORDYNE, LLC. | MGC2SC 108D-45D |  | Natural Gas,Propane Gas | Upflow,Horizontal | Non-Weatherized | 108 | 99 | 92.1 | 99.3 | 1489 | 97 |  | No
5441173 | Active | AIRTEMP | NORDYNE, LLC. | VG7SC 108D-45D |  | Natural Gas,Propane Gas | Upflow,Horizontal | Non-Weatherized | 108 | 99 | 92.1 | 99.3 | 1489 | 97 |  | No
5756383 | Active | COMFORT-AIRE,CENTURY | HEAT CONTROLLER, INC. | GUH92A108D5XE |  | Natural Gas,Propane Gas | Upflow,Horizontal | Non-Weatherized | 108 | 99 | 92.1 | 99.3 | 1489 | 97 |  | No
5156937 | Active | BROAN, FRIGIDAIRE, INTERTHERM, MILLER, NUTONE, PHILCO, TAPPAN, WESTINGHOUSE, ANSWER AIRE, BLUE DOT, BROTHERS SELECT, COLUMBUS WORTHINGTON AIR, FIRE & ICE, GOLDEN RULE, GROGGS HEATING & AC, JAMES RIVER, OLIVER, PEADEN | NORDYNE, LLC. | FG7SC 120D-45D |  | Natural Gas,Propane Gas | Upflow,Horizontal | Non-Weatherized | 120 | 110 | 92.1 | 100.2 | 1201 | 55 | Yes | No
5158179 | Active | BROAN, ELECT-AIRE, FRIGIDAIRE, GARRISON, GIBSON, KELVINATOR, NUTONE, PHILCO, TAPPAN, WESTINGHOUSE, AABEL, AC PRO, CENTURY COMFORT PLUS, CLIMATE STAR, COOL SOLUTIONS, COWBOYS, ECOLOGIC AIR, EVANS MECHANICAL, GROGGS HEATING & AC, MAXIMUM AIR, MCCOWN, PEADEN, SETTLE-COMFORT | NORDYNE, LLC. | KG7SC 120D-45D |  | Natural Gas,Propane Gas | Upflow,Horizontal | Non-Weatherized | 120 | 110 | 92.1 | 100.2 | 1201 | 55 |  | No
5158305 | Active | MAYTAG | NORDYNE, LLC. | MGC2SC 120D-45D |  | Natural Gas,Propane Gas | Upflow,Horizontal | Non-Weatherized | 120 | 110 | 92.1 | 100.2 | 1201 | 55 |  | No
5441174 | Active | AIRTEMP | NORDYNE, LLC. | VG7SC 120D-45D |  | Natural Gas,Propane Gas | Upflow,Horizontal | Non-Weatherized | 120 | 110 | 92.1 | 100.2 | 1201 | 55 |  | No
5756384 | Active | COMFORT-AIRE,CENTURY | HEAT CONTROLLER, INC. | GUH92A120D5XE |  | Natural Gas,Propane Gas | Upflow,Horizontal | Non-Weatherized | 120 | 110 | 92.1 | 100.2 | 1201 | 55 |  | No
5156938 | Active | BROAN, FRIGIDAIRE, INTERTHERM, MILLER, NUTONE, PHILCO, TAPPAN, WESTINGHOUSE, ANSWER AIRE, BLUE DOT, BROTHERS SELECT, COLUMBUS WORTHINGTON AIR, FIRE & ICE, GOLDEN RULE, GROGGS HEATING & AC, JAMES RIVER, OLIVER, PEADEN | NORDYNE, LLC. | FG7SD 038D-24B |  | Natural Gas,Propane Gas | Upflow,Horizontal | Non-Weatherized | 38 | 36 | 95 | 32 | 654 | 153 | Yes | No | AFUE
5158180 | Active | BROAN, ELECT-AIRE, FRIGIDAIRE, GARRISON, GIBSON, KELVINATOR, NUTONE, PHILCO, TAPPAN, WESTINGHOUSE, AABEL, AC PRO, CENTURY COMFORT PLUS, CLIMATE STAR, COOL SOLUTIONS, COWBOYS, ECOLOGIC AIR, EVANS MECHANICAL, GROGGS HEATING & AC, MAXIMUM AIR, MCCOWN, PEADEN, SETTLE-COMFORT | NORDYNE, LLC. | KG7SD 038D-24B |  | Natural Gas,Propane Gas | Upflow,Horizontal | Non-Weatherized | 38 | 36 | 95 | 32 | 654 | 153 |  | No | AFUE
5158306 | Active | MAYTAG | NORDYNE, LLC. | MGC2SD 038D-24B |  | Natural Gas,Propane Gas | Upflow,Horizontal | Non-Weatherized | 38 | 36 | 95 | 32 | 654 | 153 |  | No | AFUE
5441175 | Active | AIRTEMP | NORDYNE, LLC. | VG7SD 038D-24B |  | Natural Gas,Propane Gas | Upflow,Horizontal | Non-Weatherized | 38 | 36 | 95 | 32 | 654 | 153 |  | No | AFUE
5756385 | Active | COMFORT-AIRE,CENTURY | HEAT CONTROLLER, INC. | GUH95A038B4XE |  | Natural Gas,Propane Gas | Upflow,Horizontal | Non-Weatherized | 38 | 36 | 95 | 32 | 654 | 153 |  | No | AFUE
5156939 | Active | BROAN, FRIGIDAIRE, INTERTHERM, MILLER, NUTONE, PHILCO, TAPPAN, WESTINGHOUSE, ANSWER AIRE, BLUE DOT, BROTHERS SELECT, COLUMBUS WORTHINGTON AIR, FIRE & ICE, GOLDEN RULE, GROGGS HEATING & AC, JAMES RIVER, OLIVER, PEADEN | NORDYNE, LLC. | FG7SD 054D-24B |  | Natural Gas,Propane Gas | Upflow,Horizontal | Non-Weatherized | 54 | 51 | 95 | 47.9 | 903 | 145 | Yes | No | AFUE
5158181 | Active | BROAN, ELECT-AIRE, FRIGIDAIRE, GARRISON, GIBSON, KELVINATOR, NUTONE, PHILCO, TAPPAN, WESTINGHOUSE, AABEL, AC PRO, CENTURY COMFORT PLUS, CLIMATE STAR, COOL SOLUTIONS, COWBOYS, ECOLOGIC AIR, EVANS MECHANICAL, GROGGS HEATING & AC, MAXIMUM AIR, MCCOWN, PEADEN, SETTLE-COMFORT | NORDYNE, LLC. | KG7SD 054D-24B |  | Natural Gas,Propane Gas | Upflow,Horizontal | Non-Weatherized | 54 | 51 | 95 | 47.9 | 903 | 145 |  | No | AFUE
5158307 | Active | MAYTAG | NORDYNE, LLC. | MGC2SD 054D-24B |  | Natural Gas,Propane Gas | Upflow,Horizontal | Non-Weatherized | 54 | 51 | 95 | 47.9 | 903 | 145 |  | No | AFUE
5441176 | Active | AIRTEMP | NORDYNE, LLC. | VG7SD 054D-24B |  | Natural Gas,Propane Gas | Upflow,Horizontal | Non-Weatherized | 54 | 51 | 95 | 47.9 | 903 | 145 |  | No | AFUE
5756386 | Active | COMFORT-AIRE,CENTURY | HEAT CONTROLLER, INC. | GUH95A054B4XE |  | Natural Gas,Propane Gas | Upflow,Horizontal | Non-Weatherized | 54 | 51 | 95 | 47.9 | 903 | 145 |  | No | AFUE
5156940 | Active | BROAN, FRIGIDAIRE, INTERTHERM, MILLER, NUTONE, PHILCO, TAPPAN, WESTINGHOUSE, ANSWER AIRE, BLUE DOT, BROTHERS SELECT, COLUMBUS WORTHINGTON AIR, FIRE & ICE, GOLDEN RULE, GROGGS HEATING & AC, JAMES RIVER, OLIVER, PEADEN | NORDYNE, LLC. | FG7SD 072D-35C |  | Natural Gas,Propane Gas | Upflow,Horizontal | Non-Weatherized | 72 | 68 | 95 | 65.2 | 813 | 158 | Yes | No | AFUE
5158182 | Active | BROAN, ELECT-AIRE, FRIGIDAIRE, GARRISON, GIBSON, KELVINATOR, NUTONE, PHILCO, TAPPAN, WESTINGHOUSE, AABEL, AC PRO, CENTURY COMFORT PLUS, CLIMATE STAR, COOL SOLUTIONS, COWBOYS, ECOLOGIC AIR, EVANS MECHANICAL, GROGGS HEATING & AC, MAXIMUM AIR, MCCOWN, PEADEN, SETTLE-COMFORT | NORDYNE, LLC. | KG7SD 072D-35C |  | Natural Gas,Propane Gas | Upflow,Horizontal | Non-Weatherized | 72 | 68 | 95 | 65.2 | 813 | 158 |  | No | AFUE
5158308 | Active | MAYTAG | NORDYNE, LLC. | MGC2SD 072D-35C |  | Natural Gas,Propane Gas | Upflow,Horizontal | Non-Weatherized | 72 | 68 | 95 | 65.2 | 813 | 158 |  | No | AFUE
5441177 | Active | AIRTEMP | NORDYNE, LLC. | VG7SD 072D-35C |  | Natural Gas,Propane Gas | Upflow,Horizontal | Non-Weatherized | 72 | 68 | 95 | 65.2 | 813 | 158 |  | No | AFUE
5756387 | Active | COMFORT-AIRE,CENTURY | HEAT CONTROLLER, INC. | GUH95A072C5XE |  | Natural Gas,Propane Gas | Upflow,Horizontal | Non-Weatherized | 72 | 68 | 95 | 65.2 | 813 | 158 |  | No | AFUE
5156941 | Active | BROAN, FRIGIDAIRE, INTERTHERM, MILLER, NUTONE, PHILCO, TAPPAN, WESTINGHOUSE, ANSWER AIRE, BLUE DOT, BROTHERS SELECT, COLUMBUS WORTHINGTON AIR, FIRE & ICE, GOLDEN RULE, GROGGS HEATING & AC, JAMES RIVER, OLIVER, PEADEN | NORDYNE, LLC. | FG7SD 090D-35C |  | Natural Gas,Propane Gas | Upflow,Horizontal | Non-Weatherized | 90 | 85 | 95 | 80.3 | 1255 | 127 | Yes | No | AFUE
5158183 | Active | BROAN, ELECT-AIRE, FRIGIDAIRE, GARRISON, GIBSON, KELVINATOR, NUTONE, PHILCO, TAPPAN, WESTINGHOUSE, AABEL, AC PRO, CENTURY COMFORT PLUS, CLIMATE STAR, COOL SOLUTIONS, COWBOYS, ECOLOGIC AIR, EVANS MECHANICAL, GROGGS HEATING & AC, MAXIMUM AIR, MCCOWN, PEADEN, SETTLE-COMFORT | NORDYNE, LLC. | KG7SD 090D-35C |  | Natural Gas,Propane Gas | Upflow,Horizontal | Non-Weatherized | 90 | 85 | 95 | 80.3 | 1255 | 127 |  | No | AFUE
5158309 | Active | MAYTAG | NORDYNE, LLC. | MGC2SD 090D-35C |  | Natural Gas,Propane Gas | Upflow,Horizontal | Non-Weatherized | 90 | 85 | 95 | 80.3 | 1255 | 127 |  | No | AFUE
5441178 | Active | AIRTEMP | NORDYNE, LLC. | VG7SD 090D-35C |  | Natural Gas,Propane Gas | Upflow,Horizontal | Non-Weatherized | 90 | 85 | 95 | 80.3 | 1255 | 127 |  | No | AFUE
5756388 | Active | COMFORT-AIRE,CENTURY | HEAT CONTROLLER, INC. | GUH95A090C5XE |  | Natural Gas,Propane Gas | Upflow,Horizontal | Non-Weatherized | 90 | 85 | 95 | 80.3 | 1255 | 127 |  | No | AFUE
5156942 | Active | BROAN, FRIGIDAIRE, INTERTHERM, MILLER, NUTONE, PHILCO, TAPPAN, WESTINGHOUSE, ANSWER AIRE, BLUE DOT, BROTHERS SELECT, COLUMBUS WORTHINGTON AIR, FIRE & ICE, GOLDEN RULE, GROGGS HEATING & AC, JAMES RIVER, OLIVER, PEADEN | NORDYNE, LLC. | FG7SD 108D-45D |  | Natural Gas,Propane Gas | Upflow,Horizontal | Non-Weatherized | 108 | 102 | 95 | 96.5 | 1452 | 125 | Yes | No | AFUE
5158184 | Active | BROAN, ELECT-AIRE, FRIGIDAIRE, GARRISON, GIBSON, KELVINATOR, NUTONE, PHILCO, TAPPAN, WESTINGHOUSE, AABEL, AC PRO, CENTURY COMFORT PLUS, CLIMATE STAR, COOL SOLUTIONS, COWBOYS, ECOLOGIC AIR, EVANS MECHANICAL, GROGGS HEATING & AC, MAXIMUM AIR, MCCOWN, PEADEN, SETTLE-COMFORT | NORDYNE, LLC. | KG7SD 108D-45D |  | Natural Gas,Propane Gas | Upflow,Horizontal | Non-Weatherized | 108 | 102 | 95 | 96.5 | 1452 | 125 |  | No | AFUE
5158310 | Active | MAYTAG | NORDYNE, LLC. | MGC2SD 108D-45D |  | Natural Gas,Propane Gas | Upflow,Horizontal | Non-Weatherized | 108 | 102 | 95 | 96.5 | 1452 | 125 |  | No | AFUE
5441179 | Active | AIRTEMP | NORDYNE, LLC. | VG7SD 108D-45D |  | Natural Gas,Propane Gas | Upflow,Horizontal | Non-Weatherized | 108 | 102 | 95 | 96.5 | 1452 | 125 |  | No | AFUE
5756389 | Active | COMFORT-AIRE,CENTURY | HEAT CONTROLLER, INC. | GUH95A108D5XE |  | Natural Gas,Propane Gas | Upflow,Horizontal | Non-Weatherized | 108 | 102 | 95 | 96.5 | 1452 | 125 |  | No | AFUE
5156943 | Active | BROAN, FRIGIDAIRE, INTERTHERM, MILLER, NUTONE, PHILCO, TAPPAN, WESTINGHOUSE, ANSWER AIRE, BLUE DOT, BROTHERS SELECT, COLUMBUS WORTHINGTON AIR, FIRE & ICE, GOLDEN RULE, GROGGS HEATING & AC, JAMES RIVER, OLIVER, PEADEN | NORDYNE, LLC. | FG7SD 120D-45D |  | Natural Gas,Propane Gas | Upflow,Horizontal | Non-Weatherized | 120 | 114 | 95 | 113 | 1541 | 124 | Yes | No | AFUE
5158185 | Active | BROAN, ELECT-AIRE, FRIGIDAIRE, GARRISON, GIBSON, KELVINATOR, NUTONE, PHILCO, TAPPAN, WESTINGHOUSE, AABEL, AC PRO, CENTURY COMFORT PLUS, CLIMATE STAR, COOL SOLUTIONS, COWBOYS, ECOLOGIC AIR, EVANS MECHANICAL, GROGGS HEATING & AC, MAXIMUM AIR, MCCOWN, PEADEN, SETTLE-COMFORT | NORDYNE, LLC. | KG7SD 120D-45D |  | Natural Gas,Propane Gas | Upflow,Horizontal | Non-Weatherized | 120 | 114 | 95 | 113 | 1541 | 124 |  | No | AFUE
5158311 | Active | MAYTAG | NORDYNE, LLC. | MGC2SD 120D-45D |  | Natural Gas,Propane Gas | Upflow,Horizontal | Non-Weatherized | 120 | 114 | 95 | 113 | 1541 | 124 |  | No | AFUE
5441180 | Active | AIRTEMP | NORDYNE, LLC. | VG7SD 120D-45D |  | Natural Gas,Propane Gas | Upflow,Horizontal | Non-Weatherized | 120 | 114 | 95 | 113 | 1541 | 124 |  | No | AFUE
5756390 | Active | COMFORT-AIRE,CENTURY | HEAT CONTROLLER, INC. | GUH95A120D5XE |  | Natural Gas,Propane Gas | Upflow,Horizontal | Non-Weatherized | 120 | 114 | 95 | 113 | 1541 | 124 |  | No | AFUE
5156944 | Active | BROAN, FRIGIDAIRE, INTERTHERM, MILLER, NUTONE, PHILCO, TAPPAN, WESTINGHOUSE, ANSWER AIRE, BLUE DOT, BROTHERS SELECT, COLUMBUS WORTHINGTON AIR, FIRE & ICE, GOLDEN RULE, GROGGS HEATING & AC, JAMES RIVER, OLIVER, PEADEN | NORDYNE, LLC. | FG7SK 054*-23A |  | Natural Gas,Propane Gas | Downflow | Non-Weatherized | 54 | 42 | 80 | 38.3 | 491 | 69 | Yes | No
5158186 | Active | BROAN, ELECT-AIRE, FRIGIDAIRE, GARRISON, GIBSON, KELVINATOR, NUTONE, PHILCO, TAPPAN, WESTINGHOUSE, AABEL, AC PRO, CENTURY COMFORT PLUS, CLIMATE STAR, COOL SOLUTIONS, COWBOYS, ECOLOGIC AIR, EVANS MECHANICAL, GROGGS HEATING & AC, MAXIMUM AIR, MCCOWN, PEADEN, SETTLE-COMFORT | NORDYNE, LLC. | KG7SK 054*-23A |  | Natural Gas,Propane Gas | Downflow | Non-Weatherized | 54 | 42 | 80 | 38.3 | 491 | 69 |  | No
5158312 | Active | MAYTAG | NORDYNE, LLC. | MGC2SK 054*-23A |  | Natural Gas,Propane Gas | Downflow | Non-Weatherized | 54 | 42 | 80 | 38.3 | 491 | 69 |  | No
5156945 | Active | BROAN, FRIGIDAIRE, INTERTHERM, MILLER, NUTONE, PHILCO, TAPPAN, WESTINGHOUSE, ANSWER AIRE, BLUE DOT, BROTHERS SELECT, COLUMBUS WORTHINGTON AIR, FIRE & ICE, GOLDEN RULE, GROGGS HEATING & AC, JAMES RIVER, OLIVER, PEADEN | NORDYNE, LLC. | FG7SK 072*-24B |  | Natural Gas,Propane Gas | Downflow | Non-Weatherized | 72 | 57 | 80 | 56 | 832 | 76 | Yes | No
5158187 | Active | BROAN, ELECT-AIRE, FRIGIDAIRE, GARRISON, GIBSON, KELVINATOR, NUTONE, PHILCO, TAPPAN, WESTINGHOUSE, AABEL, AC PRO, CENTURY COMFORT PLUS, CLIMATE STAR, COOL SOLUTIONS, COWBOYS, ECOLOGIC AIR, EVANS MECHANICAL, GROGGS HEATING & AC, MAXIMUM AIR, MCCOWN, PEADEN, SETTLE-COMFORT | NORDYNE, LLC. | KG7SK 072*-24B |  | Natural Gas,Propane Gas | Downflow | Non-Weatherized | 72 | 57 | 80 | 56 | 832 | 76 |  | No
5158313 | Active | MAYTAG | NORDYNE, LLC. | MGC2SK 072*-24B |  | Natural Gas,Propane Gas | Downflow | Non-Weatherized | 72 | 57 | 80 | 56 | 832 | 76 |  | No
5156946 | Active | BROAN, FRIGIDAIRE, INTERTHERM, MILLER, NUTONE, PHILCO, TAPPAN, WESTINGHOUSE, ANSWER AIRE, BLUE DOT, BROTHERS SELECT, COLUMBUS WORTHINGTON AIR, FIRE & ICE, GOLDEN RULE, GROGGS HEATING & AC, JAMES RIVER, OLIVER, PEADEN | NORDYNE, LLC. | FG7SK 090*-24B |  | Natural Gas,Propane Gas | Downflow | Non-Weatherized | 90 | 72 | 80 | 76.1 | 1041 | 76 | Yes | No
5158188 | Active | BROAN, ELECT-AIRE, FRIGIDAIRE, GARRISON, GIBSON, KELVINATOR, NUTONE, PHILCO, TAPPAN, WESTINGHOUSE, AABEL, AC PRO, CENTURY COMFORT PLUS, CLIMATE STAR, COOL SOLUTIONS, COWBOYS, ECOLOGIC AIR, EVANS MECHANICAL, GROGGS HEATING & AC, MAXIMUM AIR, MCCOWN, PEADEN, SETTLE-COMFORT | NORDYNE, LLC. | KG7SK 090*-24B |  | Natural Gas,Propane Gas | Downflow | Non-Weatherized | 90 | 72 | 80 | 76.1 | 1041 | 76 |  | No
5158314 | Active | MAYTAG | NORDYNE, LLC. | MGC2SK 090*-24B |  | Natural Gas,Propane Gas | Downflow | Non-Weatherized | 90 | 72 | 80 | 76.1 | 1041 | 76 |  | No
5156947 | Active | BROAN, FRIGIDAIRE, INTERTHERM, MILLER, NUTONE, PHILCO, TAPPAN, WESTINGHOUSE, ANSWER AIRE, BLUE DOT, BROTHERS SELECT, COLUMBUS WORTHINGTON AIR, FIRE & ICE, GOLDEN RULE, GROGGS HEATING & AC, JAMES RIVER, OLIVER, PEADEN | NORDYNE, LLC. | FG7SK 108*-35C |  | Natural Gas,Propane Gas | Downflow | Non-Weatherized | 108 | 86 | 80 | 94.6 | 1391 | 78 | Yes | No
5158189 | Active | BROAN, ELECT-AIRE, FRIGIDAIRE, GARRISON, GIBSON, KELVINATOR, NUTONE, PHILCO, TAPPAN, WESTINGHOUSE, AABEL, AC PRO, CENTURY COMFORT PLUS, CLIMATE STAR, COOL SOLUTIONS, COWBOYS, ECOLOGIC AIR, EVANS MECHANICAL, GROGGS HEATING & AC, MAXIMUM AIR, MCCOWN, PEADEN, SETTLE-COMFORT | NORDYNE, LLC. | KG7SK 108*-35C |  | Natural Gas,Propane Gas | Downflow | Non-Weatherized | 108 | 86 | 80 | 94.6 | 1391 | 78 |  | No
5158315 | Active | MAYTAG | NORDYNE, LLC. | MGC2SK 108*-35C |  | Natural Gas,Propane Gas | Downflow | Non-Weatherized | 108 | 86 | 80 | 94.6 | 1391 | 78 |  | No
5156948 | Active | BROAN, FRIGIDAIRE, INTERTHERM, MILLER, NUTONE, PHILCO, TAPPAN, WESTINGHOUSE, ANSWER AIRE, BLUE DOT, BROTHERS SELECT, COLUMBUS WORTHINGTON AIR, FIRE & ICE, GOLDEN RULE, GROGGS HEATING & AC, JAMES RIVER, OLIVER, PEADEN | NORDYNE, LLC. | FG7SK 126*-45D |  | Natural Gas,Propane Gas | Downflow | Non-Weatherized | 126 | 100 | 80 | 114.3 | 1481 | 91 | Yes | No
5158190 | Active | BROAN, ELECT-AIRE, FRIGIDAIRE, GARRISON, GIBSON, KELVINATOR, NUTONE, PHILCO, TAPPAN, WESTINGHOUSE, AABEL, AC PRO, CENTURY COMFORT PLUS, CLIMATE STAR, COOL SOLUTIONS, COWBOYS, ECOLOGIC AIR, EVANS MECHANICAL, GROGGS HEATING & AC, MAXIMUM AIR, MCCOWN, PEADEN, SETTLE-COMFORT | NORDYNE, LLC. | KG7SK 126*-45D |  | Natural Gas,Propane Gas | Downflow | Non-Weatherized | 126 | 100 | 80 | 114.3 | 1481 | 91 |  | No
5158316 | Active | MAYTAG | NORDYNE, LLC. | MGC2SK 126*-45D |  | Natural Gas,Propane Gas | Downflow | Non-Weatherized | 126 | 100 | 80 | 114.3 | 1481 | 91 |  | No
5156949 | Active | BROAN, FRIGIDAIRE, INTERTHERM, MILLER, NUTONE, PHILCO, TAPPAN, WESTINGHOUSE, ANSWER AIRE, BLUE DOT, BROTHERS SELECT, COLUMBUS WORTHINGTON AIR, FIRE & ICE, GOLDEN RULE, GROGGS HEATING & AC, JAMES RIVER, OLIVER, PEADEN | NORDYNE, LLC. | FG7SL 054D-24B |  | Natural Gas,Propane Gas | Downflow | Non-Weatherized | 54 | 49 | 92.1 | 49.7 | 747 | 43 | Yes | No
5158191 | Active | BROAN, ELECT-AIRE, FRIGIDAIRE, GARRISON, GIBSON, KELVINATOR, NUTONE, PHILCO, TAPPAN, WESTINGHOUSE, AABEL, AC PRO, CENTURY COMFORT PLUS, CLIMATE STAR, COOL SOLUTIONS, COWBOYS, ECOLOGIC AIR, EVANS MECHANICAL, GROGGS HEATING & AC, MAXIMUM AIR, MCCOWN, PEADEN, SETTLE-COMFORT | NORDYNE, LLC. | KG7SL 054D-24B |  | Natural Gas,Propane Gas | Downflow | Non-Weatherized | 54 | 49 | 92.1 | 49.7 | 747 | 43 |  | No
5158317 | Active | MAYTAG | NORDYNE, LLC. | MGC2SL 054D-24B |  | Natural Gas,Propane Gas | Downflow | Non-Weatherized | 54 | 49 | 92.1 | 49.7 | 747 | 43 |  | No
5441181 | Active | AIRTEMP | NORDYNE, LLC. | VG7SL 054D-24B |  | Natural Gas,Propane Gas | Downflow | Non-Weatherized | 54 | 49 | 92.1 | 49.7 | 747 | 43 |  | No
5756391 | Active | COMFORT-AIRE,CENTURY | HEAT CONTROLLER, INC. | GDD92A054B4XE |  | Natural Gas,Propane Gas | Downflow | Non-Weatherized | 54 | 49 | 92.1 | 49.7 | 747 | 43 |  | No
5156950 | Active | BROAN, FRIGIDAIRE, INTERTHERM, MILLER, NUTONE, PHILCO, TAPPAN, WESTINGHOUSE, ANSWER AIRE, BLUE DOT, BROTHERS SELECT, COLUMBUS WORTHINGTON AIR, FIRE & ICE, GOLDEN RULE, GROGGS HEATING & AC, JAMES RIVER, OLIVER, PEADEN | NORDYNE, LLC. | FG7SL 072D-24B |  | Natural Gas,Propane Gas | Downflow | Non-Weatherized | 72 | 66 | 92.1 | 66.7 | 865 | 68 | Yes | No
5441187 | Active | AIRTEMP | NORDYNE, LLC. | VG7SM 090D-35C |  | Natural Gas,Propane Gas | Downflow | Non-Weatherized | 90 | 85 | 95 | 80.4 | 1245 | 146 |  | No | AFUE
5756397 | Active | COMFORT-AIRE,CENTURY | HEAT CONTROLLER, INC. | GDD95A090C5XE |  | Natural Gas,Propane Gas | Downflow | Non-Weatherized | 90 | 85 | 95 | 80.4 | 1245 | 146 |  | No | AFUE
5158192 | Active | BROAN, ELECT-AIRE, FRIGIDAIRE, GARRISON, GIBSON, KELVINATOR, NUTONE, PHILCO, TAPPAN, WESTINGHOUSE, AABEL, AC PRO, CENTURY COMFORT PLUS, CLIMATE STAR, COOL SOLUTIONS, COWBOYS, ECOLOGIC AIR, EVANS MECHANICAL, GROGGS HEATING & AC, MAXIMUM AIR, MCCOWN, PEADEN, SETTLE-COMFORT | NORDYNE, LLC. | KG7SL 072D-24B |  | Natural Gas,Propane Gas | Downflow | Non-Weatherized | 72 | 66 | 92.1 | 66.7 | 865 | 68 |  | No
5158318 | Active | MAYTAG | NORDYNE, LLC. | MGC2SL 072D-24B |  | Natural Gas,Propane Gas | Downflow | Non-Weatherized | 72 | 66 | 92.1 | 66.7 | 865 | 68 |  | No
5441182 | Active | AIRTEMP | NORDYNE, LLC. | VG7SL 072D-24B |  | Natural Gas,Propane Gas | Downflow | Non-Weatherized | 72 | 66 | 92.1 | 66.7 | 865 | 68 |  | No
5756392 | Active | COMFORT-AIRE,CENTURY | HEAT CONTROLLER, INC. | GDD92A072B4XE |  | Natural Gas,Propane Gas | Downflow | Non-Weatherized | 72 | 66 | 92.1 | 66.7 | 865 | 68 |  | No
5156951 | Active | BROAN, FRIGIDAIRE, INTERTHERM, MILLER, NUTONE, PHILCO, TAPPAN, WESTINGHOUSE, ANSWER AIRE, BLUE DOT, BROTHERS SELECT, COLUMBUS WORTHINGTON AIR, FIRE & ICE, GOLDEN RULE, GROGGS HEATING & AC, JAMES RIVER, OLIVER, PEADEN | NORDYNE, LLC. | FG7SL 090D-35C |  | Natural Gas,Propane Gas | Downflow | Non-Weatherized | 90 | 83 | 92.1 | 83.4 | 1037 | 50 | Yes | No
5158193 | Active | BROAN, ELECT-AIRE, FRIGIDAIRE, GARRISON, GIBSON, KELVINATOR, NUTONE, PHILCO, TAPPAN, WESTINGHOUSE, AABEL, AC PRO, CENTURY COMFORT PLUS, CLIMATE STAR, COOL SOLUTIONS, COWBOYS, ECOLOGIC AIR, EVANS MECHANICAL, GROGGS HEATING & AC, MAXIMUM AIR, MCCOWN, PEADEN, SETTLE-COMFORT | NORDYNE, LLC. | KG7SL 090D-35C |  | Natural Gas,Propane Gas | Downflow | Non-Weatherized | 90 | 83 | 92.1 | 83.4 | 1037 | 50 |  | No
5158319 | Active | MAYTAG | NORDYNE, LLC. | MGC2SL 090D-35C |  | Natural Gas,Propane Gas | Downflow | Non-Weatherized | 90 | 83 | 92.1 | 83.4 | 1037 | 50 |  | No
5441183 | Active | AIRTEMP | NORDYNE, LLC. | VG7SL 090D-35C |  | Natural Gas,Propane Gas | Downflow | Non-Weatherized | 90 | 83 | 92.1 | 83.4 | 1037 | 50 |  | No
5756393 | Active | COMFORT-AIRE,CENTURY | HEAT CONTROLLER, INC. | GDD92A090C5XE |  | Natural Gas,Propane Gas | Downflow | Non-Weatherized | 90 | 83 | 92.1 | 83.4 | 1037 | 50 |  | No
5156952 | Active | BROAN, FRIGIDAIRE, INTERTHERM, MILLER, NUTONE, PHILCO, TAPPAN, WESTINGHOUSE, ANSWER AIRE, BLUE DOT, BROTHERS SELECT, COLUMBUS WORTHINGTON AIR, FIRE & ICE, GOLDEN RULE, GROGGS HEATING & AC, JAMES RIVER, OLIVER, PEADEN | NORDYNE, LLC. | FG7SL 120D-45D |  | Natural Gas,Propane Gas | Downflow | Non-Weatherized | 120 | 110 | 92.1 | 100.2 | 1222 | 67 | Yes | No
5158194 | Active | BROAN, ELECT-AIRE, FRIGIDAIRE, GARRISON, GIBSON, KELVINATOR, NUTONE, PHILCO, TAPPAN, WESTINGHOUSE, AABEL, AC PRO, CENTURY COMFORT PLUS, CLIMATE STAR, COOL SOLUTIONS, COWBOYS, ECOLOGIC AIR, EVANS MECHANICAL, GROGGS HEATING & AC, MAXIMUM AIR, MCCOWN, PEADEN, SETTLE-COMFORT | NORDYNE, LLC. | KG7SL 120D-45D |  | Natural Gas,Propane Gas | Downflow | Non-Weatherized | 120 | 110 | 92.1 | 100.2 | 1222 | 67 |  | No
5158320 | Active | MAYTAG | NORDYNE, LLC. | MGC2SL 120D-45D |  | Natural Gas,Propane Gas | Downflow | Non-Weatherized | 120 | 110 | 92.1 | 100.2 | 1222 | 67 |  | No
5441184 | Active | AIRTEMP | NORDYNE, LLC. | VG7SL 120D-45D |  | Natural Gas,Propane Gas | Downflow | Non-Weatherized | 120 | 110 | 92.1 | 100.2 | 1222 | 67 |  | No
5756394 | Active | COMFORT-AIRE,CENTURY | HEAT CONTROLLER, INC. | GDD92A120D5XE |  | Natural Gas,Propane Gas | Downflow | Non-Weatherized | 120 | 110 | 92.1 | 100.2 | 1222 | 67 |  | No
5156953 | Active | BROAN, FRIGIDAIRE, INTERTHERM, MILLER, NUTONE, PHILCO, TAPPAN, WESTINGHOUSE, ANSWER AIRE, BLUE DOT, BROTHERS SELECT, COLUMBUS WORTHINGTON AIR, FIRE & ICE, GOLDEN RULE, GROGGS HEATING & AC, JAMES RIVER, OLIVER, PEADEN | NORDYNE, LLC. | FG7SM 054D-24B |  | Natural Gas,Propane Gas | Downflow | Non-Weatherized | 54 | 51 | 95 | 47.8 | 936 | 135 | Yes | No | AFUE
5158195 | Active | BROAN, ELECT-AIRE, FRIGIDAIRE, GARRISON, GIBSON, KELVINATOR, NUTONE, PHILCO, TAPPAN, WESTINGHOUSE, AABEL, AC PRO, CENTURY COMFORT PLUS, CLIMATE STAR, COOL SOLUTIONS, COWBOYS, ECOLOGIC AIR, EVANS MECHANICAL, GROGGS HEATING & AC, MAXIMUM AIR, MCCOWN, PEADEN, SETTLE-COMFORT | NORDYNE, LLC. | KG7SM 054D-24B |  | Natural Gas,Propane Gas | Downflow | Non-Weatherized | 54 | 51 | 95 | 47.8 | 936 | 135 |  | No | AFUE
5158321 | Active | MAYTAG | NORDYNE, LLC. | MGC2SM 054D-24B |  | Natural Gas,Propane Gas | Downflow | Non-Weatherized | 54 | 51 | 95 | 47.8 | 936 | 135 |  | No | AFUE
5441185 | Active | AIRTEMP | NORDYNE, LLC. | VG7SM 054D-24B |  | Natural Gas,Propane Gas | Downflow | Non-Weatherized | 54 | 51 | 95 | 47.8 | 936 | 135 |  | No | AFUE
5756395 | Active | COMFORT-AIRE,CENTURY | HEAT CONTROLLER, INC. | GDD95A054B4XE |  | Natural Gas,Propane Gas | Downflow | Non-Weatherized | 54 | 51 | 95 | 47.8 | 936 | 135 |  | No | AFUE
5156954 | Active | BROAN, FRIGIDAIRE, INTERTHERM, MILLER, NUTONE, PHILCO, TAPPAN, WESTINGHOUSE, ANSWER AIRE, BLUE DOT, BROTHERS SELECT, COLUMBUS WORTHINGTON AIR, FIRE & ICE, GOLDEN RULE, GROGGS HEATING & AC, JAMES RIVER, OLIVER, PEADEN | NORDYNE, LLC. | FG7SM 072D-35C |  | Natural Gas,Propane Gas | Downflow | Non-Weatherized | 72 | 68 | 95 | 64.5 | 978 | 140 | Yes | No | AFUE
5158196 | Active | BROAN, ELECT-AIRE, FRIGIDAIRE, GARRISON, GIBSON, KELVINATOR, NUTONE, PHILCO, TAPPAN, WESTINGHOUSE, AABEL, AC PRO, CENTURY COMFORT PLUS, CLIMATE STAR, COOL SOLUTIONS, COWBOYS, ECOLOGIC AIR, EVANS MECHANICAL, GROGGS HEATING & AC, MAXIMUM AIR, MCCOWN, PEADEN, SETTLE-COMFORT | NORDYNE, LLC. | KG7SM 072D-35C |  | Natural Gas,Propane Gas | Downflow | Non-Weatherized | 72 | 68 | 95 | 64.5 | 978 | 140 |  | No | AFUE
5158322 | Active | MAYTAG | NORDYNE, LLC. | MGC2SM 072D-35C |  | Natural Gas,Propane Gas | Downflow | Non-Weatherized | 72 | 68 | 95 | 64.5 | 978 | 140 |  | No | AFUE
5441186 | Active | AIRTEMP | NORDYNE, LLC. | VG7SM 072D-35C |  | Natural Gas,Propane Gas | Downflow | Non-Weatherized | 72 | 68 | 95 | 64.5 | 978 | 140 |  | No | AFUE
5756396 | Active | COMFORT-AIRE,CENTURY | HEAT CONTROLLER, INC. | GDD95A072C5XE |  | Natural Gas,Propane Gas | Downflow | Non-Weatherized | 72 | 68 | 95 | 64.5 | 978 | 140 |  | No | AFUE
5156955 | Active | BROAN, FRIGIDAIRE, INTERTHERM, MILLER, NUTONE, PHILCO, TAPPAN, WESTINGHOUSE, ANSWER AIRE, BLUE DOT, BROTHERS SELECT, COLUMBUS WORTHINGTON AIR, FIRE & ICE, GOLDEN RULE, GROGGS HEATING & AC, JAMES RIVER, OLIVER, PEADEN | NORDYNE, LLC. | FG7SM 090D-35C |  | Natural Gas,Propane Gas | Downflow | Non-Weatherized | 90 | 85 | 95 | 80.4 | 1245 | 146 | Yes | No | AFUE
5158197 | Active | BROAN, ELECT-AIRE, FRIGIDAIRE, GARRISON, GIBSON, KELVINATOR, NUTONE, PHILCO, TAPPAN, WESTINGHOUSE, AABEL, AC PRO, CENTURY COMFORT PLUS, CLIMATE STAR, COOL SOLUTIONS, COWBOYS, ECOLOGIC AIR, EVANS MECHANICAL, GROGGS HEATING & AC, MAXIMUM AIR, MCCOWN, PEADEN, SETTLE-COMFORT | NORDYNE, LLC. | KG7SM 090D-35C |  | Natural Gas,Propane Gas | Downflow | Non-Weatherized | 90 | 85 | 95 | 80.4 | 1245 | 146 |  | No | AFUE
5158323 | Active | MAYTAG | NORDYNE, LLC. | MGC2SM 090D-35C |  | Natural Gas,Propane Gas | Downflow | Non-Weatherized | 90 | 85 | 95 | 80.4 | 1245 | 146 |  | No | AFUE
5156956 | Active | BROAN, FRIGIDAIRE, INTERTHERM, MILLER, NUTONE, PHILCO, TAPPAN, WESTINGHOUSE, ANSWER AIRE, BLUE DOT, BROTHERS SELECT, COLUMBUS WORTHINGTON AIR, FIRE & ICE, GOLDEN RULE, GROGGS HEATING & AC, JAMES RIVER, OLIVER, PEADEN | NORDYNE, LLC. | FG7SM 118D-45D |  | Natural Gas,Propane Gas | Downflow | Non-Weatherized | 118 | 112 | 95 | 113 | 1578 | 142 | Yes | No | AFUE
5158198 | Active | BROAN, ELECT-AIRE, FRIGIDAIRE, GARRISON, GIBSON, KELVINATOR, NUTONE, PHILCO, TAPPAN, WESTINGHOUSE, AABEL, AC PRO, CENTURY COMFORT PLUS, CLIMATE STAR, COOL SOLUTIONS, COWBOYS, ECOLOGIC AIR, EVANS MECHANICAL, GROGGS HEATING & AC, MAXIMUM AIR, MCCOWN, PEADEN, SETTLE-COMFORT | NORDYNE, LLC. | KG7SM 118D-45D |  | Natural Gas,Propane Gas | Downflow | Non-Weatherized | 118 | 112 | 95 | 113 | 1578 | 142 |  | No | AFUE
5158324 | Active | MAYTAG | NORDYNE, LLC. | MGC2SM 118D-45D |  | Natural Gas,Propane Gas | Downflow | Non-Weatherized | 118 | 112 | 95 | 113 | 1578 | 142 |  | No | AFUE
5441188 | Active | AIRTEMP | NORDYNE, LLC. | VG7SM 118D-45D |  | Natural Gas,Propane Gas | Downflow | Non-Weatherized | 118 | 112 | 95 | 113 | 1578 | 142 |  | No | AFUE
5756398 | Active | COMFORT-AIRE,CENTURY | HEAT CONTROLLER, INC. | GDD95A118D5XE |  | Natural Gas,Propane Gas | Downflow | Non-Weatherized | 118 | 112 | 95 | 113 | 1578 | 142 |  | No | AFUE
5156957 | Active | BROAN, FRIGIDAIRE, INTERTHERM, MILLER, NUTONE, PHILCO, TAPPAN, WESTINGHOUSE, ANSWER AIRE, BLUE DOT, BROTHERS SELECT, COLUMBUS WORTHINGTON AIR, FIRE & ICE, GOLDEN RULE, GROGGS HEATING & AC, JAMES RIVER, OLIVER, PEADEN | NORDYNE, LLC. | FG7TA060*-*A1* |  | Natural Gas,Propane Gas | Upflow,Horizontal | Non-Weatherized | 60 | 47 | 80 | 55.5 | 352 | 64 | Yes | Yes | AMACF
5158199 | Active | BROAN, ELECT-AIRE, FRIGIDAIRE, GARRISON, GIBSON, KELVINATOR, NUTONE, PHILCO, TAPPAN, WESTINGHOUSE, AABEL, AC PRO, CENTURY COMFORT PLUS, CLIMATE STAR, COOL SOLUTIONS, COWBOYS, ECOLOGIC AIR, EVANS MECHANICAL, GROGGS HEATING & AC, MAXIMUM AIR, MCCOWN, PEADEN, SETTLE-COMFORT | NORDYNE, LLC. | KG7TA060*-*A1* |  | Natural Gas,Propane Gas | Upflow,Horizontal | Non-Weatherized | 60 | 47 | 80 | 55.5 | 352 | 64 |  | Yes | AMACF
5158325 | Active | MAYTAG | NORDYNE, LLC. | PGC2TA060*-*A1* |  | Natural Gas,Propane Gas | Upflow,Horizontal | Non-Weatherized | 60 | 47 | 80 | 55.5 | 352 | 64 |  | Yes | AMACF
5158326 | Active | MAYTAG | NORDYNE, LLC. | MGC2TA060*-*A1* |  | Natural Gas,Propane Gas | Upflow,Horizontal | Non-Weatherized | 60 | 47 | 80 | 55.5 | 352 | 64 |  | Yes | AMACF
5156958 | Active | BROAN, FRIGIDAIRE, INTERTHERM, MILLER, NUTONE, PHILCO, TAPPAN, WESTINGHOUSE, ANSWER AIRE, BLUE DOT, BROTHERS SELECT, COLUMBUS WORTHINGTON AIR, FIRE & ICE, GOLDEN RULE, GROGGS HEATING & AC, JAMES RIVER, OLIVER, PEADEN | NORDYNE, LLC. | FG7TA080*-*B1* |  | Natural Gas,Propane Gas | Upflow,Horizontal | Non-Weatherized | 80 | 64 | 80 | 75.8 | 357 | 71 | Yes | Yes | AMACF
5158200 | Active | BROAN, ELECT-AIRE, FRIGIDAIRE, GARRISON, GIBSON, KELVINATOR, NUTONE, PHILCO, TAPPAN, WESTINGHOUSE, AABEL, AC PRO, CENTURY COMFORT PLUS, CLIMATE STAR, COOL SOLUTIONS, COWBOYS, ECOLOGIC AIR, EVANS MECHANICAL, GROGGS HEATING & AC, MAXIMUM AIR, MCCOWN, PEADEN, SETTLE-COMFORT | NORDYNE, LLC. | KG7TA080*-*B1* |  | Natural Gas,Propane Gas | Upflow,Horizontal | Non-Weatherized | 80 | 64 | 80 | 75.8 | 357 | 71 |  | Yes | AMACF
5158327 | Active | MAYTAG | NORDYNE, LLC. | PGC2TA080*-*B1* |  | Natural Gas,Propane Gas | Upflow,Horizontal | Non-Weatherized | 80 | 64 | 80 | 75.8 | 357 | 71 |  | Yes | AMACF
5158328 | Active | MAYTAG | NORDYNE, LLC. | MGC2TA080*-*B1* |  | Natural Gas,Propane Gas | Upflow,Horizontal | Non-Weatherized | 80 | 64 | 80 | 75.8 | 357 | 71 |  | Yes | AMACF
5156959 | Active | BROAN, FRIGIDAIRE, INTERTHERM, MILLER, NUTONE, PHILCO, TAPPAN, WESTINGHOUSE, ANSWER AIRE, BLUE DOT, BROTHERS SELECT, COLUMBUS WORTHINGTON AIR, FIRE & ICE, GOLDEN RULE, GROGGS HEATING & AC, JAMES RIVER, OLIVER, PEADEN | NORDYNE, LLC. | FG7TA100*-*B1* |  | Natural Gas,Propane Gas | Upflow,Horizontal | Non-Weatherized | 100 | 79 | 80 | 95.7 | 511 | 62 | Yes | Yes | AMACF
5158201 | Active | BROAN, ELECT-AIRE, FRIGIDAIRE, GARRISON, GIBSON, KELVINATOR, NUTONE, PHILCO, TAPPAN, WESTINGHOUSE, AABEL, AC PRO, CENTURY COMFORT PLUS, CLIMATE STAR, COOL SOLUTIONS, COWBOYS, ECOLOGIC AIR, EVANS MECHANICAL, GROGGS HEATING & AC, MAXIMUM AIR, MCCOWN, PEADEN, SETTLE-COMFORT | NORDYNE, LLC. | KG7TA100*-*B1* |  | Natural Gas,Propane Gas | Upflow,Horizontal | Non-Weatherized | 100 | 79 | 80 | 95.7 | 511 | 62 |  | Yes | AMACF
5158329 | Active | MAYTAG | NORDYNE, LLC. | PGC2TA100*-*B1* |  | Natural Gas,Propane Gas | Upflow,Horizontal | Non-Weatherized | 100 | 79 | 80 | 95.7 | 511 | 62 |  | Yes | AMACF
5158330 | Active | MAYTAG | NORDYNE, LLC. | MGC2TA100*-*B1* |  | Natural Gas,Propane Gas | Upflow,Horizontal | Non-Weatherized | 100 | 79 | 80 | 95.7 | 511 | 62 |  | Yes | AMACF
5156960 | Active | BROAN, FRIGIDAIRE, INTERTHERM, MILLER, NUTONE, PHILCO, TAPPAN, WESTINGHOUSE, ANSWER AIRE, BLUE DOT, BROTHERS SELECT, COLUMBUS WORTHINGTON AIR, FIRE & ICE, GOLDEN RULE, GROGGS HEATING & AC, JAMES RIVER, OLIVER, PEADEN | NORDYNE, LLC. | FG7TA100*-*C1* |  | Natural Gas,Propane Gas | Upflow,Horizontal | Non-Weatherized | 100 | 79 | 80 | 95.2 | 360 | 65 | Yes | Yes | AMACF
5158202 | Active | BROAN, ELECT-AIRE, FRIGIDAIRE, GARRISON, GIBSON, KELVINATOR, NUTONE, PHILCO, TAPPAN, WESTINGHOUSE, AABEL, AC PRO, CENTURY COMFORT PLUS, CLIMATE STAR, COOL SOLUTIONS, COWBOYS, ECOLOGIC AIR, EVANS MECHANICAL, GROGGS HEATING & AC, MAXIMUM AIR, MCCOWN, PEADEN, SETTLE-COMFORT | NORDYNE, LLC. | KG7TA100*-*C1* |  | Natural Gas,Propane Gas | Upflow,Horizontal | Non-Weatherized | 100 | 79 | 80 | 95.2 | 360 | 65 |  | Yes | AMACF
5158331 | Active | MAYTAG | NORDYNE, LLC. | PGC2TA100*-*C1* |  | Natural Gas,Propane Gas | Upflow,Horizontal | Non-Weatherized | 100 | 79 | 80 | 95.2 | 360 | 65 |  | Yes | AMACF
5158332 | Active | MAYTAG | NORDYNE, LLC. | MGC2TA100*-*C1* |  | Natural Gas,Propane Gas | Upflow,Horizontal | Non-Weatherized | 100 | 79 | 80 | 95.2 | 360 | 65 |  | Yes | AMACF
5156961 | Active | BROAN, FRIGIDAIRE, INTERTHERM, MILLER, NUTONE, PHILCO, TAPPAN, WESTINGHOUSE, ANSWER AIRE, BLUE DOT, BROTHERS SELECT, COLUMBUS WORTHINGTON AIR, FIRE & ICE, GOLDEN RULE, GROGGS HEATING & AC, JAMES RIVER, OLIVER, PEADEN | NORDYNE, LLC. | FG7TA120*-*C1* |  | Natural Gas,Propane Gas | Upflow,Horizontal | Non-Weatherized | 120 | 95 | 80 | 115.8 | 508 | 62 | Yes | Yes | AMACF
5158203 | Active | BROAN, ELECT-AIRE, FRIGIDAIRE, GARRISON, GIBSON, KELVINATOR, NUTONE, PHILCO, TAPPAN, WESTINGHOUSE, AABEL, AC PRO, CENTURY COMFORT PLUS, CLIMATE STAR, COOL SOLUTIONS, COWBOYS, ECOLOGIC AIR, EVANS MECHANICAL, GROGGS HEATING & AC, MAXIMUM AIR, MCCOWN, PEADEN, SETTLE-COMFORT | NORDYNE, LLC. | KG7TA120*-*C1* |  | Natural Gas,Propane Gas | Upflow,Horizontal | Non-Weatherized | 120 | 95 | 80 | 115.8 | 508 | 62 |  | Yes | AMACF
5158333 | Active | MAYTAG | NORDYNE, LLC. | PGC2TA120*-*C1* |  | Natural Gas,Propane Gas | Upflow,Horizontal | Non-Weatherized | 120 | 95 | 80 | 115.8 | 508 | 62 |  | Yes | AMACF
5158334 | Active | MAYTAG | NORDYNE, LLC. | MGC2TA120*-*C1* |  | Natural Gas,Propane Gas | Upflow,Horizontal | Non-Weatherized | 120 | 95 | 80 | 115.8 | 508 | 62 |  | Yes | AMACF
5156962 | Active | BROAN, FRIGIDAIRE, INTERTHERM, MILLER, NUTONE, PHILCO, TAPPAN, WESTINGHOUSE, ANSWER AIRE, BLUE DOT, BROTHERS SELECT, COLUMBUS WORTHINGTON AIR, FIRE & ICE, GOLDEN RULE, GROGGS HEATING & AC, JAMES RIVER, OLIVER, PEADEN | NORDYNE, LLC. | FG7TA140*-*D1* |  | Natural Gas,Propane Gas | Upflow,Horizontal | Non-Weatherized | 140 | 111 | 80 | 136.6 | 506 | 70 | Yes | Yes | AMACF
5158204 | Active | BROAN, ELECT-AIRE, FRIGIDAIRE, GARRISON, GIBSON, KELVINATOR, NUTONE, PHILCO, TAPPAN, WESTINGHOUSE, AABEL, AC PRO, CENTURY COMFORT PLUS, CLIMATE STAR, COOL SOLUTIONS, COWBOYS, ECOLOGIC AIR, EVANS MECHANICAL, GROGGS HEATING & AC, MAXIMUM AIR, MCCOWN, PEADEN, SETTLE-COMFORT | NORDYNE, LLC. | KG7TA140*-*D1* |  | Natural Gas,Propane Gas | Upflow,Horizontal | Non-Weatherized | 140 | 111 | 80 | 136.6 | 506 | 70 |  | Yes | AMACF
5158335 | Active | MAYTAG | NORDYNE, LLC. | PGC2TA140*-*D1* |  | Natural Gas,Propane Gas | Upflow,Horizontal | Non-Weatherized | 140 | 111 | 80 | 136.6 | 506 | 70 |  | Yes | AMACF
5158336 | Active | MAYTAG | NORDYNE, LLC. | MGC2TA140*-*D1* |  | Natural Gas,Propane Gas | Upflow,Horizontal | Non-Weatherized | 140 | 111 | 80 | 136.6 | 506 | 70 |  | Yes | AMACF
5156963 | Active | BROAN, FRIGIDAIRE, INTERTHERM, MILLER, NUTONE, PHILCO, TAPPAN, WESTINGHOUSE, ANSWER AIRE, BLUE DOT, BROTHERS SELECT, COLUMBUS WORTHINGTON AIR, FIRE & ICE, GOLDEN RULE, GROGGS HEATING & AC, JAMES RIVER, OLIVER, PEADEN | NORDYNE, LLC. | FG7TC 060*-*B* |  | Natural Gas,Propane Gas | Upflow,Horizontal | Non-Weatherized | 60 | 57 | 95.1 | 48 | 250 | 52 | Yes | Yes | AFUE & AMACF
5158205 | Active | BROAN, ELECT-AIRE, FRIGIDAIRE, GARRISON, GIBSON, KELVINATOR, NUTONE, PHILCO, TAPPAN, WESTINGHOUSE, AABEL, AC PRO, CENTURY COMFORT PLUS, CLIMATE STAR, COOL SOLUTIONS, COWBOYS, ECOLOGIC AIR, EVANS MECHANICAL, GROGGS HEATING & AC, MAXIMUM AIR, MCCOWN, PEADEN, SETTLE-COMFORT | NORDYNE, LLC. | KG7TC 060*-*B* |  | Natural Gas,Propane Gas | Upflow,Horizontal | Non-Weatherized | 60 | 57 | 95.1 | 48 | 250 | 52 |  | Yes | AFUE & AMACF
5158337 | Active | MAYTAG | NORDYNE, LLC. | MGC2TC060D-*B* |  | Natural Gas,Propane Gas | Upflow,Horizontal | Non-Weatherized | 60 | 57 | 95.1 | 48 | 250 | 52 |  | Yes | AFUE & AMACF
5158338 | Active | MAYTAG | NORDYNE, LLC. | PGC2TC060*-*B* |  | Natural Gas,Propane Gas | Upflow,Horizontal | Non-Weatherized | 60 | 57 | 95.1 | 48 | 250 | 52 |  | Yes | AFUE & AMACF
5609946 | Active | AIRTEMP | NORDYNE, LLC. | VG7TC 060*-*B* |  | Natural Gas,Propane Gas | Upflow,Horizontal | Non-Weatherized | 60 | 57 | 95.1 | 48 | 250 | 52 |  | Yes | AFUE & AMACF
5756399 | Active | COMFORT-AIRE,CENTURY | HEAT CONTROLLER, INC. | GUH95T060B4XE |  | Natural Gas,Propane Gas | Upflow,Horizontal | Non-Weatherized | 60 | 57 | 95.1 | 48 | 250 | 52 |  | Yes | AFUE & AMACF
5156964 | Active | BROAN, FRIGIDAIRE, INTERTHERM, MILLER, NUTONE, PHILCO, TAPPAN, WESTINGHOUSE, ANSWER AIRE, BLUE DOT, BROTHERS SELECT, COLUMBUS WORTHINGTON AIR, FIRE & ICE, GOLDEN RULE, GROGGS HEATING & AC, JAMES RIVER, OLIVER, PEADEN | NORDYNE, LLC. | FG7TC 080*-*C* |  | Natural Gas,Propane Gas | Upflow,Horizontal | Non-Weatherized | 80 | 76 | 95.1 | 65.1 | 274 | 52 | Yes | Yes | AFUE & AMACF
5158206 | Active | BROAN, ELECT-AIRE, FRIGIDAIRE, GARRISON, GIBSON, KELVINATOR, NUTONE, PHILCO, TAPPAN, WESTINGHOUSE, AABEL, AC PRO, CENTURY COMFORT PLUS, CLIMATE STAR, COOL SOLUTIONS, COWBOYS, ECOLOGIC AIR, EVANS MECHANICAL, GROGGS HEATING & AC, MAXIMUM AIR, MCCOWN, PEADEN, SETTLE-COMFORT | NORDYNE, LLC. | KG7TC 080*-*C* |  | Natural Gas,Propane Gas | Upflow,Horizontal | Non-Weatherized | 80 | 76 | 95.1 | 65.1 | 274 | 52 |  | Yes | AFUE & AMACF
5158339 | Active | MAYTAG | NORDYNE, LLC. | MGC2TC080D-*C* |  | Natural Gas,Propane Gas | Upflow,Horizontal | Non-Weatherized | 80 | 76 | 95.1 | 65.1 | 274 | 52 |  | Yes | AFUE & AMACF
5158340 | Active | MAYTAG | NORDYNE, LLC. | PGC2TC080*-*C* |  | Natural Gas,Propane Gas | Upflow,Horizontal | Non-Weatherized | 80 | 76 | 95.1 | 65.1 | 274 | 52 |  | Yes | AFUE & AMACF
5609947 | Active | AIRTEMP | NORDYNE, LLC. | VG7TC 080*-*C* |  | Natural Gas,Propane Gas | Upflow,Horizontal | Non-Weatherized | 80 | 76 | 95.1 | 65.1 | 274 | 52 |  | Yes | AFUE & AMACF
5756400 | Active | COMFORT-AIRE,CENTURY | HEAT CONTROLLER, INC. | GUH95T080C5XE |  | Natural Gas,Propane Gas | Upflow,Horizontal | Non-Weatherized | 80 | 76 | 95.1 | 65.1 | 274 | 52 |  | Yes | AFUE & AMACF
5156965 | Active | BROAN, FRIGIDAIRE, INTERTHERM, MILLER, NUTONE, PHILCO, TAPPAN, WESTINGHOUSE, ANSWER AIRE, BLUE DOT, BROTHERS SELECT, COLUMBUS WORTHINGTON AIR, FIRE & ICE, GOLDEN RULE, GROGGS HEATING & AC, JAMES RIVER, OLIVER, PEADEN | NORDYNE, LLC. | FG7TC 120*-*D* |  | Natural Gas,Propane Gas | Upflow,Horizontal | Non-Weatherized | 120 | 114 | 95.1 | 113.4 | 509 | 41 | Yes | Yes | AFUE & AMACF
5158208 | Active | BROAN, ELECT-AIRE, FRIGIDAIRE, GARRISON, GIBSON, KELVINATOR, NUTONE, PHILCO, TAPPAN, WESTINGHOUSE, AABEL, AC PRO, CENTURY COMFORT PLUS, CLIMATE STAR, COOL SOLUTIONS, COWBOYS, ECOLOGIC AIR, EVANS MECHANICAL, GROGGS HEATING & AC, MAXIMUM AIR, MCCOWN, PEADEN, SETTLE-COMFORT | NORDYNE, LLC. | KG7TC 120*-*D* |  | Natural Gas,Propane Gas | Upflow,Horizontal | Non-Weatherized | 120 | 114 | 95.1 | 113.4 | 509 | 41 |  | Yes | AFUE & AMACF
5158343 | Active | MAYTAG | NORDYNE, LLC. | MGC2TC120D-*D* |  | Natural Gas,Propane Gas | Upflow,Horizontal | Non-Weatherized | 120 | 114 | 95.1 | 113.4 | 509 | 41 |  | Yes | AFUE & AMACF
5158344 | Active | MAYTAG | NORDYNE, LLC. | PGC2TC120*-*D* |  | Natural Gas,Propane Gas | Upflow,Horizontal | Non-Weatherized | 120 | 114 | 95.1 | 113.4 | 509 | 41 |  | Yes | AFUE & AMACF
5609948 | Active | AIRTEMP | NORDYNE, LLC. | VG7TC 120*-*D* |  | Natural Gas,Propane Gas | Upflow,Horizontal | Non-Weatherized | 120 | 114 | 95.1 | 113.4 | 509 | 41 |  | Yes | AFUE & AMACF
5756401 | Active | COMFORT-AIRE,CENTURY | HEAT CONTROLLER, INC. | GUH95T120D5XE |  | Natural Gas,Propane Gas | Upflow,Horizontal | Non-Weatherized | 120 | 114 | 95.1 | 113.4 | 509 | 41 |  | Yes | AFUE & AMACF
5156966 | Active | BROAN, FRIGIDAIRE, INTERTHERM, MILLER, NUTONE, PHILCO, TAPPAN, WESTINGHOUSE, ANSWER AIRE, BLUE DOT, BROTHERS SELECT, COLUMBUS WORTHINGTON AIR, FIRE & ICE, GOLDEN RULE, GROGGS HEATING & AC, JAMES RIVER, OLIVER, PEADEN | NORDYNE, LLC. | FG7TK060*-*A1* |  | Natural Gas,Propane Gas | Downflow | Non-Weatherized | 60 | 48 | 80 | 56.3 | 332 | 64 | Yes | Yes | AMACF
5158209 | Active | BROAN, ELECT-AIRE, FRIGIDAIRE, GARRISON, GIBSON, KELVINATOR, NUTONE, PHILCO, TAPPAN, WESTINGHOUSE, AABEL, AC PRO, CENTURY COMFORT PLUS, CLIMATE STAR, COOL SOLUTIONS, COWBOYS, ECOLOGIC AIR, EVANS MECHANICAL, GROGGS HEATING & AC, MAXIMUM AIR, MCCOWN, PEADEN, SETTLE-COMFORT | NORDYNE, LLC. | KG7TK060*-*A1* |  | Natural Gas,Propane Gas | Downflow | Non-Weatherized | 60 | 48 | 80 | 56.3 | 332 | 64 |  | Yes | AMACF
5158345 | Active | MAYTAG | NORDYNE, LLC. | PGC2TK060*-*A1* |  | Natural Gas,Propane Gas | Downflow | Non-Weatherized | 60 | 48 | 80 | 56.3 | 332 | 64 |  | Yes | AMACF
5158346 | Active | MAYTAG | NORDYNE, LLC. | MGC2TK060*-*A1* |  | Natural Gas,Propane Gas | Downflow | Non-Weatherized | 60 | 48 | 80 | 56.3 | 332 | 64 |  | Yes | AMACF
5156967 | Active | BROAN, FRIGIDAIRE, INTERTHERM, MILLER, NUTONE, PHILCO, TAPPAN, WESTINGHOUSE, ANSWER AIRE, BLUE DOT, BROTHERS SELECT, COLUMBUS WORTHINGTON AIR, FIRE & ICE, GOLDEN RULE, GROGGS HEATING & AC, JAMES RIVER, OLIVER, PEADEN | NORDYNE, LLC. | FG7TK080*-*B1* |  | Natural Gas,Propane Gas | Downflow | Non-Weatherized | 80 | 64 | 80 | 76.4 | 380 | 57 | Yes | Yes | AMACF
5158210 | Active | BROAN, ELECT-AIRE, FRIGIDAIRE, GARRISON, GIBSON, KELVINATOR, NUTONE, PHILCO, TAPPAN, WESTINGHOUSE, AABEL, AC PRO, CENTURY COMFORT PLUS, CLIMATE STAR, COOL SOLUTIONS, COWBOYS, ECOLOGIC AIR, EVANS MECHANICAL, GROGGS HEATING & AC, MAXIMUM AIR, MCCOWN, PEADEN, SETTLE-COMFORT | NORDYNE, LLC. | KG7TK080*-*B1* |  | Natural Gas,Propane Gas | Downflow | Non-Weatherized | 80 | 64 | 80 | 76.4 | 380 | 57 |  | Yes | AMACF
5158347 | Active | MAYTAG | NORDYNE, LLC. | PGC2TK080*-*B1* |  | Natural Gas,Propane Gas | Downflow | Non-Weatherized | 80 | 64 | 80 | 76.4 | 380 | 57 |  | Yes | AMACF
5158348 | Active | MAYTAG | NORDYNE, LLC. | MGC2TK080*-*B1* |  | Natural Gas,Propane Gas | Downflow | Non-Weatherized | 80 | 64 | 80 | 76.4 | 380 | 57 |  | Yes | AMACF
5156968 | Active | BROAN, FRIGIDAIRE, INTERTHERM, MILLER, NUTONE, PHILCO, TAPPAN, WESTINGHOUSE, ANSWER AIRE, BLUE DOT, BROTHERS SELECT, COLUMBUS WORTHINGTON AIR, FIRE & ICE, GOLDEN RULE, GROGGS HEATING & AC, JAMES RIVER, OLIVER, PEADEN | NORDYNE, LLC. | FG7TK100*-*C1* |  | Natural Gas,Propane Gas | Downflow | Non-Weatherized | 100 | 79 | 80 | 96.7 | 413 | 54 | Yes | Yes | AMACF
5158211 | Active | BROAN, ELECT-AIRE, FRIGIDAIRE, GARRISON, GIBSON, KELVINATOR, NUTONE, PHILCO, TAPPAN, WESTINGHOUSE, AABEL, AC PRO, CENTURY COMFORT PLUS, CLIMATE STAR, COOL SOLUTIONS, COWBOYS, ECOLOGIC AIR, EVANS MECHANICAL, GROGGS HEATING & AC, MAXIMUM AIR, MCCOWN, PEADEN, SETTLE-COMFORT | NORDYNE, LLC. | KG7TK100*-*C1* |  | Natural Gas,Propane Gas | Downflow | Non-Weatherized | 100 | 79 | 80 | 96.7 | 413 | 54 |  | Yes | AMACF
5158349 | Active | MAYTAG | NORDYNE, LLC. | PGC2TK100*-*C1* |  | Natural Gas,Propane Gas | Downflow | Non-Weatherized | 100 | 79 | 80 | 96.7 | 413 | 54 |  | Yes | AMACF
5158350 | Active | MAYTAG | NORDYNE, LLC. | MGC2TK100*-*C1* |  | Natural Gas,Propane Gas | Downflow | Non-Weatherized | 100 | 79 | 80 | 96.7 | 413 | 54 |  | Yes | AMACF
5156969 | Active | BROAN, FRIGIDAIRE, INTERTHERM, MILLER, NUTONE, PHILCO, TAPPAN, WESTINGHOUSE, ANSWER AIRE, BLUE DOT, BROTHERS SELECT, COLUMBUS WORTHINGTON AIR, FIRE & ICE, GOLDEN RULE, GROGGS HEATING & AC, JAMES RIVER, OLIVER, PEADEN | NORDYNE, LLC. | FG7TK120*-*C1* |  | Natural Gas,Propane Gas | Downflow | Non-Weatherized | 120 | 95 | 80 | 115.4 | 391 | 47 | Yes | Yes | AMACF
5158212 | Active | BROAN, ELECT-AIRE, FRIGIDAIRE, GARRISON, GIBSON, KELVINATOR, NUTONE, PHILCO, TAPPAN, WESTINGHOUSE, AABEL, AC PRO, CENTURY COMFORT PLUS, CLIMATE STAR, COOL SOLUTIONS, COWBOYS, ECOLOGIC AIR, EVANS MECHANICAL, GROGGS HEATING & AC, MAXIMUM AIR, MCCOWN, PEADEN, SETTLE-COMFORT | NORDYNE, LLC. | KG7TK120*-*C1* |  | Natural Gas,Propane Gas | Downflow | Non-Weatherized | 120 | 95 | 80 | 115.4 | 391 | 47 |  | Yes | AMACF
5158351 | Active | MAYTAG | NORDYNE, LLC. | PGC2TK120*-*C1* |  | Natural Gas,Propane Gas | Downflow | Non-Weatherized | 120 | 95 | 80 | 115.4 | 391 | 47 |  | Yes | AMACF
5158352 | Active | MAYTAG | NORDYNE, LLC. | MGC2TK120*-*C1* |  | Natural Gas,Propane Gas | Downflow | Non-Weatherized | 120 | 95 | 80 | 115.4 | 391 | 47 |  | Yes | AMACF
5156970 | Active | BROAN, FRIGIDAIRE, INTERTHERM, MILLER, NUTONE, PHILCO, TAPPAN, WESTINGHOUSE, ANSWER AIRE, BLUE DOT, BROTHERS SELECT, COLUMBUS WORTHINGTON AIR, FIRE & ICE, GOLDEN RULE, GROGGS HEATING & AC, JAMES RIVER, OLIVER, PEADEN | NORDYNE, LLC. | FG7TK140*-*D1* |  | Natural Gas,Propane Gas | Downflow | Non-Weatherized | 140 | 111 | 80 | 133.2 | 571 | 70 | Yes | Yes | AMACF
5158213 | Active | BROAN, ELECT-AIRE, FRIGIDAIRE, GARRISON, GIBSON, KELVINATOR, NUTONE, PHILCO, TAPPAN, WESTINGHOUSE, AABEL, AC PRO, CENTURY COMFORT PLUS, CLIMATE STAR, COOL SOLUTIONS, COWBOYS, ECOLOGIC AIR, EVANS MECHANICAL, GROGGS HEATING & AC, MAXIMUM AIR, MCCOWN, PEADEN, SETTLE-COMFORT | NORDYNE, LLC. | KG7TK140*-*D1* |  | Natural Gas,Propane Gas | Downflow | Non-Weatherized | 140 | 111 | 80 | 133.2 | 571 | 70 |  | Yes | AMACF
5158353 | Active | MAYTAG | NORDYNE, LLC. | PGC2TK140*-*D1* |  | Natural Gas,Propane Gas | Downflow | Non-Weatherized | 140 | 111 | 80 | 133.2 | 571 | 70 |  | Yes | AMACF
5158354 | Active | MAYTAG | NORDYNE, LLC. | MGC2TK140*-*D1* |  | Natural Gas,Propane Gas | Downflow | Non-Weatherized | 140 | 111 | 80 | 133.2 | 571 | 70 |  | Yes | AMACF
5156971 | Active | BROAN, FRIGIDAIRE, INTERTHERM, MILLER, NUTONE, PHILCO, TAPPAN, WESTINGHOUSE, ANSWER AIRE, BLUE DOT, BROTHERS SELECT, COLUMBUS WORTHINGTON AIR, FIRE & ICE, GOLDEN RULE, GROGGS HEATING & AC, JAMES RIVER, OLIVER, PEADEN | NORDYNE, LLC. | FG7TL 060*-*B* |  | Natural Gas,Propane Gas | Downflow | Non-Weatherized | 60 | 57 | 95.1 | 48 | 250 | 52 | Yes | Yes | AFUE & AMACF
5158214 | Active | BROAN, ELECT-AIRE, FRIGIDAIRE, GARRISON, GIBSON, KELVINATOR, NUTONE, PHILCO, TAPPAN, WESTINGHOUSE, AABEL, AC PRO, CENTURY COMFORT PLUS, CLIMATE STAR, COOL SOLUTIONS, COWBOYS, ECOLOGIC AIR, EVANS MECHANICAL, GROGGS HEATING & AC, MAXIMUM AIR, MCCOWN, PEADEN, SETTLE-COMFORT | NORDYNE, LLC. | KG7TL 060*-*B* |  | Natural Gas,Propane Gas | Downflow | Non-Weatherized | 60 | 57 | 95.1 | 48 | 250 | 52 |  | Yes | AFUE & AMACF
5158355 | Active | MAYTAG | NORDYNE, LLC. | MGC2TL060*-*B* |  | Natural Gas,Propane Gas | Downflow | Non-Weatherized | 60 | 57 | 95.1 | 48 | 250 | 52 |  | Yes | AFUE & AMACF
5158356 | Active | MAYTAG | NORDYNE, LLC. | PGC2TL060D*-*B* |  | Natural Gas,Propane Gas | Downflow | Non-Weatherized | 60 | 57 | 95.1 | 48 | 250 | 52 |  | Yes | AFUE & AMACF
6704105 | Active | AIRTEMP | NORDYNE, LLC. | VG7TL 060*-*B* |  | Natural Gas,Propane Gas | Downflow | Non-Weatherized | 60 | 57 | 95.1 | 48 | 250 | 52 |  | Yes | AFUE & AMACF
5156972 | Active | BROAN, FRIGIDAIRE, INTERTHERM, MILLER, NUTONE, PHILCO, TAPPAN, WESTINGHOUSE, ANSWER AIRE, BLUE DOT, BROTHERS SELECT, COLUMBUS WORTHINGTON AIR, FIRE & ICE, GOLDEN RULE, GROGGS HEATING & AC, JAMES RIVER, OLIVER, PEADEN | NORDYNE, LLC. | FG7TL 080*-*C* |  | Natural Gas,Propane Gas | Downflow | Non-Weatherized | 80 | 76 | 95.1 | 65.1 | 273 | 52 | Yes | Yes | AFUE & AMACF
5158215 | Active | BROAN, ELECT-AIRE, FRIGIDAIRE, GARRISON, GIBSON, KELVINATOR, NUTONE, PHILCO, TAPPAN, WESTINGHOUSE, AABEL, AC PRO, CENTURY COMFORT PLUS, CLIMATE STAR, COOL SOLUTIONS, COWBOYS, ECOLOGIC AIR, EVANS MECHANICAL, GROGGS HEATING & AC, MAXIMUM AIR, MCCOWN, PEADEN, SETTLE-COMFORT | NORDYNE, LLC. | KG7TL 080*-*C* |  | Natural Gas,Propane Gas | Downflow | Non-Weatherized | 80 | 76 | 95.1 | 65.1 | 273 | 52 |  | Yes | AFUE & AMACF
5158357 | Active | MAYTAG | NORDYNE, LLC. | MGC2TL080*-*C* |  | Natural Gas,Propane Gas | Downflow | Non-Weatherized | 80 | 76 | 95.1 | 65.1 | 273 | 52 |  | Yes | AFUE & AMACF
5158358 | Active | MAYTAG | NORDYNE, LLC. | PGC2TL080D*-*C* |  | Natural Gas,Propane Gas | Downflow | Non-Weatherized | 80 | 76 | 95.1 | 65.1 | 273 | 52 |  | Yes | AFUE & AMACF
6704106 | Active | AIRTEMP | NORDYNE, LLC. | VG7TL 080*-*C* |  | Natural Gas,Propane Gas | Downflow | Non-Weatherized | 80 | 76 | 95.1 | 65.1 | 273 | 52 |  | Yes | AFUE & AMACF
5156973 | Active | BROAN, FRIGIDAIRE, INTERTHERM, MILLER, NUTONE, PHILCO, TAPPAN, WESTINGHOUSE, ANSWER AIRE, BLUE DOT, BROTHERS SELECT, COLUMBUS WORTHINGTON AIR, FIRE & ICE, GOLDEN RULE, GROGGS HEATING & AC, JAMES RIVER, OLIVER, PEADEN | NORDYNE, LLC. | FG7TL 120*-*D* |  | Natural Gas,Propane Gas | Downflow | Non-Weatherized | 120 | 114 | 94.8 | 114 | 487 | 53 | Yes | Yes | AMACF
5158217 | Active | BROAN, ELECT-AIRE, FRIGIDAIRE, GARRISON, GIBSON, KELVINATOR, NUTONE, PHILCO, TAPPAN, WESTINGHOUSE, AABEL, AC PRO, CENTURY COMFORT PLUS, CLIMATE STAR, COOL SOLUTIONS, COWBOYS, ECOLOGIC AIR, EVANS MECHANICAL, GROGGS HEATING & AC, MAXIMUM AIR, MCCOWN, PEADEN, SETTLE-COMFORT | NORDYNE, LLC. | KG7TL 120*-*D* |  | Natural Gas,Propane Gas | Downflow | Non-Weatherized | 120 | 114 | 94.8 | 114 | 487 | 53 |  | Yes | AMACF
5158361 | Active | MAYTAG | NORDYNE, LLC. | MGC2TL120*-*D* |  | Natural Gas,Propane Gas | Downflow | Non-Weatherized | 120 | 114 | 94.8 | 114 | 487 | 53 |  | Yes | AMACF
5158362 | Active | MAYTAG | NORDYNE, LLC. | PGC2TL120D*-*D* |  | Natural Gas,Propane Gas | Downflow | Non-Weatherized | 120 | 114 | 94.8 | 114 | 487 | 53 |  | Yes | AMACF
6704107 | Active | AIRTEMP | NORDYNE, LLC. | VG7TL 120*-*D* |  | Natural Gas,Propane Gas | Downflow | Non-Weatherized | 120 | 114 | 94.8 | 114 | 487 | 53 |  | Yes | AMACF
5156974 | Active | BROAN, INTERTHERM, LIFESTYLE, MAYTAG, MILLER | NORDYNE, LLC. | M1BB 066A ** |  | Natural Gas,Propane Gas | Downflow | Non-Weatherized | 66 | 55 | 80 | 59.3 | 550 | 55 | Yes | No
5156975 | Active | BROAN, INTERTHERM, LIFESTYLE, MAYTAG, MILLER | NORDYNE, LLC. | M1BB 086A ** |  | Natural Gas,Propane Gas | Downflow | Non-Weatherized | 86 | 70 | 80 | 79.1 | 709 | 49 | Yes | No
5156976 | Active | BROAN, INTERTHERM, LIFESTYLE, MAYTAG, MILLER | NORDYNE, LLC. | M1MB 056A ** |  | Natural Gas,Propane Gas | Downflow | Non-Weatherized | 56 | 45 | 80 | 56.8 | 787 | 58 | Yes | No
5156977 | Active | BROAN, INTERTHERM, LIFESTYLE, MAYTAG, MILLER | NORDYNE, LLC. | M1MB 070A ** |  | Natural Gas,Propane Gas | Downflow | Non-Weatherized | 70 | 57 | 80 | 56.7 | 813 | 59 | Yes | No
5156978 | Active | BROAN, INTERTHERM, LIFESTYLE, MAYTAG, MILLER | NORDYNE, LLC. | M1MB 077A ** |  | Natural Gas,Propane Gas | Downflow | Non-Weatherized | 77 | 62 | 80 | 76.1 | 971 | 63 | Yes | No
5156979 | Active | BROAN, INTERTHERM, LIFESTYLE, MAYTAG, MILLER | NORDYNE, LLC. | M1MB 090A ** |  | Natural Gas,Propane Gas | Downflow | Non-Weatherized | 90 | 72 | 80 | 76.5 | 878 | 51 | Yes | No
5156980 | Active | BROAN, INTERTHERM, LIFESTYLE, MAYTAG, MILLER | NORDYNE, LLC. | M4RC 054D-24B |  | Natural Gas,Propane Gas | Upflow,Horizontal | Non-Weatherized | 54 | 49 | 92.1 | 49.7 | 794 | 100 | Yes | No
5156981 | Active | BROAN, INTERTHERM, LIFESTYLE, MAYTAG, MILLER | NORDYNE, LLC. | M4RC 072D-35C |  | Natural Gas,Propane Gas | Upflow,Horizontal | Non-Weatherized | 72 | 66 | 92.1 | 66 | 1093 | 103 | Yes | No
5156982 | Active | BROAN, INTERTHERM, LIFESTYLE, MAYTAG, MILLER | NORDYNE, LLC. | M4RC 090D-35C |  | Natural Gas,Propane Gas | Upflow,Horizontal | Non-Weatherized | 90 | 82 | 92.1 | 82.5 | 1348 | 105 | Yes | No
5156983 | Active | BROAN, INTERTHERM, LIFESTYLE, MAYTAG, MILLER | NORDYNE, LLC. | M4RC 108D-45D |  | Natural Gas,Propane Gas | Upflow,Horizontal | Non-Weatherized | 108 | 99 | 92.1 | 99.3 | 1489 | 97 | Yes | No
5156984 | Active | BROAN, INTERTHERM, LIFESTYLE, MAYTAG, MILLER | NORDYNE, LLC. | M4RL 090D-35C |  | Natural Gas,Propane Gas | Downflow | Non-Weatherized | 90 | 82 | 92.1 | 83.4 | 1037 | 105 | Yes | No
5156985 | Active | BROAN, INTERTHERM, LIFESTYLE, MAYTAG, MILLER | NORDYNE, LLC. | M5SB 066A ** |  | Oil | Downflow | Non-Weatherized | 66 | 56 | 83 | 49.4 | 829 | 120 | Yes | No
5156986 | Active | BROAN, INTERTHERM, LIFESTYLE, MAYTAG, MILLER | NORDYNE, LLC. | M5SB 086A ** |  | Oil | Downflow | Non-Weatherized | 86 | 72 | 83 | 67.2 | 736 | 110 | Yes | No
5156987 | Active | BROAN, INTERTHERM, LIFESTYLE, MAYTAG, MILLER | NORDYNE, LLC. | M7RL 045A *** |  | Natural Gas,Propane Gas | Downflow | Non-Weatherized | 45 | 43 | 95.1 | 43.6 | 716 | 117 | Yes | No | AFUE
5156988 | Active | BROAN, INTERTHERM, LIFESTYLE, MAYTAG, MILLER | NORDYNE, LLC. | M7RL 060A *** |  | Natural Gas,Propane Gas | Downflow | Non-Weatherized | 60 | 57 | 95.1 | 43.5 | 722 | 111 | Yes | No | AFUE
5156989 | Active | BROAN, INTERTHERM, LIFESTYLE, MAYTAG, MILLER | NORDYNE, LLC. | M7RL 072A *** |  | Natural Gas,Propane Gas | Downflow | Non-Weatherized | 72 | 68 | 95.1 | 58.4 | 857 | 140 | Yes | No | AFUE
5156990 | Discontinued | BROAN, FRIGIDAIRE, INTERTHERM, MILLER, NUTONE, PHILCO, TAPPAN, WESTINGHOUSE | NORDYNE, LLC. | R6GF-X24K080XA |  | Natural Gas,Propane Gas | Downflow,Horizontal | Weatherized | 80 | 64 | 80 | 76.9 | 299 | 40 | Yes | Yes
5158363 | Discontinued | MAYTAG | NORDYNE, LLC. | PPG2GFX24K080XA |  | Natural Gas,Propane Gas | Downflow,Horizontal | Weatherized | 80 | 64 | 80 | 76.9 | 299 | 40 |  | Yes
5156991 | Discontinued | BROAN, FRIGIDAIRE, INTERTHERM, MILLER, NUTONE, PHILCO, TAPPAN, WESTINGHOUSE | NORDYNE, LLC. | R6GF-X36K100XA |  | Natural Gas,Propane Gas | Downflow,Horizontal | Weatherized | 100 | 80 | 80 | 96.4 | 390 | 52 | Yes | Yes
5158364 | Discontinued | MAYTAG | NORDYNE, LLC. | PPG2GFX36K100XA |  | Natural Gas,Propane Gas | Downflow,Horizontal | Weatherized | 100 | 80 | 80 | 96.4 | 390 | 52 |  | Yes
5156992 | Discontinued | BROAN, FRIGIDAIRE, INTERTHERM, MILLER, NUTONE, PHILCO, TAPPAN, WESTINGHOUSE | NORDYNE, LLC. | R6GF-X48K120XA |  | Natural Gas,Propane Gas | Downflow,Horizontal | Weatherized | 120 | 96 | 80 | 114.7 | 467 | 54 | Yes | Yes
5158365 | Discontinued | MAYTAG | NORDYNE, LLC. | PPG2GFX48K120XA |  | Natural Gas,Propane Gas | Downflow,Horizontal | Weatherized | 120 | 96 | 80 | 114.7 | 467 | 54 |  | Yes
5158021 | Active | BROAN, FRIGIDAIRE, INTERTHERM, MILLER, NUTONE, PHILCO, TAPPAN, WESTINGHOUSE, ANSWER AIRE, BLUE DOT, BROTHERS SELECT, COLUMBUS WORTHINGTON AIR, FIRE & ICE, GOLDEN RULE, GROGGS HEATING & AC, JAMES RIVER, OLIVER, PEADEN | NORDYNE, LLC. | FG7TC 100*-*C* |  | Natural Gas,Propane Gas | Upflow,Horizontal | Non-Weatherized | 100 | 95 | 95.1 | 96.7 | 383 | 53 | Yes | Yes | AFUE & AMACF
5158207 | Active | BROAN, ELECT-AIRE, FRIGIDAIRE, GARRISON, GIBSON, KELVINATOR, NUTONE, PHILCO, TAPPAN, WESTINGHOUSE, AABEL, AC PRO, CENTURY COMFORT PLUS, CLIMATE STAR, COOL SOLUTIONS, COWBOYS, ECOLOGIC AIR, EVANS MECHANICAL, GROGGS HEATING & AC, MAXIMUM AIR, MCCOWN, PEADEN, SETTLE-COMFORT | NORDYNE, LLC. | KG7TC 100*-*C* |  | Natural Gas,Propane Gas | Upflow,Horizontal | Non-Weatherized | 100 | 95 | 95.1 | 96.7 | 383 | 53 |  | Yes | AFUE & AMACF
5158341 | Active | MAYTAG | NORDYNE, LLC. | MGC2TC100D-*C* |  | Natural Gas,Propane Gas | Upflow,Horizontal | Non-Weatherized | 100 | 95 | 95.1 | 96.7 | 383 | 53 |  | Yes | AFUE & AMACF
5158342 | Active | MAYTAG | NORDYNE, LLC. | PGC2TC100*-*C* |  | Natural Gas,Propane Gas | Upflow,Horizontal | Non-Weatherized | 100 | 95 | 95.1 | 96.7 | 383 | 53 |  | Yes | AFUE & AMACF
5609949 | Active | AIRTEMP | NORDYNE, LLC. | VG7TC 100*-*C* |  | Natural Gas,Propane Gas | Upflow,Horizontal | Non-Weatherized | 100 | 95 | 95.1 | 96.7 | 383 | 53 |  | Yes | AFUE & AMACF
5756402 | Active | COMFORT-AIRE,CENTURY | HEAT CONTROLLER, INC. | GUH95T100C5XE |  | Natural Gas,Propane Gas | Upflow,Horizontal | Non-Weatherized | 100 | 95 | 95.1 | 96.7 | 383 | 53 |  | Yes | AFUE & AMACF
5158022 | Active | BROAN, FRIGIDAIRE, INTERTHERM, MILLER, NUTONE, PHILCO, TAPPAN, WESTINGHOUSE, ANSWER AIRE, BLUE DOT, BROTHERS SELECT, COLUMBUS WORTHINGTON AIR, FIRE & ICE, GOLDEN RULE, GROGGS HEATING & AC, JAMES RIVER, OLIVER, PEADEN | NORDYNE, LLC. | FG7TL 100*-*C* |  | Natural Gas,Propane Gas | Downflow | Non-Weatherized | 100 | 95 | 95.1 | 96.7 | 383 | 53 | Yes | Yes | AFUE & AMACF
5158216 | Active | BROAN, ELECT-AIRE, FRIGIDAIRE, GARRISON, GIBSON, KELVINATOR, NUTONE, PHILCO, TAPPAN, WESTINGHOUSE, AABEL, AC PRO, CENTURY COMFORT PLUS, CLIMATE STAR, COOL SOLUTIONS, COWBOYS, ECOLOGIC AIR, EVANS MECHANICAL, GROGGS HEATING & AC, MAXIMUM AIR, MCCOWN, PEADEN, SETTLE-COMFORT | NORDYNE, LLC. | KG7TL 100*-*C* |  | Natural Gas,Propane Gas | Downflow | Non-Weatherized | 100 | 95 | 95.1 | 96.7 | 383 | 53 |  | Yes | AFUE & AMACF
5158359 | Active | MAYTAG | NORDYNE, LLC. | MGC2TL100*-*C* |  | Natural Gas,Propane Gas | Downflow | Non-Weatherized | 100 | 95 | 95.1 | 96.7 | 383 | 53 |  | Yes | AFUE & AMACF
5158360 | Active | MAYTAG | NORDYNE, LLC. | PGC2TL100D*-*C* |  | Natural Gas,Propane Gas | Downflow | Non-Weatherized | 100 | 95 | 95.1 | 96.7 | 383 | 53 |  | Yes | AFUE & AMACF
6704108 | Active | AIRTEMP | NORDYNE, LLC. | VG7TL 100*-*C* |  | Natural Gas,Propane Gas | Downflow | Non-Weatherized | 100 | 95 | 95.1 | 96.7 | 383 | 53 |  | Yes | AFUE & AMACF
5158023 | Discontinued | BROAN,FRIGIDAIRE,INTERTHERM,MILLER,NUTONE,TAPPAN,WESTINGHOUSE | NORDYNE, LLC. | R6GD-X24K045* |  | Natural Gas | Downflow,Horizontal | Weatherized | 45 | 35 | 78 | 40.7 | 230 | 60 | Yes | Yes
5158219 | Discontinued | GIBSON, KELVINATOR, PHILCO | NORDYNE, LLC. | GR6GD-X24K045* |  | Natural Gas | Downflow,Horizontal | Weatherized | 45 | 35 | 78 | 40.7 | 230 | 60 |  | Yes
5158024 | Discontinued | BROAN,FRIGIDAIRE,INTERTHERM,MILLER,NUTONE,TAPPAN,WESTINGHOUSE | NORDYNE, LLC. | R6GD-X24K072* |  | Natural Gas | Downflow,Horizontal | Weatherized | 72 | 58 | 80 | 59.6 | 260 | 60 | Yes | Yes
5158220 | Discontinued | GIBSON, KELVINATOR, PHILCO | NORDYNE, LLC. | GR6GD-X24K072* |  | Natural Gas | Downflow,Horizontal | Weatherized | 72 | 58 | 80 | 59.6 | 260 | 60 |  | Yes
5158025 | Discontinued | BROAN,FRIGIDAIRE,INTERTHERM,MILLER,NUTONE,TAPPAN,WESTINGHOUSE | NORDYNE, LLC. | R6GD-X36K096* |  | Natural Gas | Downflow,Horizontal | Weatherized | 96 | 77 | 80 | 98.5 | 530 | 60 | Yes | Yes
5158224 | Discontinued | GIBSON, KELVINATOR, PHILCO | NORDYNE, LLC. | GR6GD-X36K096* |  | Natural Gas | Downflow,Horizontal | Weatherized | 96 | 77 | 80 | 98.5 | 530 | 60 |  | Yes
5158026 | Discontinued | BROAN,FRIGIDAIRE,INTERTHERM,MILLER,NUTONE,TAPPAN,WESTINGHOUSE | NORDYNE, LLC. | R6GD-X48K096* |  | Natural Gas | Downflow,Horizontal | Weatherized | 96 | 77 | 80 | 98 | 653 | 60 | Yes | Yes
5158227 | Discontinued | GIBSON, KELVINATOR, PHILCO | NORDYNE, LLC. | GR6GD-X48K096* |  | Natural Gas | Downflow,Horizontal | Weatherized | 96 | 77 | 80 | 98 | 653 | 60 |  | Yes
5158027 | Discontinued | BROAN,FRIGIDAIRE,INTERTHERM,MILLER,NUTONE,TAPPAN,WESTINGHOUSE | NORDYNE, LLC. | R6GD-X48K120* |  | Natural Gas | Downflow,Horizontal | Weatherized | 120 | 96 | 80 | 118.8 | 517 | 60 | Yes | Yes
5158228 | Discontinued | GIBSON, KELVINATOR, PHILCO | NORDYNE, LLC. | GR6GD-X48K120* |  | Natural Gas | Downflow,Horizontal | Weatherized | 120 | 96 | 80 | 118.8 | 517 | 60 |  | Yes
5158032 | Discontinued | BROAN, FRIGIDAIRE, INTERTHERM, MILLER, NUTONE, PHILCO, TAPPAN, WESTINGHOUSE | NORDYNE, LLC. | DF6SF-X60K120CA |  | Natural Gas,Propane Gas | Downflow,Horizontal | Weatherized | 120 | 96 | 80 | 114.7 | 467 | 54 | Yes | Yes
5158286 | Discontinued | MAYTAG | NORDYNE, LLC. | PDF2SFX60K120CA |  | Natural Gas,Propane Gas | Downflow,Horizontal | Weatherized | 120 | 96 | 80 | 114.7 | 467 | 54 |  | Yes
5158033 | Discontinued | BROAN,FRIGIDAIRE,INTERTHERM,MILLER,NUTONE,TAPPAN,WESTINGHOUSE | NORDYNE, LLC. | R6GD-X060K120* |  | Natural Gas | Downflow,Horizontal | Weatherized | 120 | 96 | 80 | 118.8 | 517 | 60 | Yes | Yes
5158218 | Discontinued | GIBSON, KELVINATOR, PHILCO | NORDYNE, LLC. | GR6GD-X060K120* |  | Natural Gas | Downflow,Horizontal | Weatherized | 120 | 96 | 80 | 118.8 | 517 | 60 |  | Yes
5158034 | Discontinued | BROAN,FRIGIDAIRE,INTERTHERM,MILLER,NUTONE,TAPPAN,WESTINGHOUSE | NORDYNE, LLC. | R6GD-X30K045* |  | Natural Gas | Downflow,Horizontal | Weatherized | 45 | 35 | 78 | 40.7 | 230 | 60 | Yes | Yes
5158221 | Discontinued | GIBSON, KELVINATOR, PHILCO | NORDYNE, LLC. | GR6GD-X30K045* |  | Natural Gas | Downflow,Horizontal | Weatherized | 45 | 35 | 78 | 40.7 | 230 | 60 |  | Yes
5158035 | Discontinued | BROAN,FRIGIDAIRE,INTERTHERM,MILLER,NUTONE,TAPPAN,WESTINGHOUSE | NORDYNE, LLC. | R6GD-X30K072* |  | Natural Gas | Downflow,Horizontal | Weatherized | 72 | 58 | 80 | 59.6 | 260 | 60 | Yes | Yes
5158222 | Discontinued | GIBSON, KELVINATOR, PHILCO | NORDYNE, LLC. | GR6GD-X30K072* |  | Natural Gas | Downflow,Horizontal | Weatherized | 72 | 58 | 80 | 59.6 | 260 | 60 |  | Yes
5158036 | Discontinued | BROAN,FRIGIDAIRE,INTERTHERM,MILLER,NUTONE,TAPPAN,WESTINGHOUSE | NORDYNE, LLC. | R6GD-X36K072* |  | Natural Gas | Downflow,Horizontal | Weatherized | 72 | 58 | 80 | 59.6 | 260 | 60 | Yes | Yes
5158223 | Discontinued | GIBSON, KELVINATOR, PHILCO | NORDYNE, LLC. | GR6GD-X36K072* |  | Natural Gas | Downflow,Horizontal | Weatherized | 72 | 58 | 80 | 59.6 | 260 | 60 |  | Yes
5158037 | Discontinued | BROAN,FRIGIDAIRE,INTERTHERM,MILLER,NUTONE,TAPPAN,WESTINGHOUSE | NORDYNE, LLC. | R6GD-X42K072* |  | Natural Gas | Downflow,Horizontal | Weatherized | 72 | 58 | 80 | 59.6 | 260 | 60 | Yes | Yes
5158225 | Discontinued | GIBSON, KELVINATOR, PHILCO | NORDYNE, LLC. | GR6GD-X42K072* |  | Natural Gas | Downflow,Horizontal | Weatherized | 72 | 58 | 80 | 59.6 | 260 | 60 |  | Yes
5158038 | Discontinued | BROAN,FRIGIDAIRE,INTERTHERM,MILLER,NUTONE,TAPPAN,WESTINGHOUSE | NORDYNE, LLC. | R6GD-X42K096* |  | Natural Gas | Downflow,Horizontal | Weatherized | 96 | 77 | 80 | 98.5 | 530 | 60 | Yes | Yes
5158226 | Discontinued | GIBSON, KELVINATOR, PHILCO | NORDYNE, LLC. | GR6GD-X42K096* |  | Natural Gas | Downflow,Horizontal | Weatherized | 96 | 77 | 80 | 98.5 | 530 | 60 |  | Yes
5158039 | Discontinued | BROAN,FRIGIDAIRE,INTERTHERM,MILLER,NUTONE,TAPPAN,WESTINGHOUSE | NORDYNE, LLC. | R6GD-X60K096* |  | Natural Gas | Downflow,Horizontal | Weatherized | 96 | 77 | 80 | 98 | 653 | 60 | Yes | Yes
5158229 | Discontinued | GIBSON, KELVINATOR, PHILCO | NORDYNE, LLC. | GR6GD-X60K096* |  | Natural Gas | Downflow,Horizontal | Weatherized | 96 | 77 | 80 | 98 | 653 | 60 |  | Yes
5158040 | Discontinued | BROAN, FRIGIDAIRE, INTERTHERM, MILLER, NUTONE, PHILCO, TAPPAN, WESTINGHOUSE | NORDYNE, LLC. | R6GF-X60K120XA |  | Natural Gas,Propane Gas | Downflow,Horizontal | Weatherized | 120 | 96 | 80 | 114.7 | 467 | 54 | Yes | Yes
5158366 | Discontinued | MAYTAG | NORDYNE, LLC. | PPG2GFX60K120XA |  | Natural Gas,Propane Gas | Downflow,Horizontal | Weatherized | 120 | 96 | 80 | 114.7 | 467 | 54 |  | Yes
5202436 | Active | MERIT 80 | LENNOX INDUSTRIES, INC. | ML180DF045P36A* |  | Natural Gas,Propane Gas | Downflow | Non-Weatherized | 44 | 36 | 80 | 37.1 | 806 | 76 | Yes | No
5202437 | Active | MERIT 80 | LENNOX INDUSTRIES, INC. | ML180DF070P36A* |  | Natural Gas,Propane Gas | Downflow | Non-Weatherized | 66 | 53 | 80 | 56.8 | 881 | 79 | Yes | No
5202439 | Active | MERIT 80 | LENNOX INDUSTRIES, INC. | ML180DF110P60C* |  | Natural Gas,Propane Gas | Downflow | Non-Weatherized | 110 | 89 | 80 | 95.1 | 1283 | 81 | Yes | No
5202440 | Active | ELITE 80 | LENNOX INDUSTRIES, INC. | EL280UH070P24A-* |  | Natural Gas,Propane Gas | Upflow,Horizontal | Non-Weatherized | 66 | 52 | 80 | 56.6 | 603 | 31 | Yes | No
5202441 | Active | ELITE 80 | LENNOX INDUSTRIES, INC. | EL280UH090P36B-* |  | Natural Gas,Propane Gas | Upflow,Horizontal | Non-Weatherized | 88 | 70 | 80 | 74.3 | 879 | 34 | Yes | No
5202442 | Active | ELITE 80 | LENNOX INDUSTRIES, INC. | EL280UH090P48B-* |  | Natural Gas,Propane Gas | Upflow,Horizontal | Non-Weatherized | 88 | 69 | 80 | 74.3 | 883 | 33 | Yes | No
5202443 | Active | ELITE 80 | LENNOX INDUSTRIES, INC. | EL280UH110P48C-* |  | Natural Gas,Propane Gas | Upflow,Horizontal | Non-Weatherized | 110 | 86 | 80 | 93.2 | 1045 | 36 | Yes | No
5202444 | Active | ELITE 80 | LENNOX INDUSTRIES, INC. | EL280UH135P60D-* |  | Natural Gas,Propane Gas | Upflow,Horizontal | Non-Weatherized | 132 | 106 | 80 | 110.8 | 1317 | 38 | Yes | No
5202445 | Active | ELITE 80 | LENNOX INDUSTRIES, INC. | EL280UH070P36A-* |  | Natural Gas,Propane Gas | Upflow,Horizontal | Non-Weatherized | 66 | 53 | 80 | 55.4 | 707 | 32 | Yes | No
5202446 | Active | ELITE 80 | LENNOX INDUSTRIES, INC. | EL280UH110P60C-* |  | Natural Gas,Propane Gas | Upflow,Horizontal | Non-Weatherized | 110 | 87 | 80 | 91.8 | 1201 | 35 | Yes | No
5202447 | Active | ELITE 80 | LENNOX INDUSTRIES, INC. | EL280UH070XP36A-* |  | Natural Gas | Upflow,Horizontal | Non-Weatherized | 66 | 53 | 80 | 55.4 | 707 | 32 |  | No
5202448 | Active | ELITE 80 | LENNOX INDUSTRIES, INC. | EL280UH090XP48B-* |  | Natural Gas | Upflow,Horizontal | Non-Weatherized | 88 | 69 | 80 | 74.3 | 883 | 33 |  | No
5202449 | Active | ELITE 80 | LENNOX INDUSTRIES, INC. | EL280UH110XP60C-* |  | Natural Gas | Upflow,Horizontal | Non-Weatherized | 110 | 87 | 80 | 91.8 | 1201 | 35 |  | No
5210772 | Active | ADVANCE COMFORT SYSTEM, AIREASE, ALLIED, ARMSTRONG AIR, GREAT LAKES | ALLIED AIR ENTERPRISES, LLC | A97USMV070B12S-* |  | Natural Gas,Propane Gas | Upflow,Horizontal | Non-Weatherized | 66 | 64 | 97 | 64 | 299 | 41 | Yes | Yes | AFUE & AMACF
5210773 | Active | ADVANCE COMFORT SYSTEM, AIREASE, ALLIED, ARMSTRONG AIR, GREAT LAKES | ALLIED AIR ENTERPRISES, LLC | A97USMV090C16S-* |  | Natural Gas,Propane Gas | Upflow,Horizontal | Non-Weatherized | 88 | 86 | 97 | 79.4 | 389 | 39 | Yes | Yes | AFUE & AMACF
5210774 | Active | AIREASE,ARMSTRONG AIR,ADVANCE COMFORT SYSTEM,GREAT LAKES,ALLIED | ALLIED AIR ENTERPRISES, LLC | A97USMV090C20S-* |  | Natural Gas,Propane Gas | Upflow,Horizontal | Non-Weatherized | 88 | 85 | 97 | 79.5 | 354 | 43 | Yes | Yes | AFUE & AMACF
5210775 | Active | ADVANCE COMFORT SYSTEM, AIREASE, ALLIED, ARMSTRONG AIR, GREAT LAKES | ALLIED AIR ENTERPRISES, LLC | A97USMV110C20S-* |  | Natural Gas,Propane Gas | Upflow,Horizontal | Non-Weatherized | 110 | 106 | 97 | 95.5 | 409 | 43 | Yes | Yes | AFUE & AMACF
5210776 | Active | ADVANCE COMFORT SYSTEM, AIREASE, ALLIED, ARMSTRONG AIR, GREAT LAKES | ALLIED AIR ENTERPRISES, LLC | A97USMV135D20S-* |  | Natural Gas,Propane Gas | Upflow,Horizontal | Non-Weatherized | 132 | 127 | 97 | 112.1 | 550 | 38 | Yes | Yes | AFUE & AMACF
5210777 | Active | ADVANCE COMFORT SYSTEM, AIREASE, ALLIED, ARMSTRONG AIR, GREAT LAKES | ALLIED AIR ENTERPRISES, LLC | A97DSMV070B12S-* |  | Natural Gas,Propane Gas | Downflow | Non-Weatherized | 66 | 64 | 97 | 64.5 | 282 | 40 | Yes | Yes | AFUE & AMACF
5210778 | Active | ADVANCE COMFORT SYSTEM, AIREASE, ALLIED, ARMSTRONG AIR, GREAT LAKES | ALLIED AIR ENTERPRISES, LLC | A97DSMV090C16S-* |  | Natural Gas,Propane Gas | Downflow | Non-Weatherized | 88 | 85 | 97 | 80.2 | 321 | 40 | Yes | Yes | AFUE & AMACF
5210779 | Active | AIREASE,ARMSTRONG AIR,ADVANCE COMFORT SYSTEM,GREAT LAKES,ALLIED | ALLIED AIR ENTERPRISES, LLC | A97DSMV090C20S-* |  | Natural Gas,Propane Gas | Downflow | Non-Weatherized | 88 | 85 | 97 | 80.3 | 340 | 42 | Yes | Yes | AFUE & AMACF
5210780 | Active | ADVANCE COMFORT SYSTEM, AIREASE, ALLIED, ARMSTRONG AIR, GREAT LAKES | ALLIED AIR ENTERPRISES, LLC | A97DSMV110C20S-* |  | Natural Gas,Propane Gas | Downflow | Non-Weatherized | 110 | 107 | 97 | 95.1 | 380 | 44 | Yes | Yes | AFUE & AMACF
5210781 | Active | ADVANCE COMFORT SYSTEM, AIREASE, ALLIED, ARMSTRONG AIR, GREAT LAKES | ALLIED AIR ENTERPRISES, LLC | A97USMV090C12S-* |  | Natural Gas,Propane Gas | Upflow,Horizontal | Non-Weatherized | 88 | 85 | 97 | 80.7 | 307 | 40 | Yes | Yes | AFUE & AMACF
5259922 | Active | AIREASE,ARMSTRONG AIR,CONCORD,DUCANE,ADVANCE COMFORT SYSTEM,GREAT LAKES,ALLIED | ALLIED AIR ENTERPRISES, LLC | L83UF1D112/125F20-*** |  | Oil | Upflow | Non-Weatherized | 135 | 113 | 83 | 130.9 | 1215 | 140 | Yes | No
5261515 | Active | ELITE | LENNOX INDUSTRIES, INC. | ELO183UF135/150P60-*** |  | Oil | Upflow | Non-Weatherized | 135 | 113 | 83 | 130.9 | 1215 | 140 |  | No
5265127 | Active | CENTURY, COMFORT-AIRE | HEAT CONTROLLER, INC. | OUFB125-D5-*** |  | Oil | Upflow | Non-Weatherized | 135 | 113 | 83 | 130.9 | 1215 | 140 |  | No
5259923 | Active | AIREASE,ARMSTRONG AIR,CONCORD,DUCANE,ADVANCE COMFORT SYSTEM,GREAT LAKES,ALLIED | ALLIED AIR ENTERPRISES, LLC | L83UF1D112/125F20*-*** |  | Oil | Upflow | Non-Weatherized | 151 | 126 | 83 | 130.6 | 1276 | 134 | Yes | No
5261513 | Active | ELITE | LENNOX INDUSTRIES, INC. | ELO183UF135/150P60*-*** |  | Oil | Upflow | Non-Weatherized | 151 | 126 | 83 | 130.6 | 1276 | 134 |  | No
5265126 | Active | CENTURY, COMFORT-AIRE | HEAT CONTROLLER, INC. | OUFB125-D5*-*** |  | Oil | Upflow | Non-Weatherized | 151 | 126 | 83 | 130.6 | 1276 | 134 |  | No
5259924 | Active | AIREASE,ARMSTRONG AIR,CONCORD,DUCANE,ADVANCE COMFORT SYSTEM,GREAT LAKES,ALLIED | ALLIED AIR ENTERPRISES, LLC | L83HF1D112/125F20-*** |  | Oil | Downflow, Horizontal | Non-Weatherized | 135 | 113 | 84 | 129.8 | 1480 | 138 | Yes | No
5261508 | Active | ELITE | LENNOX INDUSTRIES, INC. | ELO183HF135/150P60-*** |  | Oil | Downflow, Horizontal | Non-Weatherized | 135 | 113 | 84 | 129.8 | 1480 | 138 |  | No
5265125 | Active | CENTURY, COMFORT-AIRE | HEAT CONTROLLER, INC. | ODFB125-D5-*** |  | Oil | Downflow, Horizontal | Non-Weatherized | 135 | 113 | 84 | 129.8 | 1480 | 138 |  | No
5259950 | Active | AIREASE,ARMSTRONG AIR,CONCORD,DUCANE,ADVANCE COMFORT SYSTEM,GREAT LAKES,ALLIED | ALLIED AIR ENTERPRISES, LLC | L83BR1D112/125F20-*** |  | Oil |  | Non-Weatherized | 134 | 113 | 83 | 130.4 | 1341 | 137 | Yes | No
5261501 | Active | ELITE | LENNOX INDUSTRIES, INC. | ELO183BR135/150P60-*** |  | Oil |  | Non-Weatherized | 134 | 113 | 83 | 130.4 | 1341 | 137 |  | No
5261851 | Active | CENTURY, COMFORT-AIRE | HEAT CONTROLLER, INC. | OLRB125-D5-*** |  | Oil |  | Non-Weatherized | 134 | 113 | 83 | 130.4 | 1341 | 137 |  | No
5259951 | Active | AIREASE,ARMSTRONG AIR,CONCORD,DUCANE,ADVANCE COMFORT SYSTEM,GREAT LAKES,ALLIED | ALLIED AIR ENTERPRISES, LLC | L83BR1D112/125F20*-*** |  | Oil |  | Non-Weatherized | 151 | 127 | 83 | 130 | 1418 | 138 | Yes | No
5261500 | Active | ELITE | LENNOX INDUSTRIES, INC. | ELO183BR135/150P60*-*** |  | Oil |  | Non-Weatherized | 151 | 127 | 83 | 130 | 1418 | 138 |  | No
5261850 | Active | CENTURY, COMFORT-AIRE | HEAT CONTROLLER, INC. | OLRB125-D5*-*** |  | Oil |  | Non-Weatherized | 151 | 127 | 83 | 130 | 1418 | 138 |  | No
5265918 | Active | DAVE LENNOX SIGNATURE | LENNOX INDUSTRIES, INC. | SLO183BR135/150V60*-*** |  | Oil |  | Non-Weatherized | 151 | 127 | 83 | 130 | 1418 | 138 |  | No
5259952 | Active | AIREASE,ARMSTRONG AIR,CONCORD,DUCANE,ADVANCE COMFORT SYSTEM,GREAT LAKES,ALLIED | ALLIED AIR ENTERPRISES, LLC | L83HF1D112/125F20*-*** |  | Oil | Downflow, Horizontal | Non-Weatherized | 150 | 126 | 84 | 129.9 | 1446 | 136 | Yes | No
5261507 | Active | ELITE | LENNOX INDUSTRIES, INC. | ELO183HF135/150P60*-*** |  | Oil | Downflow, Horizontal | Non-Weatherized | 150 | 126 | 84 | 129.9 | 1446 | 136 |  | No
5265124 | Active | CENTURY, COMFORT-AIRE | HEAT CONTROLLER, INC. | ODFB125-D5*-*** |  | Oil | Downflow, Horizontal | Non-Weatherized | 150 | 126 | 84 | 129.9 | 1446 | 136 |  | No
5259953 | Active | AIREASE,ARMSTRONG AIR,CONCORD,DUCANE,ADVANCE COMFORT SYSTEM,GREAT LAKES,ALLIED | ALLIED AIR ENTERPRISES, LLC | L83HR1D112/125F20-*** |  | Oil | Downflow, Horizontal | Non-Weatherized | 135 | 113 | 84 | 129.8 | 1480 | 138 |  | No
5259955 | Active | AIREASE,ARMSTRONG AIR,CONCORD,DUCANE,ADVANCE COMFORT SYSTEM,GREAT LAKES,ALLIED | ALLIED AIR ENTERPRISES, LLC | L83BF1D112/125F20-*** |  | Oil |  | Non-Weatherized | 134 | 113 | 83 | 130.4 | 1341 | 137 |  | No
5261493 | Active | ELITE | LENNOX INDUSTRIES, INC. | ELO183BF135/150P60-*** |  | Oil |  | Non-Weatherized | 134 | 113 | 83 | 130.4 | 1341 | 137 |  | No
5261819 | Active | CENTURY, COMFORT-AIRE | HEAT CONTROLLER, INC. | OLFB125-D5-*** |  | Oil |  | Non-Weatherized | 134 | 113 | 83 | 130.4 | 1341 | 137 |  | No
5259956 | Active | AIREASE,ARMSTRONG AIR,CONCORD,DUCANE,ADVANCE COMFORT SYSTEM,GREAT LAKES,ALLIED | ALLIED AIR ENTERPRISES, LLC | L83BF1D112/125F20*-*** |  | Oil |  | Non-Weatherized | 151 | 127 | 83 | 130 | 1418 | 138 |  | No
5261444 | Active | ELITE | LENNOX INDUSTRIES, INC. | ELO183BF135/150P60*-*** |  | Oil |  | Non-Weatherized | 151 | 127 | 83 | 130 | 1418 | 138 |  | No
5261806 | Active | CENTURY, COMFORT-AIRE | HEAT CONTROLLER, INC. | OLFB125-D5*-*** |  | Oil |  | Non-Weatherized | 151 | 127 | 83 | 130 | 1418 | 138 |  | No
5259957 | Active | AIREASE,ARMSTRONG AIR,CONCORD,DUCANE,ADVANCE COMFORT SYSTEM,GREAT LAKES,ALLIED | ALLIED AIR ENTERPRISES, LLC | L83HR1D112/125F20*-*** |  | Oil | Downflow, Horizontal | Non-Weatherized | 150 | 126 | 84 | 129.9 | 1446 | 136 |  | No
5265747 | Active | AIREASE,ARMSTRONG AIR,CONCORD,DUCANE,ADVANCE COMFORT SYSTEM,GREAT LAKES,ALLIED | ALLIED AIR ENTERPRISES, LLC | L83UF1V112/125F20-*** |  | Oil | Upflow | Non-Weatherized | 135 | 113 | 83 | 132.8 | 745 | 140 | Yes | Yes | AMACF
5265921 | Active | DAVE LENNOX SIGNATURE | LENNOX INDUSTRIES, INC. | SLO183UF135/150V60-*** |  | Oil | Upflow | Non-Weatherized | 135 | 113 | 83 | 132.8 | 745 | 140 |  | Yes | AMACF
5265748 | Active | AIREASE,ARMSTRONG AIR,CONCORD,DUCANE,ADVANCE COMFORT SYSTEM,GREAT LAKES,ALLIED | ALLIED AIR ENTERPRISES, LLC | L83UF1V112/125F20*-*** |  | Oil | Upflow | Non-Weatherized | 151 | 126 | 83 | 132.2 | 873 | 134 | Yes | Yes
5265920 | Active | DAVE LENNOX SIGNATURE | LENNOX INDUSTRIES, INC. | SLO183UF135/150V60*-*** |  | Oil | Upflow | Non-Weatherized | 151 | 126 | 83 | 132.2 | 873 | 134 |  | Yes
5265749 | Active | AIREASE,ARMSTRONG AIR,CONCORD,DUCANE,ADVANCE COMFORT SYSTEM,GREAT LAKES,ALLIED | ALLIED AIR ENTERPRISES, LLC | L83BR1V112/125F20-*** |  | Oil |  | Non-Weatherized | 134 | 113 | 83 | 132.7 | 771 | 137 | Yes | Yes | AMACF
5265919 | Active | DAVE LENNOX SIGNATURE | LENNOX INDUSTRIES, INC. | SLO183BR135/150V60-*** |  | Oil |  | Non-Weatherized | 134 | 113 | 83 | 132.7 | 771 | 137 |  | Yes | AMACF
5265750 | Active | AIREASE,ARMSTRONG AIR,CONCORD,DUCANE,ADVANCE COMFORT SYSTEM,GREAT LAKES,ALLIED | ALLIED AIR ENTERPRISES, LLC | L83BR1V112/125F20*-*** |  | Oil |  | Non-Weatherized | 151 | 127 | 83 | 132 | 927 | 138 | Yes | Yes
5265751 | Active | AIREASE,ARMSTRONG AIR,CONCORD,DUCANE,ADVANCE COMFORT SYSTEM,GREAT LAKES,ALLIED | ALLIED AIR ENTERPRISES, LLC | L83BF1V112/125F20-*** |  | Oil |  | Non-Weatherized | 134 | 113 | 83 | 132.7 | 771 | 137 |  | Yes | AMACF
5265917 | Active | DAVE LENNOX SIGNATURE | LENNOX INDUSTRIES, INC. | SLO183BF135/150V60-*** |  | Oil |  | Non-Weatherized | 134 | 113 | 83 | 132.7 | 771 | 137 |  | Yes | AMACF
5265752 | Active | AIREASE,ARMSTRONG AIR,CONCORD,DUCANE,ADVANCE COMFORT SYSTEM,GREAT LAKES,ALLIED | ALLIED AIR ENTERPRISES, LLC | L83BF1V112/125F20*-*** |  | Oil |  | Non-Weatherized | 151 | 127 | 83 | 132 | 927 | 138 |  | Yes
5265916 | Active | DAVE LENNOX SIGNATURE | LENNOX INDUSTRIES, INC. | SLO183BF135/150V60*-*** |  | Oil |  | Non-Weatherized | 151 | 127 | 83 | 132 | 927 | 138 |  | Yes
5266348 | Active | AIREASE,ARMSTRONG AIR,CONCORD,DUCANE,ADVANCE COMFORT SYSTEM,GREAT LAKES,ALLIED | ALLIED AIR ENTERPRISES, LLC | L83BR1V84/95E14-*** |  | Oil |  | Non-Weatherized | 101 | 85 | 83 | 94.4 | 695 | 138 | Yes | Yes
5272433 | Active | DAVE LENNOX SIGNATURE | LENNOX INDUSTRIES, INC. | SLO183BR101/114V42-*** |  | Oil |  | Non-Weatherized | 101 | 85 | 83 | 94.4 | 695 | 138 |  | Yes
5266349 | Active | AIREASE,ARMSTRONG AIR,CONCORD,DUCANE,ADVANCE COMFORT SYSTEM,GREAT LAKES,ALLIED | ALLIED AIR ENTERPRISES, LLC | L83BR1V84/95E14*-*** |  | Oil |  | Non-Weatherized | 113 | 95 | 83 | 112.5 | 988 | 134 | Yes | Yes
5272432 | Active | DAVE LENNOX SIGNATURE | LENNOX INDUSTRIES, INC. | SLO183BR101/114V42*-*** |  | Oil |  | Non-Weatherized | 113 | 95 | 83 | 112.5 | 988 | 134 |  | Yes
5266352 | Active | AIREASE,ARMSTRONG AIR,CONCORD,DUCANE,ADVANCE COMFORT SYSTEM,GREAT LAKES,ALLIED | ALLIED AIR ENTERPRISES, LLC | L83BF1V84/95E14-*** |  | Oil |  | Non-Weatherized | 101 | 85 | 83 | 94.4 | 695 | 138 |  | Yes
5272431 | Active | DAVE LENNOX SIGNATURE | LENNOX INDUSTRIES, INC. | SLO183BF101/114V42-*** |  | Oil |  | Non-Weatherized | 101 | 85 | 83 | 94.4 | 695 | 138 |  | Yes
5266353 | Active | AIREASE,ARMSTRONG AIR,CONCORD,DUCANE,ADVANCE COMFORT SYSTEM,GREAT LAKES,ALLIED | ALLIED AIR ENTERPRISES, LLC | L83BF1V84/95E14*-*** |  | Oil |  | Non-Weatherized | 113 | 95 | 83 | 112.5 | 988 | 134 |  | Yes
5272430 | Active | DAVE LENNOX SIGNATURE | LENNOX INDUSTRIES, INC. | SLO183BF101/114V42*-*** |  | Oil |  | Non-Weatherized | 113 | 95 | 83 | 112.5 | 988 | 134 |  | Yes
5285416 | Active | CARRIER | CARRIER CORPORATION | 59SP5A040E14--10* |  | Natural Gas, Propane Gas | Upflow, Downflow, Horizontal | Non-Weatherized | 40 | 39 | 96.5 | 32.6 | 194 | 42 |  | Yes | AFUE & AMACF
5285417 | Active | CARRIER | CARRIER CORPORATION | 59SP5A060E17--14* |  | Natural Gas, Propane Gas | Upflow, Downflow, Horizontal | Non-Weatherized | 60 | 58 | 96.5 | 49 | 253 | 53 |  | Yes | AFUE & AMACF
5285418 | Active | CARRIER | CARRIER CORPORATION | 59SP5A080E17--16* |  | Natural Gas,Propane Gas | Upflow,Downflow,Horizontal | Non-Weatherized | 80 | 78 | 96.5 | 81.1 | 478 | 52 |  | Yes | AFUE & AMACF
5285420 | Active | CARRIER | CARRIER CORPORATION | 59SP5A120E24--22* |  | Natural Gas, Propane Gas | Upflow, Downflow, Horizontal | Non-Weatherized | 120 | 117 | 96.5 | 112.9 | 985 | 59 |  | Yes | AFUE
5285421 | Active | CARRIER | CARRIER CORPORATION | 59SP5A080E21--20* |  | Natural Gas, Propane | Upflow, Downflow, Horizontal | Non-Weatherized | 80 | 78 | 96.5 | 81.6 | 496 | 54 |  | Yes | AFUE & AMACF
5285422 | Active | CARRIER | CARRIER CORPORATION | 59SP5A100E21--20* |  | Natural Gas, Propane | Upflow, Downflow, Horizontal | Non-Weatherized | 100 | 97 | 96.3 | 97.7 | 695 | 62 |  | Yes | AFUE
5338816 | Active | MERIT 80 | LENNOX INDUSTRIES, INC. | ML180DF045P24A-* |  | Natural Gas,Propane Gas | Downflow | Non-Weatherized | 44 | 35 | 80 | 38.1 | 570 | 79 | Yes | No
5338848 | Active | MERIT 80 | LENNOX INDUSTRIES, INC. | ML180DF070XP36A-* |  | Natural Gas,Propane Gas | Downflow | Non-Weatherized | 66 | 53 | 80 | 56.9 | 856 | 81 |  | No
5338849 | Active | MERIT 80 | LENNOX INDUSTRIES, INC. | ML180DF090P36B-* |  | Natural Gas,Propane Gas | Downflow | Non-Weatherized | 88 | 71 | 80 | 77 | 856 | 81 | Yes | No
5338852 | Active | MERIT 80 | LENNOX INDUSTRIES, INC. | ML180DF090P48B-* |  | Natural Gas,Propane Gas | Downflow | Non-Weatherized | 88 | 71 | 80 | 75.9 | 1084 | 47 | Yes | No
5338853 | Active | MERIT 80 | LENNOX INDUSTRIES, INC. | ML180DF090XP48B-* |  | Natural Gas,Propane Gas | Downflow | Non-Weatherized | 88 | 71 | 80 | 75.9 | 1084 | 79 |  | No
5338854 | Active | MERIT 80 | LENNOX INDUSTRIES, INC. | ML180DF110XP60C-* |  | Natural Gas,Propane Gas | Downflow | Non-Weatherized | 110 | 89 | 80 | 95.1 | 1283 | 81 |  | No
5350123 | Active | OLSEN,AIRCO | ECR INTERNATIONAL | HMLV80C2 |  | Oil | Upflow | Non-Weatherized | 91 | 76 | 83.3 | 75.6 | 401 | 118 | Yes | Yes
5526930 | Discontinued | AIRTEMP, BROAN, FRIGIDAIRE, GIBSON, KELVINATOR, MAYTAG, NUTONE, PHILCO, TAPPAN, WESTINGHOUSE | NORDYNE, LLC. | O5HD-091A-V-F |  | Oil | Upflow | Non-Weatherized | 91 | 76 | 83.3 | 75.6 | 401 | 118 |  | Yes
5350126 | Active | OLSEN,AIRCO | ECR INTERNATIONAL | HMLV60CRF2 |  | Oil | Upflow | Non-Weatherized | 70 | 60 | 86.3 | 73.1 | 369 | 114 | Yes | Yes
5350127 | Active | OLSEN,AIRCO | ECR INTERNATIONAL | HMLV80CRF2 |  | Oil | Upflow | Non-Weatherized | 91 | 77 | 85.2 | 92.4 | 484 | 118 | Yes | Yes
5350128 | Active | OLSEN,AIRCO | ECR INTERNATIONAL | HMLV90CRF2 |  | Oil | Upflow | Non-Weatherized | 105 | 87 | 83.2 | 94.3 | 547 | 118 | Yes | Yes
5350129 | Active | OLSEN,AIRCO | ECR INTERNATIONAL | BFL90-2 |  | Oil | Upflow | Non-Weatherized | 105 | 88 | 83.8 | 92.5 | 809 | 116 | Yes | No
5526922 | Discontinued | AIRTEMP, BROAN, FRIGIDAIRE, GIBSON, KELVINATOR, MAYTAG, NUTONE, PHILCO, TAPPAN, WESTINGHOUSE | NORDYNE, LLC. | O5LD-105A-16-F |  | Oil | Upflow | Non-Weatherized | 105 | 88 | 83.8 | 92.5 | 809 | 116 |  | No
5350130 | Active | OLSEN,AIRCO | ECR INTERNATIONAL | BFL100-2 |  | Oil | Upflow | Non-Weatherized | 119 | 100 | 83.6 | 111.3 | 952 | 116 | Yes | No
5526918 | Discontinued | AIRTEMP, BROAN, FRIGIDAIRE, GIBSON, KELVINATOR, MAYTAG, NUTONE, PHILCO, TAPPAN, WESTINGHOUSE | NORDYNE, LLC. | O5LD-119A-16-F |  | Oil | Upflow | Non-Weatherized | 119 | 100 | 83.6 | 111.3 | 952 | 116 |  | No
5350131 | Active | OLSEN,AIRCO | ECR INTERNATIONAL | BFL120-2 |  | Oil | Upflow | Non-Weatherized | 140 | 114 | 83 | 130.7 | 1130 | 122 | Yes | No
5526919 | Discontinued | AIRTEMP, BROAN, FRIGIDAIRE, GIBSON, KELVINATOR, MAYTAG, NUTONE, PHILCO, TAPPAN, WESTINGHOUSE | NORDYNE, LLC. | O5LD-140A-16-F |  | Oil | Upflow | Non-Weatherized | 140 | 114 | 83 | 130.7 | 1130 | 122 |  | No
5350134 | Active | OLSEN,AIRCO | ECR INTERNATIONAL | BFL90RF2 |  | Oil | Upflow | Non-Weatherized | 105 | 90 | 85.6 | 90 | 940 | 123 | Yes | No
5350135 | Active | OLSEN,AIRCO | ECR INTERNATIONAL | BFL100RF2 |  | Oil | Upflow | Non-Weatherized | 119 | 102 | 85.3 | 108.5 | 1097 | 128 | Yes | No
5350136 | Active | OLSEN,AIRCO | ECR INTERNATIONAL | HTL90D2 |  | Oil | Upflow | Non-Weatherized | 105 | 84 | 83.4 | 93.3 | 732 | 120 | Yes | No
5526934 | Discontinued | AIRTEMP, BROAN, FRIGIDAIRE, GIBSON, KELVINATOR, MAYTAG, NUTONE, PHILCO, TAPPAN, WESTINGHOUSE | NORDYNE, LLC. | O5HD-105A-14-F |  | Oil | Upflow | Non-Weatherized | 105 | 84 | 83.4 | 93.3 | 732 | 120 |  | No
5350137 | Active | OLSEN,AIRCO | ECR INTERNATIONAL | HTL100D2 |  | Oil | Upflow | Non-Weatherized | 119 | 101 | 84 | 111.5 | 798 | 125 | Yes | No
5526932 | Discontinued | AIRTEMP, BROAN, FRIGIDAIRE, GIBSON, KELVINATOR, MAYTAG, NUTONE, PHILCO, TAPPAN, WESTINGHOUSE | NORDYNE, LLC. | O5HD-119A-14-F |  | Oil | Upflow | Non-Weatherized | 119 | 101 | 84 | 111.5 | 798 | 125 |  | No
5350138 | Active | OLSEN,AIRCO | ECR INTERNATIONAL | HTL120D2 |  | Oil | Upflow | Non-Weatherized | 140 | 117 | 83 | 131.5 | 965 | 135 | Yes | No
5526933 | Discontinued | AIRTEMP, BROAN, FRIGIDAIRE, GIBSON, KELVINATOR, MAYTAG, NUTONE, PHILCO, TAPPAN, WESTINGHOUSE | NORDYNE, LLC. | O5HD-140A-14-F |  | Oil | Upflow | Non-Weatherized | 140 | 117 | 83 | 131.5 | 965 | 135 |  | No
5350141 | Active | OLSEN,AIRCO | ECR INTERNATIONAL | HTL90DRF2 |  | Oil | Upflow | Non-Weatherized | 105 | 91 | 86.5 | 89.9 | 747 | 123 | Yes | No
5350142 | Active | OLSEN,AIRCO | ECR INTERNATIONAL | HTL100DRF2 |  | Oil | Upflow | Non-Weatherized | 119 | 102 | 85.3 | 109.5 | 878 | 132 | Yes | No
5350143 | Active | OLSEN,AIRCO | ECR INTERNATIONAL | HTL115DRF2 |  | Oil | Upflow | Non-Weatherized | 133 | 113 | 84.1 | 129.7 | 986 | 141 | Yes | No
5350144 | Active | OLSEN,AIRCO | ECR INTERNATIONAL | HTLV90DRF2 |  | Oil | Upflow | Non-Weatherized | 105 | 91 | 86.5 | 90.2 | 678 | 123 | Yes | Yes
5350145 | Active | OLSEN,AIRCO | ECR INTERNATIONAL | HTLV100DRF2 |  | Oil | Upflow | Non-Weatherized | 119 | 102 | 85.3 | 110 | 748 | 132 | Yes | Yes
5350146 | Active | OLSEN,AIRCO | ECR INTERNATIONAL | HTLV115DRF2 |  | Oil | Upflow | Non-Weatherized | 133 | 113 | 84.1 | 129.7 | 973 | 141 | Yes | Yes
5350147 | Active | OLSEN,AIRCO | ECR INTERNATIONAL | BML60B2 |  | Oil | Upflow | Non-Weatherized | 70 | 59 | 84 | 55.1 | 580 | 109 | Yes | No
5526923 | Discontinued | AIRTEMP, BROAN, FRIGIDAIRE, GIBSON, KELVINATOR, MAYTAG, NUTONE, PHILCO, TAPPAN, WESTINGHOUSE | NORDYNE, LLC. | O5LD-070A-12-R |  | Oil | Upflow | Non-Weatherized | 70 | 59 | 84 | 55.1 | 580 | 109 |  | No
5350148 | Active | OLSEN,AIRCO | ECR INTERNATIONAL | BML80B2 |  | Oil | Upflow | Non-Weatherized | 91 | 76 | 84 | 73.8 | 667 | 109 | Yes | No
5526924 | Discontinued | AIRTEMP, BROAN, FRIGIDAIRE, GIBSON, KELVINATOR, MAYTAG, NUTONE, PHILCO, TAPPAN, WESTINGHOUSE | NORDYNE, LLC. | O5LD-091A-12-R |  | Oil | Upflow | Non-Weatherized | 91 | 76 | 84 | 73.8 | 667 | 109 |  | No
5350149 | Active | AIRCO, OLSEN | ECR INTERNATIONAL | BML90B2 |  | Oil | Upflow | Non-Weatherized | 105 | 85 | 83 | 93 | 925 | 109 | Yes | No
5350150 | Active | OLSEN,AIRCO | ECR INTERNATIONAL | BML60BRF2 |  | Oil | Upflow | Non-Weatherized | 70 | 60 | 86.4 | 71.5 | 772 | 136 | Yes | No
5350151 | Active | OLSEN,AIRCO | ECR INTERNATIONAL | BML80BRF2 |  | Oil | Upflow | Non-Weatherized | 91 | 77 | 85.2 | 91 | 843 | 136 | Yes | No
5350152 | Active | OLSEN,AIRCO | ECR INTERNATIONAL | BML90BRF2 |  | Oil | Upflow | Non-Weatherized | 105 | 88 | 83 | 92.9 | 949 | 136 | Yes | No
5350153 | Active | OLSEN,AIRCO | ECR INTERNATIONAL | BMLV60B2 |  | Oil | Upflow | Non-Weatherized | 70 | 59 | 84 | 56.5 | 229 | 110 | Yes | Yes
5350154 | Active | OLSEN,AIRCO | ECR INTERNATIONAL | BMLV80B2 |  | Oil | Upflow | Non-Weatherized | 91 | 76 | 84 | 75.5 | 257 | 109 | Yes | Yes
5350155 | Active | AIRCO, OLSEN | ECR INTERNATIONAL | BMLV90B2 |  | Oil | Upflow | Non-Weatherized | 105 | 85 | 83 | 95.4 | 334 | 110 | Yes | Yes | AMACF
5350156 | Active | OLSEN,AIRCO | ECR INTERNATIONAL | BMLV60BRF2 |  | Oil | Upflow | Non-Weatherized | 70 | 60 | 86.4 | 73.3 | 290 | 110 | Yes | Yes
5350157 | Active | OLSEN,AIRCO | ECR INTERNATIONAL | BMLV80BRF2 |  | Oil | Upflow | Non-Weatherized | 91 | 77 | 85.2 | 93.1 | 311 | 109 | Yes | Yes
5350158 | Active | OLSEN,AIRCO | ECR INTERNATIONAL | BMLV90BRF2 |  | Oil | Upflow | Non-Weatherized | 105 | 88 | 83 | 95.4 | 334 | 110 | Yes | Yes
5350159 | Active | OLSEN,AIRCO | ECR INTERNATIONAL | BCL90S2 |  | Oil | Upflow | Non-Weatherized | 105 | 90 | 85.5 | 91.5 | 604 | 122 | Yes | No
5526917 | Discontinued | AIRTEMP, BROAN, FRIGIDAIRE, GIBSON, KELVINATOR, MAYTAG, NUTONE, PHILCO, TAPPAN, WESTINGHOUSE | NORDYNE, LLC. | O5LD-105A-16-R |  | Oil | Upflow | Non-Weatherized | 105 | 90 | 85.5 | 91.5 | 604 | 122 |  | No
5350160 | Active | OLSEN,AIRCO | ECR INTERNATIONAL | BCL100S2 |  | Oil | Upflow | Non-Weatherized | 119 | 100 | 83.2 | 112.7 | 751 | 123 | Yes | No
5526912 | Discontinued | AIRTEMP, BROAN, FRIGIDAIRE, GIBSON, KELVINATOR, MAYTAG, NUTONE, PHILCO, TAPPAN, WESTINGHOUSE | NORDYNE, LLC. | O5LD-119A-16-R |  | Oil | Upflow | Non-Weatherized | 119 | 100 | 83.2 | 112.7 | 751 | 123 |  | No
5350161 | Active | OLSEN,AIRCO | ECR INTERNATIONAL | BCL120S2 |  | Oil | Upflow | Non-Weatherized | 140 | 118 | 84.4 | 129.7 | 845 | 124 | Yes | No
5526914 | Discontinued | AIRTEMP, BROAN, FRIGIDAIRE, GIBSON, KELVINATOR, MAYTAG, NUTONE, PHILCO, TAPPAN, WESTINGHOUSE | NORDYNE, LLC. | O5LD-140A-16-R |  | Oil | Upflow | Non-Weatherized | 140 | 118 | 84.4 | 129.7 | 845 | 124 |  | No
5350162 | Active | OLSEN,AIRCO | ECR INTERNATIONAL | BCL130S2 |  | Oil | Upflow | Non-Weatherized | 154 | 130 | 84.5 | 147.9 | 994 | 121 | Yes | No
5526915 | Discontinued | AIRTEMP, BROAN, FRIGIDAIRE, GIBSON, KELVINATOR, MAYTAG, NUTONE, PHILCO, TAPPAN, WESTINGHOUSE | NORDYNE, LLC. | O5LD-154A-16-R |  | Oil | Upflow | Non-Weatherized | 154 | 130 | 84.5 | 147.9 | 994 | 121 |  | No
5350163 | Active | OLSEN,AIRCO | ECR INTERNATIONAL | BCL145S2 |  | Oil | Upflow | Non-Weatherized | 168 | 141 | 84 | 147.6 | 1279 | 133 | Yes | No
5526916 | Discontinued | AIRTEMP, BROAN, FRIGIDAIRE, GIBSON, KELVINATOR, MAYTAG, NUTONE, PHILCO, TAPPAN, WESTINGHOUSE | NORDYNE, LLC. | O5LD-168A-16-R |  | Oil | Upflow | Non-Weatherized | 168 | 141 | 84 | 147.6 | 1279 | 133 |  | No
5350164 | Active | OLSEN,AIRCO | ECR INTERNATIONAL | BCL170-2 |  | Oil | Upflow | Non-Weatherized | 210 | 177 | 83.3 | 188 | 1103 | 113 | Yes | No
5350165 | Active | OLSEN,AIRCO | ECR INTERNATIONAL | BCL90SRF2 |  | Oil | Upflow | Non-Weatherized | 105 | 91 | 87.2 | 89.6 | 630 | 126 | Yes | No
5350166 | Active | OLSEN,AIRCO | ECR INTERNATIONAL | BCL100SRF2 |  | Oil | Upflow | Non-Weatherized | 119 | 102 | 86.2 | 108.7 | 772 | 133 | Yes | No
5350167 | Active | OLSEN,AIRCO | ECR INTERNATIONAL | HML60C2 |  | Oil | Upflow | Non-Weatherized | 70 | 59 | 83.1 | 56.1 | 496 | 109 | Yes | No
5526926 | Discontinued | AIRTEMP, BROAN, FRIGIDAIRE, GIBSON, KELVINATOR, MAYTAG, NUTONE, PHILCO, TAPPAN, WESTINGHOUSE | NORDYNE, LLC. | O5HD-070A-12-F |  | Oil | Upflow | Non-Weatherized | 70 | 59 | 83.1 | 56.1 | 496 | 109 |  | No
5350168 | Active | OLSEN,AIRCO | ECR INTERNATIONAL | HML80C2 |  | Oil | Upflow | Non-Weatherized | 91 | 76 | 83.3 | 74.7 | 608 | 109 | Yes | No
5526927 | Discontinued | AIRTEMP, BROAN, FRIGIDAIRE, GIBSON, KELVINATOR, MAYTAG, NUTONE, PHILCO, TAPPAN, WESTINGHOUSE | NORDYNE, LLC. | O5HD-091A-12-F |  | Oil | Upflow | Non-Weatherized | 91 | 76 | 83.3 | 74.7 | 608 | 109 |  | No
5350171 | Active | OLSEN,AIRCO | ECR INTERNATIONAL | HML60CRF2 |  | Oil | Upflow | Non-Weatherized | 70 | 60 | 86.3 | 72 | 630 | 109 | Yes | No
5350172 | Active | OLSEN,AIRCO | ECR INTERNATIONAL | HML80CRF2 |  | Oil | Upflow | Non-Weatherized | 91 | 77 | 85.2 | 91.3 | 737 | 109 | Yes | No
5350173 | Active | OLSEN,AIRCO | ECR INTERNATIONAL | HML90CRF2 |  | Oil | Upflow | Non-Weatherized | 105 | 87 | 83.2 | 93.6 | 721 | 109 | Yes | No
5350174 | Active | OLSEN,AIRCO | ECR INTERNATIONAL | HMLV60C2 |  | Oil | Upflow | Non-Weatherized | 70 | 59 | 83.1 | 56.9 | 293 | 114 | Yes | Yes
5526929 | Discontinued | AIRTEMP, BROAN, FRIGIDAIRE, GIBSON, KELVINATOR, MAYTAG, NUTONE, PHILCO, TAPPAN, WESTINGHOUSE | NORDYNE, LLC. | O5HD-070A-V-F |  | Oil | Upflow | Non-Weatherized | 70 | 59 | 83.1 | 56.9 | 293 | 114 |  | Yes
5350175 | Active | OLSEN,AIRCO | ECR INTERNATIONAL | WML60C2 |  | Oil | Downflow,Horizontal | Non-Weatherized | 70 | 59 | 83.3 | 55.8 | 535 | 109 | Yes | No
5526943 | Discontinued | AIRTEMP, BROAN, FRIGIDAIRE, GIBSON, KELVINATOR, MAYTAG, NUTONE, PHILCO, TAPPAN, WESTINGHOUSE | NORDYNE, LLC. | O5MD-070A-12-F |  | Oil | Downflow,Horizontal | Non-Weatherized | 70 | 59 | 83.3 | 55.8 | 535 | 109 |  | No
5350178 | Active | AIRCO, OLSEN | ECR INTERNATIONAL | WML60CRF2 |  | Oil | Downflow,Horizontal | Non-Weatherized | 71 | 61 | 85.2 | 72.7 | 705 | 136 | Yes | No
5350179 | Active | OLSEN,AIRCO | ECR INTERNATIONAL | WML80CRF2 |  | Oil | Downflow,Horizontal | Non-Weatherized | 91 | 76 | 83.3 | 74.4 | 679 | 136 | Yes | No
5350180 | Active | OLSEN,AIRCO | ECR INTERNATIONAL | WML90CRF2 |  | Oil | Downflow,Horizontal | Non-Weatherized | 105 | 88 | 83.4 | 93.1 | 790 | 136 | Yes | No
5350181 | Active | OLSEN,AIRCO | ECR INTERNATIONAL | WMLV60C2 |  | Oil | Downflow,Horizontal | Non-Weatherized | 70 | 59 | 83.3 | 56.8 | 286 | 108 | Yes | Yes
5350184 | Active | AIRCO, OLSEN | ECR INTERNATIONAL | WMLV60CRF2 |  | Oil | Downflow,Horizontal | Non-Weatherized | 71 | 61 | 85.2 | 74.1 | 359 | 108 | Yes | Yes
5350185 | Active | OLSEN,AIRCO | ECR INTERNATIONAL | WMLV80CRF2 |  | Oil | Downflow,Horizontal | Non-Weatherized | 91 | 76 | 83.3 | 75.5 | 417 | 113 | Yes | Yes
5350186 | Active | OLSEN,AIRCO | ECR INTERNATIONAL | WMLV90CRF2 |  | Oil | Downflow,Horizontal | Non-Weatherized | 105 | 88 | 83.4 | 93.9 | 589 | 113 | Yes | Yes
5350187 | Active | AIRCO, OLSEN | ECR INTERNATIONAL | MPL90B2 |  | Oil | Downflow,Horizontal | Non-Weatherized | 105 | 90 | 85 | 90.9 | 900 | 122 | Yes | No
5526942 | Discontinued | AIRTEMP, BROAN, FRIGIDAIRE, GIBSON, KELVINATOR, MAYTAG, NUTONE, PHILCO, TAPPAN, WESTINGHOUSE | NORDYNE, LLC. | O5MD-105A-16-F |  | Oil | Downflow,Horizontal | Non-Weatherized | 105 | 90 | 85 | 90.9 | 900 | 122 |  | No
5350188 | Active | OLSEN,AIRCO | ECR INTERNATIONAL | MPL100B2 |  | Oil | Downflow,Horizontal | Non-Weatherized | 119 | 97 | 83.2 | 111.6 | 1022 | 125 | Yes | No
5526939 | Discontinued | AIRTEMP, BROAN, FRIGIDAIRE, GIBSON, KELVINATOR, MAYTAG, NUTONE, PHILCO, TAPPAN, WESTINGHOUSE | NORDYNE, LLC. | O5MD-119A-16-F |  | Oil | Downflow,Horizontal | Non-Weatherized | 119 | 97 | 83.2 | 111.6 | 1022 | 125 |  | No
5350189 | Active | OLSEN,AIRCO | ECR INTERNATIONAL | MPL120B2 |  | Oil | Downflow,Horizontal | Non-Weatherized | 140 | 118 | 83.3 | 130.2 | 1151 | 125 | Yes | No
5526940 | Discontinued | AIRTEMP, BROAN, FRIGIDAIRE, GIBSON, KELVINATOR, MAYTAG, NUTONE, PHILCO, TAPPAN, WESTINGHOUSE | NORDYNE, LLC. | O5MD-140A-16-F |  | Oil | Downflow,Horizontal | Non-Weatherized | 140 | 118 | 83.3 | 130.2 | 1151 | 125 |  | No
5350191 | Active | OLSEN,AIRCO | ECR INTERNATIONAL | MPL90BRF2 |  | Oil | Downflow,Horizontal | Non-Weatherized | 105 | 92 | 86.6 | 89 | 968 | 149 | Yes | No
5350192 | Active | OLSEN,AIRCO | ECR INTERNATIONAL | MPL100BRF2 |  | Oil | Downflow,Horizontal | Non-Weatherized | 119 | 101 | 83.7 | 110.7 | 1100 | 146 | Yes | No
5350193 | Active | OLSEN,AIRCO | ECR INTERNATIONAL | MPL120BRF2 |  | Oil | Downflow,Horizontal | Non-Weatherized | 140 | 117 | 83.8 | 129.1 | 1243 | 157 | Yes | No
5350194 | Active | OLSEN,AIRCO | ECR INTERNATIONAL | MPL130BRF2 |  | Oil | Downflow,Horizontal | Non-Weatherized | 154 | 127 | 83 | 130.7 | 1150 | 148 | Yes | No
5361232 | Discontinued | AIRCO, OLSEN | ECR INTERNATIONAL | HTLV90D2 |  | Oil | Upflow | Non-Weatherized | 105 | 84 | 83.4 | 93.5 | 688 | 120 | Yes | Yes
5526938 | Discontinued | AIRTEMP, BROAN, FRIGIDAIRE, GIBSON, KELVINATOR, MAYTAG, NUTONE, PHILCO, TAPPAN, WESTINGHOUSE | NORDYNE, LLC. | O5HD-106A-V-F |  | Oil | Upflow | Non-Weatherized | 105 | 84 | 83.4 | 93.5 | 688 | 120 |  | Yes
5361233 | Discontinued | AIRCO, OLSEN | ECR INTERNATIONAL | HTLV100D2 |  | Oil | Upflow | Non-Weatherized | 119 | 101 | 84 | 111.7 | 750 | 125 | Yes | Yes
5526936 | Discontinued | AIRTEMP, BROAN, FRIGIDAIRE, GIBSON, KELVINATOR, MAYTAG, NUTONE, PHILCO, TAPPAN, WESTINGHOUSE | NORDYNE, LLC. | O5HD-119A-V-F |  | Oil | Upflow | Non-Weatherized | 119 | 101 | 84 | 111.7 | 750 | 125 |  | Yes
5361234 | Discontinued | AIRCO, OLSEN | ECR INTERNATIONAL | HTLV120D2 |  | Oil | Upflow | Non-Weatherized | 140 | 117 | 83 | 131.6 | 933 | 135 | Yes | Yes
5526937 | Discontinued | AIRTEMP, BROAN, FRIGIDAIRE, GIBSON, KELVINATOR, MAYTAG, NUTONE, PHILCO, TAPPAN, WESTINGHOUSE | NORDYNE, LLC. | O5HD-140A-V-F |  | Oil | Upflow | Non-Weatherized | 140 | 117 | 83 | 131.6 | 933 | 135 |  | Yes
5361235 | Active | OLSEN,AIRCO | ECR INTERNATIONAL | BCL90SB2U2 |  | Oil | Upflow | Non-Weatherized | 105 | 91 | 87.1 | 89.5 | 677 | 134 | Yes | No
5361236 | Active | OLSEN,AIRCO | ECR INTERNATIONAL | BCL100SB2U2 |  | Oil | Upflow | Non-Weatherized | 119 | 102 | 86 | 108.9 | 796 | 141 | Yes | No
5361237 | Active | OLSEN,AIRCO | ECR INTERNATIONAL | BCL120SB2U2 |  | Oil | Upflow | Non-Weatherized | 140 | 119 | 85.1 | 128.5 | 881 | 140 | Yes | No
5361238 | Active | OLSEN,AIRCO | ECR INTERNATIONAL | BFL90B2U2 |  | Oil | Upflow | Non-Weatherized | 105 | 90 | 86.4 | 89.3 | 931 | 138 | Yes | No
5361239 | Active | OLSEN,AIRCO | ECR INTERNATIONAL | BFL100B2U2 |  | Oil | Upflow | Non-Weatherized | 119 | 101 | 85.4 | 108.4 | 1099 | 133 | Yes | No
5361240 | Active | OLSEN,AIRCO | ECR INTERNATIONAL | BFL120B2U2 |  | Oil | Upflow | Non-Weatherized | 140 | 117 | 83.7 | 129 | 1276 | 143 | Yes | No
5361241 | Active | OLSEN,AIRCO | ECR INTERNATIONAL | BML60BB2U2 |  | Oil | Upflow | Non-Weatherized | 70 | 59 | 85.6 | 54.1 | 571 | 109 | Yes | No
5361242 | Active | OLSEN,AIRCO | ECR INTERNATIONAL | BML80BB2U2 |  | Oil | Upflow | Non-Weatherized | 91 | 76 | 84.3 | 73.6 | 665 | 109 | Yes | No
5361243 | Active | OLSEN,AIRCO | ECR INTERNATIONAL | BML90BB2U2 |  | Oil | Upflow | Non-Weatherized | 105 | 88 | 83.8 | 92.1 | 917 | 109 | Yes | No
5361244 | Active | OLSEN,AIRCO | ECR INTERNATIONAL | BML60BRBU2 |  | Oil | Upflow | Non-Weatherized | 70 | 61 | 87.2 | 70.9 | 738 | 109 | Yes | No
5361245 | Active | OLSEN,AIRCO | ECR INTERNATIONAL | BML80BRBU2 |  | Oil | Upflow | Non-Weatherized | 91 | 78 | 86.1 | 90.1 | 809 | 109 | Yes | No
5361246 | Active | OLSEN,AIRCO | ECR INTERNATIONAL | BML90BRBU2 |  | Oil | Upflow | Non-Weatherized | 105 | 89 | 84.7 | 91.2 | 908 | 109 | Yes | No
5361247 | Active | OLSEN,AIRCO | ECR INTERNATIONAL | BMLV60BB2U2 |  | Oil | Upflow | Non-Weatherized | 70 | 59 | 85.6 | 55.5 | 226 | 110 | Yes | Yes
5361248 | Active | OLSEN,AIRCO | ECR INTERNATIONAL | BMLV80BB2U2 |  | Oil | Upflow | Non-Weatherized | 91 | 76 | 84.3 | 75.2 | 256 | 109 | Yes | Yes
5361249 | Active | OLSEN,AIRCO | ECR INTERNATIONAL | BMLV90BB2U2 |  | Oil | Upflow | Non-Weatherized | 105 | 88 | 83.8 | 94.5 | 331 | 110 | Yes | Yes
5361250 | Active | OLSEN,AIRCO | ECR INTERNATIONAL | BMLV60BRBU2 |  | Oil | Upflow | Non-Weatherized | 70 | 61 | 87.2 | 72.6 | 288 | 110 | Yes | Yes
5361251 | Active | OLSEN,AIRCO | ECR INTERNATIONAL | BMLV80BRBU2 |  | Oil | Upflow | Non-Weatherized | 91 | 78 | 86.1 | 92.1 | 308 | 109 | Yes | Yes
5361252 | Active | OLSEN,AIRCO | ECR INTERNATIONAL | BMLV90BRBU2 |  | Oil | Upflow | Non-Weatherized | 105 | 89 | 84.7 | 93.5 | 327 | 110 | Yes | Yes
5361253 | Active | OLSEN,AIRCO | ECR INTERNATIONAL | HML60CB2U2 |  | Oil | Upflow | Non-Weatherized | 77 | 65 | 84.6 | 73.7 | 587 | 109 | Yes | No
5361254 | Active | OLSEN,AIRCO | ECR INTERNATIONAL | HML80CB2U2 |  | Oil | Upflow | Non-Weatherized | 91 | 77 | 83.9 | 92.7 | 748 | 109 | Yes | No
5361255 | Active | OLSEN,AIRCO | ECR INTERNATIONAL | HML90CB2U2 |  | Oil | Upflow | Non-Weatherized | 105 | 88 | 83.3 | 93.5 | 720 | 109 | Yes | No
5361256 | Active | OLSEN,AIRCO | ECR INTERNATIONAL | HML60CRBU2 |  | Oil | Upflow | Non-Weatherized | 70 | 61 | 86.7 | 71.7 | 654 | 136 | Yes | No
5361257 | Active | OLSEN,AIRCO | ECR INTERNATIONAL | HML80CRBU2 |  | Oil | Upflow | Non-Weatherized | 91 | 77 | 85.4 | 91.1 | 762 | 136 | Yes | No
5361258 | Active | OLSEN,AIRCO | ECR INTERNATIONAL | HML90CRBU2 |  | Oil | Upflow | Non-Weatherized | 105 | 88 | 84.5 | 92.1 | 734 | 136 | Yes | No
5361259 | Active | OLSEN,AIRCO | ECR INTERNATIONAL | HMLV60CB2U2 |  | Oil | Upflow | Non-Weatherized | 77 | 65 | 84.6 | 74.6 | 344 | 114 | Yes | Yes
5361260 | Active | OLSEN,AIRCO | ECR INTERNATIONAL | HMLV80CB2U2 |  | Oil | Upflow | Non-Weatherized | 91 | 77 | 83.9 | 93.8 | 491 | 118 | Yes | Yes
5361261 | Active | OLSEN,AIRCO | ECR INTERNATIONAL | HMLV90CB2U2 |  | Oil | Upflow | Non-Weatherized | 105 | 88 | 83.3 | 94.2 | 546 | 118 | Yes | Yes
5361262 | Active | OLSEN,AIRCO | ECR INTERNATIONAL | HMLV60CRBU2 |  | Oil | Upflow | Non-Weatherized | 70 | 61 | 86.7 | 72.8 | 367 | 114 | Yes | Yes
5361263 | Active | OLSEN,AIRCO | ECR INTERNATIONAL | HMLV80CRBU2 |  | Oil | Upflow | Non-Weatherized | 91 | 77 | 85.4 | 92.2 | 483 | 118 | Yes | Yes
5361264 | Active | OLSEN,AIRCO | ECR INTERNATIONAL | HMLV90CRBU2 |  | Oil | Upflow | Non-Weatherized | 105 | 88 | 84.5 | 92.9 | 539 | 118 | Yes | Yes
5361265 | Active | OLSEN,AIRCO | ECR INTERNATIONAL | WML60CB2U2 |  | Oil | Downflow,Horizontal | Non-Weatherized | 77 | 63 | 84.1 | 73.9 | 639 | 109 | Yes | No
5361266 | Active | OLSEN,AIRCO | ECR INTERNATIONAL | WML80CB2U2 |  | Oil | Downflow,Horizontal | Non-Weatherized | 91 | 75 | 83.6 | 74.2 | 655 | 109 | Yes | No
5361267 | Active | OLSEN,AIRCO | ECR INTERNATIONAL | WML90CB2U2 |  | Oil | Downflow,Horizontal | Non-Weatherized | 105 | 85 | 83.6 | 93 | 764 | 109 | Yes | No
5361268 | Active | AIRCO, OLSEN | ECR INTERNATIONAL | WML60CRBU2 |  | Oil | Downflow,Horizontal | Non-Weatherized | 71 | 62 | 86.8 | 71.5 | 666 | 109 | Yes | No
5361269 | Active | OLSEN,AIRCO | ECR INTERNATIONAL | WML80CRBU2 |  | Oil | Downflow,Horizontal | Non-Weatherized | 91 | 78 | 86.1 | 90.2 | 790 | 109 | Yes | No
5361270 | Active | OLSEN,AIRCO | ECR INTERNATIONAL | WML90CRBU2 |  | Oil | Downflow,Horizontal | Non-Weatherized | 105 | 89 | 84.6 | 91.9 | 756 | 109 | Yes | No
5361271 | Active | OLSEN,AIRCO | ECR INTERNATIONAL | WMLV60CB2U2 |  | Oil | Downflow,Horizontal | Non-Weatherized | 77 | 63 | 84.1 | 75.1 | 339 | 108 | Yes | Yes
5361272 | Active | OLSEN,AIRCO | ECR INTERNATIONAL | WMLV80CB2U2 |  | Oil | Downflow,Horizontal | Non-Weatherized | 91 | 75 | 83.6 | 75.2 | 416 | 113 | Yes | Yes
5361273 | Active | OLSEN,AIRCO | ECR INTERNATIONAL | WMLV90CB2U2 |  | Oil | Downflow,Horizontal | Non-Weatherized | 105 | 85 | 83.6 | 93.7 | 588 | 113 | Yes | Yes
5361274 | Active | AIRCO, OLSEN | ECR INTERNATIONAL | WMLV60CRBU2 |  | Oil | Downflow,Horizontal | Non-Weatherized | 71 | 62 | 86.8 | 72.7 | 353 | 108 | Yes | Yes
5361275 | Active | OLSEN,AIRCO | ECR INTERNATIONAL | WMLV80CRBU2 |  | Oil | Downflow,Horizontal | Non-Weatherized | 91 | 78 | 86.1 | 91.3 | 499 | 113 | Yes | Yes
5361276 | Active | OLSEN,AIRCO | ECR INTERNATIONAL | WMLV90CRBU2 |  | Oil | Downflow,Horizontal | Non-Weatherized | 105 | 89 | 84.6 | 92.6 | 582 | 113 | Yes | Yes
5361277 | Active | OLSEN,AIRCO | ECR INTERNATIONAL | MPL90BB2U2 |  | Oil | Downflow,Horizontal | Non-Weatherized | 105 | 88 | 83.6 | 92.4 | 902 | 138 | Yes | No
5361278 | Active | OLSEN,AIRCO | ECR INTERNATIONAL | MPL100BB2U2 |  | Oil | Downflow,Horizontal | Non-Weatherized | 119 | 101 | 84.5 | 110 | 1008 | 125 | Yes | No
5361279 | Active | OLSEN,AIRCO | ECR INTERNATIONAL | MPL120BB2U2 |  | Oil | Downflow,Horizontal | Non-Weatherized | 140 | 118 | 84.8 | 127.7 | 1200 | 125 | Yes | No
5366982 | Discontinued | BROAN,FRIGIDAIRE,INTERTHERM,MAYTAG,MILLER,NUTONE,TAPPAN,WESTINGHOUSE | NORDYNE, LLC. | R8GD-024K045* |  | Natural Gas,Propane Gas | Downflow,Horizontal | Weatherized | 45 | 36 | 80 | 58.5 | 362 | 65 | Yes | No
5366994 | Discontinued | MAYTAG | NORDYNE, LLC. | PPG3GD024K045* |  | Natural Gas,Propane Gas | Downflow,Horizontal | Weatherized | 45 | 36 | 80 | 58.5 | 362 | 65 |  | No
5441143 | Discontinued | AIRTEMP | NORDYNE, LLC. | VR8GD-024K045* |  | Natural Gas,Propane Gas | Downflow,Horizontal | Weatherized | 45 | 36 | 80 | 58.5 | 362 | 65 |  | No
5756416 | Discontinued | COMFORT-AIRE,CENTURY | HEAT CONTROLLER, INC. | TGRG24451E |  | Natural Gas,Propane Gas | Downflow,Horizontal | Weatherized | 45 | 36 | 80 | 58.5 | 362 | 65 |  | No
7056467 | Discontinued | GIBSON,PHILCO,KELVINATOR,NUTONE,BROAN | NORDYNE, LLC. | GR8GD-024K045* |  | Natural Gas,Propane Gas | Downflow,Horizontal | Weatherized | 45 | 36 | 80 | 58.5 | 362 | 65 |  | No
5366983 | Discontinued | BROAN,FRIGIDAIRE,INTERTHERM,MAYTAG,MILLER,NUTONE,TAPPAN,WESTINGHOUSE | NORDYNE, LLC. | R8GD-024K072C |  | Natural Gas,Propane Gas | Downflow,Horizontal | Weatherized | 72 | 58 | 80 | 58.5 | 550 | 65 | Yes | No
5366995 | Discontinued | MAYTAG | NORDYNE, LLC. | PPG3GD024K072C |  | Natural Gas,Propane Gas | Downflow,Horizontal | Weatherized | 72 | 58 | 80 | 58.5 | 550 | 65 |  | No
5441144 | Discontinued | AIRTEMP | NORDYNE, LLC. | VR8GD-024K072C |  | Natural Gas,Propane Gas | Downflow,Horizontal | Weatherized | 72 | 58 | 80 | 58.5 | 550 | 65 |  | No
5756417 | Discontinued | COMFORT-AIRE,CENTURY | HEAT CONTROLLER, INC. | TGRG24721E |  | Natural Gas,Propane Gas | Downflow,Horizontal | Weatherized | 72 | 58 | 80 | 58.5 | 550 | 65 |  | No
7056468 | Discontinued | GIBSON,PHILCO,KELVINATOR,NUTONE,BROAN | NORDYNE, LLC. | GR8GD-024K072C |  | Natural Gas,Propane Gas | Downflow,Horizontal | Weatherized | 72 | 58 | 80 | 58.5 | 550 | 65 |  | No
5366984 | Discontinued | BROAN,FRIGIDAIRE,INTERTHERM,MAYTAG,MILLER,NUTONE,TAPPAN,WESTINGHOUSE | NORDYNE, LLC. | R8GD-030K045* |  | Natural Gas,Propane Gas | Downflow,Horizontal | Weatherized | 45 | 36 | 80 | 58.5 | 362 | 65 | Yes | No
5366996 | Discontinued | MAYTAG | NORDYNE, LLC. | PPG3GD030K045* |  | Natural Gas,Propane Gas | Downflow,Horizontal | Weatherized | 45 | 36 | 80 | 58.5 | 362 | 65 |  | No
5441145 | Discontinued | AIRTEMP | NORDYNE, LLC. | VR8GD-030K045* |  | Natural Gas,Propane Gas | Downflow,Horizontal | Weatherized | 45 | 36 | 80 | 58.5 | 362 | 65 |  | No
5756418 | Discontinued | COMFORT-AIRE,CENTURY | HEAT CONTROLLER, INC. | TGRG30451E |  | Natural Gas,Propane Gas | Downflow,Horizontal | Weatherized | 45 | 36 | 80 | 58.5 | 362 | 65 |  | No
7056469 | Discontinued | GIBSON,PHILCO,KELVINATOR,NUTONE,BROAN | NORDYNE, LLC. | GR8GD-030K045* |  | Natural Gas,Propane Gas | Downflow,Horizontal | Weatherized | 45 | 36 | 80 | 58.5 | 362 | 65 |  | No
5366985 | Discontinued | BROAN,FRIGIDAIRE,INTERTHERM,MAYTAG,MILLER,NUTONE,TAPPAN,WESTINGHOUSE | NORDYNE, LLC. | R8GD-030K072C |  | Natural Gas,Propane Gas | Downflow,Horizontal | Weatherized | 72 | 58 | 80 | 58.5 | 550 | 65 | Yes | No
5366997 | Discontinued | MAYTAG | NORDYNE, LLC. | PPG3GD030K072C |  | Natural Gas,Propane Gas | Downflow,Horizontal | Weatherized | 72 | 58 | 80 | 58.5 | 550 | 65 |  | No
5441146 | Discontinued | AIRTEMP | NORDYNE, LLC. | VR8GD-030K072C |  | Natural Gas,Propane Gas | Downflow,Horizontal | Weatherized | 72 | 58 | 80 | 58.5 | 550 | 65 |  | No
5756419 | Discontinued | COMFORT-AIRE,CENTURY | HEAT CONTROLLER, INC. | TGRG30721E |  | Natural Gas,Propane Gas | Downflow,Horizontal | Weatherized | 72 | 58 | 80 | 58.5 | 550 | 65 |  | No
7056470 | Discontinued | GIBSON,PHILCO,KELVINATOR,NUTONE,BROAN | NORDYNE, LLC. | GR8GD-030K072C |  | Natural Gas,Propane Gas | Downflow,Horizontal | Weatherized | 72 | 58 | 80 | 58.5 | 550 | 65 |  | No
5366986 | Discontinued | BROAN,FRIGIDAIRE,INTERTHERM,MAYTAG,MILLER,NUTONE,TAPPAN,WESTINGHOUSE | NORDYNE, LLC. | R8GD-036K072* |  | Natural Gas,Propane Gas | Downflow,Horizontal | Weatherized | 72 | 58 | 80 | 58.5 | 550 | 65 | Yes | Yes
5366998 | Discontinued | MAYTAG | NORDYNE, LLC. | PPG3GD036K072* |  | Natural Gas,Propane Gas | Downflow,Horizontal | Weatherized | 72 | 58 | 80 | 58.5 | 550 | 65 |  | Yes
5441147 | Discontinued | AIRTEMP | NORDYNE, LLC. | VR8GD-036K072* |  | Natural Gas,Propane Gas | Downflow,Horizontal | Weatherized | 72 | 58 | 80 | 58.5 | 550 | 65 |  | Yes
5756420 | Discontinued | COMFORT-AIRE,CENTURY | HEAT CONTROLLER, INC. | TGRG36721E |  | Natural Gas,Propane Gas | Downflow,Horizontal | Weatherized | 72 | 58 | 80 | 58.5 | 550 | 65 |  | Yes
7056471 | Discontinued | GIBSON,PHILCO,KELVINATOR,NUTONE,BROAN | NORDYNE, LLC. | GR8GD-036K072* |  | Natural Gas,Propane Gas | Downflow,Horizontal | Weatherized | 72 | 58 | 80 | 58.5 | 550 | 65 |  | Yes
5366987 | Discontinued | BROAN,FRIGIDAIRE,INTERTHERM,MAYTAG,MILLER,NUTONE,TAPPAN,WESTINGHOUSE | NORDYNE, LLC. | R8GD-036K096C |  | Natural Gas,Propane Gas | Downflow,Horizontal | Weatherized | 96 | 77 | 80 | 78.3 | 542 | 70 | Yes | Yes
5366999 | Discontinued | MAYTAG | NORDYNE, LLC. | PPG3GD036K096C |  | Natural Gas,Propane Gas | Downflow,Horizontal | Weatherized | 96 | 77 | 80 | 78.3 | 542 | 70 |  | Yes
5441148 | Discontinued | AIRTEMP | NORDYNE, LLC. | VR8GD-036K096C |  | Natural Gas,Propane Gas | Downflow,Horizontal | Weatherized | 96 | 77 | 80 | 78.3 | 542 | 70 |  | Yes
5756421 | Discontinued | COMFORT-AIRE,CENTURY | HEAT CONTROLLER, INC. | TGRG36961E |  | Natural Gas,Propane Gas | Downflow,Horizontal | Weatherized | 96 | 77 | 80 | 78.3 | 542 | 70 |  | Yes
7056472 | Discontinued | GIBSON,PHILCO,KELVINATOR,NUTONE,BROAN | NORDYNE, LLC. | GR8GD-036K096C |  | Natural Gas,Propane Gas | Downflow,Horizontal | Weatherized | 96 | 77 | 80 | 78.3 | 542 | 70 |  | Yes
5366988 | Discontinued | BROAN,FRIGIDAIRE,INTERTHERM,MAYTAG,MILLER,NUTONE,TAPPAN,WESTINGHOUSE | NORDYNE, LLC. | R8GD-042K072C |  | Natural Gas,Propane Gas | Downflow,Horizontal | Weatherized | 72 | 58 | 80 | 58.5 | 550 | 65 | Yes | Yes
5367000 | Discontinued | MAYTAG | NORDYNE, LLC. | PPG3GD042K072C |  | Natural Gas,Propane Gas | Downflow,Horizontal | Weatherized | 72 | 58 | 80 | 58.5 | 550 | 65 |  | Yes
5441149 | Discontinued | AIRTEMP | NORDYNE, LLC. | VR8GD-042K072C |  | Natural Gas,Propane Gas | Downflow,Horizontal | Weatherized | 72 | 58 | 80 | 58.5 | 550 | 65 |  | Yes
7056473 | Discontinued | GIBSON,PHILCO,KELVINATOR,NUTONE,BROAN | NORDYNE, LLC. | GR8GD-042K072C |  | Natural Gas,Propane Gas | Downflow,Horizontal | Weatherized | 72 | 58 | 80 | 58.5 | 550 | 65 |  | Yes
5366989 | Discontinued | BROAN,FRIGIDAIRE,INTERTHERM,MAYTAG,MILLER,NUTONE,TAPPAN,WESTINGHOUSE | NORDYNE, LLC. | R8GD-042K096* |  | Natural Gas,Propane Gas | Downflow,Horizontal | Weatherized | 96 | 77 | 80 | 78.3 | 542 | 70 | Yes | Yes
5367001 | Discontinued | MAYTAG | NORDYNE, LLC. | PPG3GD042K096* |  | Natural Gas,Propane Gas | Downflow,Horizontal | Weatherized | 96 | 77 | 80 | 78.3 | 542 | 70 |  | Yes
5441150 | Discontinued | AIRTEMP | NORDYNE, LLC. | VR8GD-042K096* |  | Natural Gas,Propane Gas | Downflow,Horizontal | Weatherized | 96 | 77 | 80 | 78.3 | 542 | 70 |  | Yes
5756422 | Discontinued | COMFORT-AIRE,CENTURY | HEAT CONTROLLER, INC. | TGRG42961E |  | Natural Gas,Propane Gas | Downflow,Horizontal | Weatherized | 96 | 77 | 80 | 78.3 | 542 | 70 |  | Yes
7056474 | Discontinued | GIBSON,PHILCO,KELVINATOR,NUTONE,BROAN | NORDYNE, LLC. | GR8GD-042K096* |  | Natural Gas,Propane Gas | Downflow,Horizontal | Weatherized | 96 | 77 | 80 | 78.3 | 542 | 70 |  | Yes
5366990 | Discontinued | BROAN,FRIGIDAIRE,INTERTHERM,MAYTAG,MILLER,NUTONE,TAPPAN,WESTINGHOUSE | NORDYNE, LLC. | R8GD-048K096* |  | Natural Gas,Propane Gas | Downflow,Horizontal | Weatherized | 96 | 77 | 80 | 78.3 | 542 | 70 | Yes | Yes
5367002 | Discontinued | MAYTAG | NORDYNE, LLC. | PPG3GD048K096* |  | Natural Gas,Propane Gas | Downflow,Horizontal | Weatherized | 96 | 77 | 80 | 78.3 | 542 | 70 |  | Yes
5441151 | Discontinued | AIRTEMP | NORDYNE, LLC. | VR8GD-048K096* |  | Natural Gas,Propane Gas | Downflow,Horizontal | Weatherized | 96 | 77 | 80 | 78.3 | 542 | 70 |  | Yes
5756423 | Discontinued | COMFORT-AIRE,CENTURY | HEAT CONTROLLER, INC. | TGRG48961E |  | Natural Gas,Propane Gas | Downflow,Horizontal | Weatherized | 96 | 77 | 80 | 78.3 | 542 | 70 |  | Yes
7056475 | Discontinued | GIBSON,PHILCO,KELVINATOR,NUTONE,BROAN | NORDYNE, LLC. | GR8GD-048K096* |  | Natural Gas,Propane Gas | Downflow,Horizontal | Weatherized | 96 | 77 | 80 | 78.3 | 542 | 70 |  | Yes
5366991 | Discontinued | BROAN,FRIGIDAIRE,INTERTHERM,MAYTAG,MILLER,NUTONE,TAPPAN,WESTINGHOUSE | NORDYNE, LLC. | R8GD-048K120C |  | Natural Gas,Propane Gas | Downflow,Horizontal | Weatherized | 120 | 96 | 80 | 117.3 | 776 | 70 | Yes | Yes
5367003 | Discontinued | MAYTAG | NORDYNE, LLC. | PPG3GD048K120C |  | Natural Gas,Propane Gas | Downflow,Horizontal | Weatherized | 120 | 96 | 80 | 117.3 | 776 | 70 |  | Yes
5441152 | Discontinued | AIRTEMP | NORDYNE, LLC. | VR8GD-048K120C |  | Natural Gas,Propane Gas | Downflow,Horizontal | Weatherized | 120 | 96 | 80 | 117.3 | 776 | 70 |  | Yes
7056476 | Discontinued | GIBSON,PHILCO,KELVINATOR,NUTONE,BROAN | NORDYNE, LLC. | GR8GD-048K120C |  | Natural Gas,Propane Gas | Downflow,Horizontal | Weatherized | 120 | 96 | 80 | 117.3 | 776 | 70 |  | Yes
5366992 | Discontinued | BROAN,FRIGIDAIRE,INTERTHERM,MAYTAG,MILLER,NUTONE,TAPPAN,WESTINGHOUSE | NORDYNE, LLC. | R8GD-X60K096* |  | Natural Gas,Propane Gas | Downflow,Horizontal | Weatherized | 96 | 77 | 80 | 78.3 | 542 | 70 | Yes | Yes
5367004 | Discontinued | MAYTAG | NORDYNE, LLC. | PPG3GDX60K096* |  | Natural Gas,Propane Gas | Downflow,Horizontal | Weatherized | 96 | 77 | 80 | 78.3 | 542 | 70 |  | Yes
5441153 | Discontinued | AIRTEMP | NORDYNE, LLC. | VR8GD-X60K096* |  | Natural Gas,Propane Gas | Downflow,Horizontal | Weatherized | 96 | 77 | 80 | 78.3 | 542 | 70 |  | Yes
7056477 | Discontinued | GIBSON,PHILCO,KELVINATOR,NUTONE,BROAN | NORDYNE, LLC. | GR8GD-X60K096* |  | Natural Gas,Propane Gas | Downflow,Horizontal | Weatherized | 96 | 77 | 80 | 78.3 | 542 | 70 |  | Yes
5366993 | Discontinued | BROAN,FRIGIDAIRE,INTERTHERM,MAYTAG,MILLER,NUTONE,TAPPAN,WESTINGHOUSE | NORDYNE, LLC. | R8GD-X60K120C |  | Natural Gas,Propane Gas | Downflow,Horizontal | Weatherized | 120 | 96 | 80 | 117.3 | 776 | 70 | Yes | Yes
5367005 | Discontinued | MAYTAG | NORDYNE, LLC. | PPG3GDX60K120C |  | Natural Gas,Propane Gas | Downflow,Horizontal | Weatherized | 120 | 96 | 80 | 117.3 | 776 | 70 |  | Yes
5441154 | Discontinued | AIRTEMP | NORDYNE, LLC. | VR8GD-X60K120C |  | Natural Gas,Propane Gas | Downflow,Horizontal | Weatherized | 120 | 96 | 80 | 117.3 | 776 | 70 |  | Yes
5756424 | Discontinued | COMFORT-AIRE,CENTURY | HEAT CONTROLLER, INC. | TGRG601201E |  | Natural Gas,Propane Gas | Downflow,Horizontal | Weatherized | 120 | 96 | 80 | 117.3 | 776 | 70 |  | Yes
7056478 | Discontinued | GIBSON,PHILCO,KELVINATOR,NUTONE,BROAN | NORDYNE, LLC. | GR8GD-X60K120C |  | Natural Gas,Propane Gas | Downflow,Horizontal | Weatherized | 120 | 96 | 80 | 117.3 | 776 | 70 |  | Yes
5370600 | Active | BARD | BARD MANUFACTURING COMPANY | FLF075V42A |  | Oil |  | Non-Weatherized | 91 | 77 | 85 | 94.5 | 549 | 118 |  | Yes
5370601 | Active | BARD | BARD MANUFACTURING COMPANY | FLR075V42A |  | Oil |  | Non-Weatherized | 91 | 77 | 85 | 94.5 | 544 | 138 |  | Yes
5370603 | Active | BARD | BARD MANUFACTURING COMPANY | FLR100V48A |  | Oil |  | Non-Weatherized | 119 | 101 | 85 | 132.9 | 597 | 123 |  | Yes
5370604 | Discontinued | BARD | BARD MANUFACTURING COMPANY | FLR100V60A |  | Oil |  | Non-Weatherized | 119 | 101 | 85 | 133.1 | 537 | 128 |  | Yes
5370611 | Active | BARD | BARD MANUFACTURING COMPANY | FLR130V60A |  | Oil |  | Non-Weatherized | 154 | 130 | 85 | 169.6 | 1052 | 129 |  | Yes
5371997 | Active | MERIT 90 | LENNOX INDUSTRIES, INC. | ML195UH090XP60C-* |  | Natural Gas,Propane Gas | Upflow,Horizontal | Non-Weatherized | 88 | 86 | 95 | 81.1 | 1079 | 138 | Yes | No | AFUE
5453158 | Active | XV80 | TRANE | TDD2B060A9V3VA* |  | Natural Gas, Propane Gas | Downflow, Horizontal | Non-Weatherized | 60 | 48 | 80 | 57.6 | 229 | 97 | Yes | Yes | AMACF
5454380 | Active | GOLD SV | AMERICAN STANDARD HEATING & AIR CONDITIONING | ADD2B060A9V3VA* |  | Natural Gas, Propane Gas | Downflow, Horizontal | Non-Weatherized | 60 | 48 | 80 | 57.6 | 229 | 97 |  | Yes | AMACF
5454095 | Active | XV80 | TRANE | TUD2B060A9V3VB* |  | Natural Gas, Propane Gas | Upflow, Horizontal | Non-Weatherized | 60 | 48 | 80 | 57.7 | 227 | 97 | Yes | Yes | AMACF
5454382 | Active | GOLD SV | AMERICAN STANDARD HEATING & AIR CONDITIONING | AUD2B060A9V3VB* |  | Natural Gas, Propane Gas | Upflow, Horizontal | Non-Weatherized | 60 | 48 | 80 | 57.7 | 227 | 97 |  | Yes | AMACF
5454187 | Active | XV80 | TRANE | TUD2D120A9V5VB* |  | Natural Gas, Propane Gas | Upflow, Horizontal | Non-Weatherized | 120 | 96 | 80 | 113.1 | 457 | 75 | Yes | Yes | AMACF
5454386 | Active | GOLD SV | AMERICAN STANDARD HEATING & AIR CONDITIONING | AUD2D120A9V5VB* |  | Natural Gas, Propane Gas | Upflow, Horizontal | Non-Weatherized | 120 | 96 | 80 | 113.1 | 457 | 75 |  | Yes | AMACF
5454188 | Active | XV80 | TRANE | TUD2D140A9V5VB* |  | Natural Gas, Propane Gas | Upflow, Horizontal | Non-Weatherized | 140 | 112 | 80 | 131.4 | 427 | 95 | Yes | Yes | AMACF
5454384 | Active | GOLD SV | AMERICAN STANDARD HEATING & AIR CONDITIONING | AUD2D140A9V5VB* |  | Natural Gas, Propane Gas | Upflow, Horizontal | Non-Weatherized | 140 | 112 | 80 | 131.4 | 427 | 95 |  | Yes | AMACF
5493421 | Active | XV80 | TRANE | TDD2B080A9V3V** |  | Natural Gas,Propane Gas | Downflow,Horizontal | Non-Weatherized | 80 | 64 | 80 | 76.3 | 289 | 67 | Yes | Yes | AMACF
5493968 | Active | GOLD SV | AMERICAN STANDARD HEATING & AIR CONDITIONING | ADD2B080A9V3V** |  | Natural Gas,Propane Gas | Downflow,Horizontal | Non-Weatherized | 80 | 64 | 80 | 76.3 | 289 | 67 |  | Yes | AMACF
5493422 | Active | XV80 | TRANE | TDD2C100A9V5V** |  | Natural Gas, Propane Gas | Downflow, Horizontal | Non-Weatherized | 100 | 80 | 80 | 95 | 302 | 70 | Yes | Yes | AMACF
5493969 | Active | GOLD SV | AMERICAN STANDARD HEATING & AIR CONDITIONING | ADD2C100A9V5V** |  | Natural Gas, Propane Gas | Downflow, Horizontal | Non-Weatherized | 100 | 80 | 80 | 95 | 302 | 70 |  | Yes | AMACF
5493423 | Active | XV80 | TRANE | TDD2D120A9V5V** |  | Natural Gas, Propane Gas | Downflow, Horizontal | Non-Weatherized | 120 | 96 | 80 | 113.2 | 393 | 91 | Yes | Yes | AMACF
5493970 | Active | GOLD SV | AMERICAN STANDARD HEATING & AIR CONDITIONING | ADD2D120A9V5V** |  | Natural Gas, Propane Gas | Downflow, Horizontal | Non-Weatherized | 120 | 96 | 80 | 113.2 | 393 | 91 |  | Yes | AMACF
5493424 | Active | XV80 | TRANE | TUD2B080A9V3V** |  | Natural Gas, Propane Gas | Upflow, Horizontal | Non-Weatherized | 80 | 64 | 80 | 76.7 | 332 | 68 | Yes | Yes | AMACF
5493971 | Active | GOLD SV | AMERICAN STANDARD HEATING & AIR CONDITIONING | AUD2B080A9V3V** |  | Natural Gas, Propane Gas | Upflow, Horizontal | Non-Weatherized | 80 | 64 | 80 | 76.7 | 332 | 68 |  | Yes | AMACF
5493425 | Active | XV80 | TRANE | TUD2B100A9V3V** |  | Natural Gas, Propane Gas | Upflow, Horizontal | Non-Weatherized | 100 | 80 | 80 | 94.1 | 314 | 75 | Yes | Yes | AMACF
5493972 | Active | GOLD SV | AMERICAN STANDARD HEATING & AIR CONDITIONING | AUD2B100A9V3V** |  | Natural Gas, Propane Gas | Upflow, Horizontal | Non-Weatherized | 100 | 80 | 80 | 94.1 | 314 | 75 |  | Yes | AMACF
5493426 | Active | XV80 | TRANE | TUD2C080A9V4V** |  | Natural Gas, Propane Gas | Upflow, Horizontal | Non-Weatherized | 80 | 64 | 80 | 77.5 | 429 | 64 | Yes | Yes | AMACF
5493973 | Active | GOLD SV | AMERICAN STANDARD HEATING & AIR CONDITIONING | AUD2C080A9V4V** |  | Natural Gas, Propane Gas | Upflow, Horizontal | Non-Weatherized | 80 | 64 | 80 | 77.5 | 429 | 64 |  | Yes | AMACF
5493427 | Active | XV80 | TRANE | TUD2C080B9V4V** |  | Natural Gas, Propane Gas | Upflow, Horizontal | Non-Weatherized | 80 | 64 | 80 | 77.5 | 344 | 75 | Yes | Yes | AMACF
5493974 | Active | GOLD SV | AMERICAN STANDARD HEATING & AIR CONDITIONING | AUD2C080B9V4V** |  | Natural Gas, Propane Gas | Upflow, Horizontal | Non-Weatherized | 80 | 64 | 80 | 77.5 | 344 | 75 |  | Yes | AMACF
5493428 | Active | XV80 | TRANE | TUD2C100A9V5V** |  | Natural Gas, Propane Gas | Upflow, Horizontal | Non-Weatherized | 100 | 80 | 80 | 95.9 | 351 | 65 | Yes | Yes | AMACF
5493975 | Active | GOLD SV | AMERICAN STANDARD HEATING & AIR CONDITIONING | AUD2C100A9V5V** |  | Natural Gas, Propane Gas | Upflow, Horizontal | Non-Weatherized | 100 | 80 | 80 | 95.9 | 351 | 65 |  | Yes | AMACF
5493429 | Active | XV80 | TRANE | TUD2C100B9V5V** |  | Natural Gas, Propane Gas | Upflow, Horizontal | Non-Weatherized | 100 | 80 | 80 | 95.9 | 378 | 79 | Yes | Yes | AMACF
5493976 | Active | GOLD SV | AMERICAN STANDARD HEATING & AIR CONDITIONING | AUD2C100B9V5V** |  | Natural Gas, Propane Gas | Upflow, Horizontal | Non-Weatherized | 100 | 80 | 80 | 95.9 | 378 | 79 |  | Yes | AMACF
5493430 | Active | XV80 | TRANE | TUD2D120B9V5V** |  | Natural Gas, Propane Gas | Upflow, Horizontal | Non-Weatherized | 120 | 96 | 80 | 113.1 | 458 | 79 | Yes | Yes | AMACF
5493977 | Active | GOLD SV | AMERICAN STANDARD HEATING & AIR CONDITIONING | AUD2D120B9V5V** |  | Natural Gas, Propane Gas | Upflow, Horizontal | Non-Weatherized | 120 | 96 | 80 | 113.1 | 458 | 79 |  | Yes | AMACF
5500865 | Active | XL95 | TRANE | TUH2B060A936V** |  | Natural Gas,Propane Gas | Upflow,Horizontal | Non-Weatherized | 60 | 58 | 96 | 54.7 | 512 | 59 | Yes | No | AFUE
5500869 | Active | GOLD XM | AMERICAN STANDARD HEATING & AIR CONDITIONING | AUH2B060A936V** |  | Natural Gas,Propane Gas | Upflow,Horizontal | Non-Weatherized | 60 | 58 | 96 | 54.7 | 512 | 59 |  | No | AFUE
5500866 | Active | XL95 | TRANE | TUH2B080A942V** |  | Natural Gas,Propane Gas | Upflow,Horizontal | Non-Weatherized | 80 | 77 | 96 | 77.3 | 867 | 71 | Yes | No | AFUE
5500870 | Active | GOLD XM | AMERICAN STANDARD HEATING & AIR CONDITIONING | AUH2B080A942V** |  | Natural Gas,Propane Gas | Upflow,Horizontal | Non-Weatherized | 80 | 77 | 96 | 77.3 | 867 | 71 |  | No | AFUE
5500867 | Active | XL95 | TRANE | TUH2C100A948V** |  | Natural Gas,Propane Gas | Upflow,Horizontal | Non-Weatherized | 100 | 96 | 96 | 93.7 | 985 | 78 | Yes | No | AFUE
5500871 | Active | GOLD XM | AMERICAN STANDARD HEATING & AIR CONDITIONING | AUH2C100A948V** |  | Natural Gas,Propane Gas | Upflow,Horizontal | Non-Weatherized | 100 | 96 | 96 | 93.7 | 985 | 78 |  | No | AFUE
5500868 | Active | XL80 | TRANE | TUD2C120A9542** |  | Natural Gas, Propane Gas | Upflow, Horizontal | Non-Weatherized | 120 | 95 | 80 | 109.7 | 1162 | 70 | Yes | No
5500872 | Active | GOLD SM | AMERICAN STANDARD HEATING & AIR CONDITIONING | AUD2C120A9542** |  | Natural Gas, Propane Gas | Upflow, Horizontal | Non-Weatherized | 120 | 95 | 80 | 109.7 | 1162 | 70 |  | No
5502494 | Discontinued | TRANE | TRANE | 4YC(C,X)3018A1040** |  | Natural Gas, Propane Gas | Downflow, Horizontal | Weatherized | 40 | 31 | 79.8 | 38.5 | 348 | 68 | Yes | No
5502545 | Discontinued | AMERICAN STANDARD | AMERICAN STANDARD HEATING & AIR CONDITIONING | 4YC(C,X)3018A1040** |  | Natural Gas, Propane Gas | Downflow, Horizontal | Weatherized | 40 | 31 | 79.8 | 38.5 | 348 | 68 |  | No
5502495 | Discontinued | TRANE | TRANE | 4YC(C,X)3024B1064** |  | Natural Gas, Propane Gas | Downflow, Horizontal | Weatherized | 64 | 51 | 79 | 59 | 188 | 59 | Yes | No
5502546 | Discontinued | AMERICAN STANDARD | AMERICAN STANDARD HEATING & AIR CONDITIONING | 4YC(C,X)3024B1064** |  | Natural Gas, Propane Gas | Downflow, Horizontal | Weatherized | 64 | 51 | 79 | 59 | 188 | 59 |  | No
5502496 | Discontinued | TRANE | TRANE | 4YC(C,X)3030B1075** |  | Natural Gas,Propane Gas | Downflow,Horizontal | Weatherized | 75 | 60 | 79.5 | 58 | 242 | 63 | Yes | No
5502547 | Discontinued | AMERICAN STANDARD | AMERICAN STANDARD HEATING & AIR CONDITIONING | 4YC(C,X)3030B1075** |  | Natural Gas,Propane Gas | Downflow,Horizontal | Weatherized | 75 | 60 | 79.5 | 58 | 242 | 63 |  | No
5502497 | Discontinued | TRANE | TRANE | 4YC(C,X)3036A1064** |  | Natural Gas, Propane Gas | Downflow, Horizontal | Weatherized | 64 | 51 | 80 | 57.3 | 646 | 69 | Yes | No
5502548 | Discontinued | AMERICAN STANDARD | AMERICAN STANDARD HEATING & AIR CONDITIONING | 4YC(C,X)3036A1064** |  | Natural Gas, Propane Gas | Downflow, Horizontal | Weatherized | 64 | 51 | 80 | 57.3 | 646 | 69 |  | No
5502498 | Discontinued | TRANE | TRANE | 4YC(C,X)3036A1075** |  | Natural Gas, Propane Gas | Downflow, Horizontal | Weatherized | 75 | 60 | 80 | 76.4 | 804 | 69 | Yes | No
5502549 | Discontinued | AMERICAN STANDARD | AMERICAN STANDARD HEATING & AIR CONDITIONING | 4YC(C,X)3036A1075** |  | Natural Gas, Propane Gas | Downflow, Horizontal | Weatherized | 75 | 60 | 80 | 76.4 | 804 | 69 |  | No
5502499 | Discontinued | TRANE | TRANE | 4YC(C,X)3036A1096** |  | Natural Gas, Propane Gas | Downflow, Horizontal | Weatherized | 96 | 76 | 80 | 76.6 | 882 | 72 | Yes | No
5502550 | Discontinued | AMERICAN STANDARD | AMERICAN STANDARD HEATING & AIR CONDITIONING | 4YC(C,X)3036A1096** |  | Natural Gas, Propane Gas | Downflow, Horizontal | Weatherized | 96 | 76 | 80 | 76.6 | 882 | 72 |  | No
5502500 | Discontinued | TRANE | TRANE | 4YC(C,X)3042B1096** |  | Natural Gas,Propane Gas | Downflow,Horizontal | Weatherized | 96 | 77 | 80 | 96 | 394 | 72 | Yes | No
5502551 | Discontinued | AMERICAN STANDARD | AMERICAN STANDARD HEATING & AIR CONDITIONING | 4YC(C,X)3042B1096** |  | Natural Gas,Propane Gas | Downflow,Horizontal | Weatherized | 96 | 77 | 80 | 96 | 394 | 72 |  | No
5502501 | Discontinued | TRANE | TRANE | 4YC(C,X)3048A1075** |  | Natural Gas, Propane Gas | Downflow, Horizontal | Weatherized | 75 | 61 | 80 | 75 | 863 | 67 | Yes | No
5502552 | Discontinued | AMERICAN STANDARD | AMERICAN STANDARD HEATING & AIR CONDITIONING | 4YC(C,X)3048A1075** |  | Natural Gas, Propane Gas | Downflow, Horizontal | Weatherized | 75 | 61 | 80 | 75 | 863 | 67 |  | No
5502502 | Discontinued | TRANE | TRANE | 4YC(C,X)3048A1096** |  | Natural Gas, Propane Gas | Downflow, Horizontal | Weatherized | 96 | 77 | 80 | 95 | 1017 | 70 | Yes | No
5502553 | Discontinued | AMERICAN STANDARD | AMERICAN STANDARD HEATING & AIR CONDITIONING | 4YC(C,X)3048A1096** |  | Natural Gas, Propane Gas | Downflow, Horizontal | Weatherized | 96 | 77 | 80 | 95 | 1017 | 70 |  | No
5502503 | Discontinued | TRANE | TRANE | 4YC(C,X)3048A1120** |  | Natural Gas, Propane Gas | Downflow, Horizontal | Weatherized | 120 | 95 | 80 | 115.5 | 1029 | 95 | Yes | No
5502554 | Discontinued | AMERICAN STANDARD | AMERICAN STANDARD HEATING & AIR CONDITIONING | 4YC(C,X)3048A1120** |  | Natural Gas, Propane Gas | Downflow, Horizontal | Weatherized | 120 | 95 | 80 | 115.5 | 1029 | 95 |  | No
5502504 | Discontinued | TRANE | TRANE | 4YC(C,X)3060A1096** |  | Natural Gas, Propane Gas | Downflow, Horizontal | Weatherized | 96 | 77 | 80 | 95 | 1017 | 70 | Yes | No
5502555 | Discontinued | AMERICAN STANDARD | AMERICAN STANDARD HEATING & AIR CONDITIONING | 4YC(C,X)3060A1096** |  | Natural Gas, Propane Gas | Downflow, Horizontal | Weatherized | 96 | 77 | 80 | 95 | 1017 | 70 |  | No
5502505 | Discontinued | TRANE | TRANE | 4YC(C,X)3060A1120** |  | Natural Gas, Propane Gas | Downflow, Horizontal | Weatherized | 120 | 95 | 80 | 115.9 | 1099 | 98 | Yes | No
5502556 | Discontinued | AMERICAN STANDARD | AMERICAN STANDARD HEATING & AIR CONDITIONING | 4YC(C,X)3060A1120** |  | Natural Gas, Propane Gas | Downflow, Horizontal | Weatherized | 120 | 95 | 80 | 115.9 | 1099 | 98 |  | No
5502507 | Discontinued | TRANE | TRANE | 4YCY4042B1096** |  | Natural Gas, Propane Gas | Downflow, Horizontal | Weatherized | 96 | 77 | 80 | 96 | 411 | 72 | Yes | Yes
5502672 | Discontinued | AMERICAN STANDARD | AMERICAN STANDARD HEATING & AIR CONDITIONING | 4YCY4042B1096** |  | Natural Gas, Propane Gas | Downflow, Horizontal | Weatherized | 96 | 77 | 80 | 96 | 411 | 72 |  | Yes
3901865 | Discontinued | AMERICAN STANDARD | AMERICAN STANDARD HEATING & AIR CONDITIONING | 4YCZ6036A1096** |  | Natural Gas,Propane Gas | Downflow,Horizontal | Weatherized | 96 | 77 | 80 | 97 | 326 | 56 |  | Yes
5502508 | Discontinued | TRANE | TRANE | 4YCZ6036A1096** |  | Natural Gas,Propane Gas | Downflow,Horizontal | Weatherized | 96 | 77 | 80 | 97 | 326 | 56 | Yes | Yes
5536328 | Active | XR95 | TRANE | TUH1B080A9421B* |  | Natural Gas,Propane Gas | Upflow,Horizontal | Non-Weatherized | 77 | 73 | 95 | 64.6 | 808 | 76 | Yes | No | AFUE
5536561 | Active | SILVER ZI | AMERICAN STANDARD HEATING & AIR CONDITIONING | AUH1B080A9421B* |  | Natural Gas,Propane Gas | Upflow,Horizontal | Non-Weatherized | 77 | 73 | 95 | 64.6 | 808 | 76 |  | No | AFUE
5536562 | Active | AMERISTAR | INGERSOLL RAND | M951P080BU42AB* |  | Natural Gas,Propane Gas | Upflow,Horizontal | Non-Weatherized | 77 | 73 | 95 | 64.6 | 808 | 76 |  | No | AFUE
5536378 | Active | XL95 | TRANE | TDH2B060A936VA* |  | Natural Gas,Propane Gas | Downflow,Horizontal | Non-Weatherized | 60 | 58 | 95 | 47.3 | 527 | 65 | Yes | No | AFUE
5536531 | Active | GOLD XM | AMERICAN STANDARD HEATING & AIR CONDITIONING | ADH2B060A936VA* |  | Natural Gas,Propane Gas | Downflow,Horizontal | Non-Weatherized | 60 | 58 | 95 | 47.3 | 527 | 65 |  | No | AFUE
5536379 | Active | XL95 | TRANE | TDH2B080A942VA* |  | Natural Gas,Propane Gas | Downflow,Horizontal | Non-Weatherized | 80 | 76 | 95 | 63.7 | 703 | 79 | Yes | No | AFUE
5536532 | Active | GOLD XM | AMERICAN STANDARD HEATING & AIR CONDITIONING | ADH2B080A942VA* |  | Natural Gas,Propane Gas | Downflow,Horizontal | Non-Weatherized | 80 | 76 | 95 | 63.7 | 703 | 79 |  | No | AFUE
5536380 | Active | XL95 | TRANE | TDH2C100A948VA* |  | Natural Gas,Propane Gas | Downflow,Horizontal | Non-Weatherized | 100 | 95 | 95 | 93.9 | 1235 | 80 | Yes | No | AFUE
5536533 | Active | GOLD XM | AMERICAN STANDARD HEATING & AIR CONDITIONING | ADH2C100A948VA* |  | Natural Gas,Propane Gas | Downflow,Horizontal | Non-Weatherized | 100 | 95 | 95 | 93.9 | 1235 | 80 |  | No | AFUE
5536546 | Active | XT95 | TRANE | TUH1B080A9H31B* |  | Natural Gas,Propane Gas | Upflow,Horizontal | Non-Weatherized | 77 | 73 | 95 | 65 | 681 | 80 | Yes | Yes | AFUE
5536560 | Active | GOLD XI | AMERICAN STANDARD HEATING & AIR CONDITIONING | AUH1B080A9H31B* |  | Natural Gas,Propane Gas | Upflow,Horizontal | Non-Weatherized | 77 | 73 | 95 | 65 | 681 | 80 |  | Yes | AFUE
5537379 | Active | ELITE 80 | LENNOX INDUSTRIES, INC. | EL280DF070P36A |  | Natural Gas,Propane Gas | Downflow | Non-Weatherized | 66 | 52 | 80 | 55.9 | 649 | 33 | Yes | No
5537380 | Active | ELITE 80 | LENNOX INDUSTRIES, INC. | EL280DF090P48B |  | Natural Gas,Propane Gas | Downflow | Non-Weatherized | 88 | 69 | 80 | 75.3 | 848 | 32 | Yes | No
5537381 | Active | ELITE 80 | LENNOX INDUSTRIES, INC. | EL280DF110P60C |  | Natural Gas,Propane Gas | Downflow | Non-Weatherized | 110 | 87 | 80 | 95.5 | 1085 | 35 | Yes | No
5551798 | Active | TEMPSTAR,ARCOAIRE,KENMORE,ICP COMMERCIAL | INTERNATIONAL COMFORT PRODUCTS | F9MAE0601714A |  | Natural Gas, Propane Gas | Upflow, Downflow, Horizontal | Non-Weatherized | 60 | 59 | 97 | 46.9 | 155 | 16 |  | Yes | AFUE & AMACF
5551799 | Active | TEMPSTAR,ARCOAIRE,KENMORE,ICP COMMERCIAL | INTERNATIONAL COMFORT PRODUCTS | F9MAE0801714A |  | Natural Gas, Propane Gas | Upflow, Downflow, Horizontal | Non-Weatherized | 80 | 78 | 97 | 77.7 | 460 | 20 |  | Yes | AFUE & AMACF
5551801 | Active | TEMPSTAR,ARCOAIRE,KENMORE,ICP COMMERCIAL | INTERNATIONAL COMFORT PRODUCTS | F9MAE1202422A |  | Natural Gas, Propane Gas | Upflow, Downflow, Horizontal | Non-Weatherized | 120 | 117 | 97 | 109.2 | 506 | 22 |  | Yes | AFUE & AMACF
5551802 | Active | TEMPSTAR,ARCOAIRE, KENMORE | INTERNATIONAL COMFORT PRODUCTS | F9MAE0602120A |  | Natural Gas, Propane Gas | Upflow, Downflow, Horizontal | Non-Weatherized | 61 | 60 | 98 | 62.4 | 412 | 16 |  | Yes | AFUE & AMACF
5551803 | Active | TEMPSTAR,ARCOAIRE, KENMORE | INTERNATIONAL COMFORT PRODUCTS | F9MAE0802120A |  | Natural Gas, Propane Gas | Upflow, Downflow, Horizontal | Non-Weatherized | 80 | 78 | 97 | 79.1 | 411 | 19 |  | Yes | AFUE & AMACF
5551804 | Active | TEMPSTAR,ARCOAIRE, KENMORE | INTERNATIONAL COMFORT PRODUCTS | F9MAE1002122A |  | Natural Gas, Propane Gas | Upflow, Downflow, Horizontal | Non-Weatherized | 100 | 98 | 97 | 95.1 | 438 | 20 |  | Yes | AFUE & AMACF
5267118 | Active | PAYNE | PAYNE HEATING & COOLING | PG96VAT30040A |  | Natural Gas, Propane Gas | Upflow, Downflow, Horizontal | Non-Weatherized | 40 | 39 | 96 | 32.2 | 170 | 31 |  | Yes | AFUE & AMACF
5551805 | Active | TEMPSTAR,ARCOAIRE,KENMORE, ICP COMMERCIAL | INTERNATIONAL COMFORT PRODUCTS | F9MVE0401410A |  | Natural Gas, Propane Gas | Upflow, Downflow, Horizontal | Non-Weatherized | 40 | 39 | 96 | 32.2 | 170 | 31 |  | Yes | AFUE & AMACF
5267119 | Active | PAYNE | PAYNE HEATING & COOLING | PG96VAT42060B |  | Natural Gas, Propane Gas | Upflow, Downflow, Horizontal | Non-Weatherized | 60 | 58 | 96 | 48.6 | 194 | 37 |  | Yes | AFUE & AMACF
5551806 | Active | TEMPSTAR,ARCOAIRE,KENMORE, ICP COMMERCIAL | INTERNATIONAL COMFORT PRODUCTS | F9MVE0601714A |  | Natural Gas, Propane Gas | Upflow, Downflow, Horizontal | Non-Weatherized | 60 | 58 | 96 | 48.6 | 194 | 37 |  | Yes | AFUE & AMACF
5267120 | Active | PAYNE | PAYNE HEATING & COOLING | PG96VAT48080B |  | Natural Gas, Propane Gas | Upflow, Downflow, Horizontal | Non-Weatherized | 80 | 78 | 96 | 80.1 | 378 | 36 |  | Yes | AFUE & AMACF
5551807 | Active | TEMPSTAR,ARCOAIRE,KENMORE, ICP COMMERCIAL | INTERNATIONAL COMFORT PRODUCTS | F9MVE0801716A |  | Natural Gas, Propane Gas | Upflow, Downflow, Horizontal | Non-Weatherized | 80 | 78 | 96 | 80.1 | 378 | 36 |  | Yes | AFUE & AMACF
5267121 | Active | PAYNE | PAYNE HEATING & COOLING | PG96VAT66120D |  | Natural Gas, Propane Gas | Upflow, Downflow, Horizontal | Non-Weatherized | 120 | 117 | 96 | 110.3 | 601 | 42 |  | Yes | AFUE & AMACF
5551809 | Active | TEMPSTAR,ARCOAIRE,KENMORE, ICP COMMERCIAL | INTERNATIONAL COMFORT PRODUCTS | F9MVE1202422A |  | Natural Gas, Propane Gas | Upflow, Downflow, Horizontal | Non-Weatherized | 120 | 117 | 96 | 110.3 | 601 | 42 |  | Yes | AFUE & AMACF
5267122 | Active | PAYNE | PAYNE HEATING & COOLING | PG96VAT60080C |  | Natural Gas, Propane | Upflow, Downflow, Horizontal | Non-Weatherized | 80 | 78 | 96 | 81.4 | 366 | 38 |  | Yes | AFUE & AMACF
5551810 | Active | TEMPSTAR,ARCOAIRE,KENMORE | INTERNATIONAL COMFORT PRODUCTS | F9MVE0802120A |  | Natural Gas, Propane | Upflow, Downflow, Horizontal | Non-Weatherized | 80 | 78 | 96 | 81.4 | 366 | 38 |  | Yes | AFUE & AMACF
5267123 | Active | PAYNE | PAYNE HEATING & COOLING | PG96VAT60100C |  | Natural Gas, Propane | Upflow, Downflow, Horizontal | Non-Weatherized | 100 | 97 | 96 | 96 | 487 | 43 |  | Yes | AFUE & AMACF
5551811 | Active | TEMPSTAR,ARCOAIRE,KENMORE | INTERNATIONAL COMFORT PRODUCTS | F9MVE1002120A |  | Natural Gas, Propane | Upflow, Downflow, Horizontal | Non-Weatherized | 100 | 97 | 96 | 96 | 487 | 43 |  | Yes | AFUE & AMACF
5551812 | Active | HEIL,COMFORTMAKER,DAY & NIGHT,AIRQUEST,KENMORE,KEEPRITE,ICP COMMERCIAL | INTERNATIONAL COMFORT PRODUCTS | G9MAE0601714A |  | Natural Gas, Propane Gas | Upflow, Downflow, Horizontal | Non-Weatherized | 60 | 59 | 97 | 46.9 | 155 | 16 |  | Yes | AFUE & AMACF
5551813 | Active | HEIL,COMFORTMAKER,DAY & NIGHT,AIRQUEST,KENMORE,KEEPRITE,ICP COMMERCIAL | INTERNATIONAL COMFORT PRODUCTS | G9MAE0801714A |  | Natural Gas, Propane Gas | Upflow, Downflow, Horizontal | Non-Weatherized | 80 | 78 | 97 | 77.7 | 460 | 20 |  | Yes | AFUE & AMACF
5551815 | Active | HEIL,COMFORTMAKER,DAY & NIGHT,AIRQUEST,KENMORE,KEEPRITE,ICP COMMERCIAL | INTERNATIONAL COMFORT PRODUCTS | G9MAE1202422A |  | Natural Gas, Propane Gas | Upflow, Downflow, Horizontal | Non-Weatherized | 120 | 117 | 97 | 109.2 | 506 | 22 |  | Yes | AFUE & AMACF
5551816 | Active | HEIL, COMFORTMAKER, DAY & NIGHT, AIRQUEST, KENMORE, KEEPRITE | INTERNATIONAL COMFORT PRODUCTS | G9MAE0602120A |  | Natural Gas, Propane Gas | Upflow, Downflow, Horizontal | Non-Weatherized | 61 | 60 | 98 | 62.4 | 412 | 16 |  | Yes | AFUE & AMACF
5551817 | Active | HEIL, COMFORTMAKER, DAY & NIGHT, AIRQUEST, KENMORE, KEEPRITE | INTERNATIONAL COMFORT PRODUCTS | G9MAE0802120A |  | Natural Gas, Propane Gas | Upflow, Downflow, Horizontal | Non-Weatherized | 80 | 78 | 97 | 79.1 | 411 | 19 |  | Yes | AFUE & AMACF
5551818 | Active | HEIL, COMFORTMAKER, DAY & NIGHT, AIRQUEST, KENMORE, KEEPRITE | INTERNATIONAL COMFORT PRODUCTS | G9MAE1002122A |  | Natural Gas, Propane Gas | Upflow, Downflow, Horizontal | Non-Weatherized | 100 | 98 | 97 | 95.1 | 438 | 20 |  | Yes | AFUE & AMACF
5551819 | Active | HEIL,COMFORTMAKER,DAY & NIGHT,AIRQUEST,KENMORE,KEEPRITE,ICP COMMERCIAL | INTERNATIONAL COMFORT PRODUCTS | G9MVE0401410A |  | Natural Gas, Propane Gas | Upflow, Downflow, Horizontal | Non-Weatherized | 40 | 39 | 96 | 32.3 | 170 | 31 |  | Yes | AFUE & AMACF
5551820 | Active | HEIL,COMFORTMAKER,DAY & NIGHT,AIRQUEST,KENMORE,KEEPRITE,ICP COMMERCIAL | INTERNATIONAL COMFORT PRODUCTS | G9MVE0601714A |  | Natural Gas, Propane Gas | Upflow, Downflow, Horizontal | Non-Weatherized | 60 | 58 | 96 | 48.6 | 194 | 37 |  | Yes | AFUE & AMACF
5551821 | Active | HEIL,COMFORTMAKER,DAY & NIGHT,AIRQUEST,KENMORE,KEEPRITE,ICP COMMERCIAL | INTERNATIONAL COMFORT PRODUCTS | G9MVE0801716A |  | Natural Gas, Propane Gas | Upflow, Downflow, Horizontal | Non-Weatherized | 80 | 78 | 96 | 80.1 | 378 | 36 |  | Yes | AFUE & AMACF
5551822 | Active | HEIL,COMFORTMAKER,DAY & NIGHT,AIRQUEST,KENMORE,KEEPRITE,ICP COMMERCIAL | INTERNATIONAL COMFORT PRODUCTS | G9MVE1202422A |  | Natural Gas, Propane Gas | Upflow, Downflow, Horizontal | Non-Weatherized | 120 | 117 | 96 | 110.3 | 601 | 42 |  | Yes | AFUE & AMACF
5551824 | Active | HEIL,COMFORTMAKER,DAY & NIGHT,AIRQUEST,KENMORE,KEEPRITE | INTERNATIONAL COMFORT PRODUCTS | G9MVE0802120A |  | Natural Gas, Propane | Upflow, Downflow, Horizontal | Non-Weatherized | 80 | 78 | 96 | 81.4 | 366 | 38 |  | Yes | AFUE & AMACF
5551825 | Active | HEIL,COMFORTMAKER,DAY & NIGHT,AIRQUEST,KENMORE,KEEPRITE | INTERNATIONAL COMFORT PRODUCTS | G9MVE1002120A |  | Natural Gas, Propane | Upflow, Downflow, Horizontal | Non-Weatherized | 100 | 97 | 96 | 96 | 487 | 43 |  | Yes | AFUE & AMACF
5581508 | Active | CARRIER | CARRIER CORPORATION | 59SC2B080S17--16 | Yes | Natural Gas,Propane Gas | Upflow,Downflow,Horizontal | Non-Weatherized | 80 | 75 | 92.1 | 66.9 | 787 | 42 | Yes | No
7559670 | Active | BRYANT | BRYANT HEATING & COOLING SYSTEMS | 577CNWB24040N* |  | Natural Gas, Propane Gas | Downflow, Horizontal | Weatherized | 40 | 33 | 81 | 38.8 | 325 | 83 |  | Yes
5581536 | Active | PAYNE | PAYNE HEATING & COOLING | PG92SBS48080B | Yes | Natural Gas,Propane Gas | Upflow,Downflow,Horizontal | Non-Weatherized | 80 | 75 | 92.1 | 66.9 | 787 | 42 |  | No
7559685 | Active | BRYANT | BRYANT HEATING & COOLING SYSTEMS | 577CNWB24060A* |  | Natural Gas, Propane Gas | Downflow, Horizontal | Weatherized | 60 | 49 | 81 | 57.4 | 609 | 85 |  | Yes
5581568 | Active | AIRQUEST, ARCOAIRE, COMFORTMAKER, DAY & NIGHT, HEIL, ICP COMMERCIAL, KEEPRITE, KENMORE, MARATHERM, TEMPSTAR | INTERNATIONAL COMFORT PRODUCTS | N9MSB0401410B | Yes | Natural Gas,Propane Gas | Upflow,Downflow,Horizontal | Non-Weatherized | 40 | 37 | 92.1 | 33.6 | 392 | 31 | Yes | No
5581571 | Active | AIRQUEST, ARCOAIRE, COMFORTMAKER, DAY & NIGHT, HEIL, ICP COMMERCIAL, KEEPRITE, KENMORE, MARATHERM, TEMPSTAR | INTERNATIONAL COMFORT PRODUCTS | N9MSB0601716B | Yes | Natural Gas,Propane Gas | Upflow,Downflow,Horizontal | Non-Weatherized | 60 | 56 | 92.1 | 50.2 | 626 | 50 | Yes | No
5581572 | Active | AIRQUEST, ARCOAIRE, COMFORTMAKER, DAY & NIGHT, HEIL, ICP COMMERCIAL, KEEPRITE, KENMORE, MARATHERM, TEMPSTAR | INTERNATIONAL COMFORT PRODUCTS | N9MSB0801716B | Yes | Natural Gas,Propane Gas | Upflow,Downflow,Horizontal | Non-Weatherized | 80 | 75 | 92.1 | 66.9 | 787 | 42 | Yes | No
5581573 | Active | AIRQUEST, ARCOAIRE, COMFORTMAKER, DAY & NIGHT, HEIL, ICP COMMERCIAL, KEEPRITE, KENMORE, MARATHERM, TEMPSTAR | INTERNATIONAL COMFORT PRODUCTS | N9MSB0802120B | Yes | Natural Gas,Propane Gas | Upflow,Downflow,Horizontal | Non-Weatherized | 80 | 75 | 92.1 | 66.7 | 845 | 43 | Yes | No
5581574 | Active | AIRQUEST, ARCOAIRE, COMFORTMAKER, DAY & NIGHT, HEIL, ICP COMMERCIAL, KEEPRITE, KENMORE, MARATHERM, TEMPSTAR | INTERNATIONAL COMFORT PRODUCTS | N9MSB1002116B | Yes | Natural Gas,Propane Gas | Upflow,Downflow,Horizontal | Non-Weatherized | 100 | 93 | 92.1 | 84.4 | 784 | 69 | Yes | No
5581575 | Active | AIRQUEST, ARCOAIRE, COMFORTMAKER, DAY & NIGHT, HEIL, ICP COMMERCIAL, KEEPRITE, KENMORE, MARATHERM, TEMPSTAR | INTERNATIONAL COMFORT PRODUCTS | N9MSB1002122B | Yes | Natural Gas,Propane Gas | Upflow,Downflow,Horizontal | Non-Weatherized | 100 | 93 | 92.1 | 83.6 | 984 | 52 | Yes | No
5581576 | Active | AIRQUEST, ARCOAIRE, COMFORTMAKER, DAY & NIGHT, HEIL, ICP COMMERCIAL, KEEPRITE, KENMORE, MARATHERM, TEMPSTAR | INTERNATIONAL COMFORT PRODUCTS | N9MSB1202422B | Yes | Natural Gas,Propane Gas | Upflow,Downflow,Horizontal | Non-Weatherized | 120 | 112 | 92.1 | 117.7 | 1193 | 57 | Yes | No
5581910 | Active | CONFORTO | GRANBY FURNACES, INC. | KLC-E1-*088-03* |  | Oil | Upflow | Non-Weatherized | 91 | 88 | 96.7 | 81 | 526 | 122 | Yes | Yes | AFUE & AMACF
5581911 | Active | CONFORTO | GRANBY FURNACES, INC. | KLF-E3-093*-03* |  | Oil | Upflow | Non-Weatherized | 105 | 93 | 88.5 | 106 | 647 | 149 | Yes | Yes | AMACF
5581912 | Active | CONFORTO | GRANBY FURNACES, INC. | KLF-E3-*102-05* |  | Oil | Upflow | Non-Weatherized | 119 | 136 | 87.6 | 127 | 644 | 149 | Yes | Yes | AMACF
5581913 | Active | CONFORTO | GRANBY FURNACES, INC. | KLF-E3-*119-05* |  | Oil | Upflow | Non-Weatherized | 140 | 123 | 87.3 | 145 | 628 | 149 | Yes | Yes | AMACF
5581914 | Active | CONFORTO | GRANBY FURNACES, INC. | KLF-E3-*132-05* |  | Oil | Upflow | Non-Weatherized | 154 | 135 | 87.1 | 162 | 827 | 149 | Yes | Yes | AMACF
5581915 | Active | CONFORTO | GRANBY FURNACES, INC. | KLF-G2-*093-03* |  | Oil | Upflow | Non-Weatherized | 105 | 93 | 87.9 | 107 | 649 | 162 | Yes | Yes | AMACF
5581916 | Active | CONFORTO | GRANBY FURNACES, INC. | KLF-G2-*102-05* |  | Oil | Upflow | Non-Weatherized | 119 | 105 | 87.5 | 126 | 695 | 162 | Yes | Yes | AMACF
5581917 | Active | CONFORTO | GRANBY FURNACES, INC. | KLF-G2-*119-05* |  | Oil | Upflow | Non-Weatherized | 140 | 121 | 86.1 | 146 | 647 | 162 | Yes | Yes | AMACF
5581918 | Active | CONFORTO | GRANBY FURNACES, INC. | KLC-V1-*088-03* |  | Oil | Upflow | Non-Weatherized | 91 | 87 | 96 | 81 | 507 | 108 | Yes | Yes | AFUE & AMACF
5581919 | Active | CONFORTO | GRANBY FURNACES, INC. | KLC-V1-*073-03* |  | Oil | Upflow | Non-Weatherized | 77 | 75 | 96.3 | 82 | 497 | 108 | Yes | Yes | AFUE & AMACF
5581920 | Active | CONFORTO | GRANBY FURNACES, INC. | KLC-E1-*073-03* |  | Oil | Upflow | Non-Weatherized | 77 | 74 | 96.3 | 82 | 514 | 122 | Yes | Yes | AFUE & AMACF
5581922 | Active | CONFORTO | GRANBY FURNACES, INC. | KLF-G2-*132-05* |  | Oil | Upflow | Non-Weatherized | 154 | 133 | 86.2 | 163 | 848 | 162 | Yes | Yes | AMACF
5581923 | Active | GRANDAIRE, ECOTEMP | INTERNATIONAL COMFORT PRODUCTS | WFAR040A030B | Yes | Natural Gas,Propane Gas | Upflow,Downflow,Horizontal | Non-Weatherized | 40 | 37 | 92.1 | 33.6 | 392 | 31 |  | No
5581924 | Active | GRANDAIRE, ECOTEMP | INTERNATIONAL COMFORT PRODUCTS | WFAR060B048B | Yes | Natural Gas,Propane Gas | Upflow,Downflow,Horizontal | Non-Weatherized | 60 | 56 | 92.1 | 50.2 | 626 | 50 |  | No
5581925 | Active | GRANDAIRE, ECOTEMP | INTERNATIONAL COMFORT PRODUCTS | WFAR080B048B | Yes | Natural Gas,Propane Gas | Upflow,Downflow,Horizontal | Non-Weatherized | 80 | 75 | 92.1 | 66.9 | 787 | 42 |  | No
5581926 | Active | GRANDAIRE, ECOTEMP | INTERNATIONAL COMFORT PRODUCTS | WFAR080C060B | Yes | Natural Gas,Propane Gas | Upflow,Downflow,Horizontal | Non-Weatherized | 80 | 75 | 92.1 | 66.7 | 845 | 43 |  | No
5581927 | Active | GRANDAIRE, ECOTEMP | INTERNATIONAL COMFORT PRODUCTS | WFAR100C048B | Yes | Natural Gas,Propane Gas | Upflow,Downflow,Horizontal | Non-Weatherized | 100 | 93 | 92.1 | 84.4 | 784 | 69 |  | No
5581928 | Active | GRANDAIRE, ECOTEMP | INTERNATIONAL COMFORT PRODUCTS | WFAR100C066B | Yes | Natural Gas,Propane Gas | Upflow,Downflow,Horizontal | Non-Weatherized | 100 | 93 | 92.1 | 83.6 | 984 | 52 |  | No
5581929 | Active | GRANDAIRE, ECOTEMP | INTERNATIONAL COMFORT PRODUCTS | WFAR120D066B | Yes | Natural Gas,Propane Gas | Upflow,Downflow,Horizontal | Non-Weatherized | 120 | 112 | 92.1 | 117.7 | 1193 | 57 |  | No
5581948 | Active | GRANDAIRE, ECOTEMP | INTERNATIONAL COMFORT PRODUCTS | WFAR040A030B* |  | Natural Gas,Propane Gas | Upflow,Downflow,Horizontal | Non-Weatherized | 40 | 37 | 92.1 | 33.6 | 392 | 31 |  | No
5581949 | Active | GRANDAIRE, ECOTEMP | INTERNATIONAL COMFORT PRODUCTS | WFAR060B048B* |  | Natural Gas,Propane Gas | Upflow,Downflow,Horizontal | Non-Weatherized | 60 | 56 | 92.1 | 50.2 | 626 | 50 |  | No
5581950 | Active | GRANDAIRE, ECOTEMP | INTERNATIONAL COMFORT PRODUCTS | WFAR080B048B* |  | Natural Gas,Propane Gas | Upflow,Downflow,Horizontal | Non-Weatherized | 80 | 75 | 92.1 | 66.9 | 787 | 42 |  | No
5581951 | Active | GRANDAIRE, ECOTEMP | INTERNATIONAL COMFORT PRODUCTS | WFAR080C060B* |  | Natural Gas,Propane Gas | Upflow,Downflow,Horizontal | Non-Weatherized | 80 | 75 | 92.1 | 66.7 | 845 | 43 |  | No
5581952 | Active | GRANDAIRE, ECOTEMP | INTERNATIONAL COMFORT PRODUCTS | WFAR100C048B* |  | Natural Gas,Propane Gas | Upflow,Downflow,Horizontal | Non-Weatherized | 100 | 93 | 92.1 | 84.4 | 784 | 69 |  | No
5581953 | Active | GRANDAIRE, ECOTEMP | INTERNATIONAL COMFORT PRODUCTS | WFAR100C066B* |  | Natural Gas,Propane Gas | Upflow,Downflow,Horizontal | Non-Weatherized | 100 | 93 | 92.1 | 83.6 | 984 | 52 |  | No
5581954 | Active | GRANDAIRE, ECOTEMP | INTERNATIONAL COMFORT PRODUCTS | WFAR120D066B* |  | Natural Gas,Propane Gas | Upflow,Downflow,Horizontal | Non-Weatherized | 120 | 112 | 92.1 | 117.7 | 1193 | 57 |  | No
5581955 | Active | AIRQUEST, ARCOAIRE, COMFORTMAKER, DAY & NIGHT, HEIL, ICP COMMERCIAL, KEEPRITE, KENMORE, MARATHERM, TEMPSTAR | INTERNATIONAL COMFORT PRODUCTS | N9MSB0401410B* |  | Natural Gas,Propane Gas | Upflow,Downflow,Horizontal | Non-Weatherized | 40 | 37 | 92.1 | 33.6 | 392 | 31 |  | No
5581956 | Active | AIRQUEST, ARCOAIRE, COMFORTMAKER, DAY & NIGHT, HEIL, ICP COMMERCIAL, KEEPRITE, KENMORE, MARATHERM, TEMPSTAR | INTERNATIONAL COMFORT PRODUCTS | N9MSB0401712B* |  | Natural Gas,Propane Gas | Upflow,Downflow,Horizontal | Non-Weatherized | 40 | 37 | 92.1 | 33.4 | 451 | 42 |  | No
5581957 | Active | AIRQUEST, ARCOAIRE, COMFORTMAKER, DAY & NIGHT, HEIL, ICP COMMERCIAL, KEEPRITE, KENMORE, MARATHERM, TEMPSTAR | INTERNATIONAL COMFORT PRODUCTS | N9MSB0601412B* |  | Natural Gas,Propane Gas | Upflow,Downflow,Horizontal | Non-Weatherized | 60 | 56 | 92.1 | 50.4 | 546 | 50 |  | No
5581958 | Active | AIRQUEST, ARCOAIRE, COMFORTMAKER, DAY & NIGHT, HEIL, ICP COMMERCIAL, KEEPRITE, KENMORE, MARATHERM, TEMPSTAR | INTERNATIONAL COMFORT PRODUCTS | N9MSB0601716B* |  | Natural Gas,Propane Gas | Upflow,Downflow,Horizontal | Non-Weatherized | 60 | 56 | 92.1 | 50.2 | 626 | 50 |  | No
5581959 | Active | AIRQUEST, ARCOAIRE, COMFORTMAKER, DAY & NIGHT, HEIL, ICP COMMERCIAL, KEEPRITE, KENMORE, MARATHERM, TEMPSTAR | INTERNATIONAL COMFORT PRODUCTS | N9MSB0801716B* |  | Natural Gas,Propane Gas | Upflow,Downflow,Horizontal | Non-Weatherized | 80 | 75 | 92.1 | 66.9 | 787 | 42 |  | No
5581960 | Active | AIRQUEST, ARCOAIRE, COMFORTMAKER, DAY & NIGHT, HEIL, ICP COMMERCIAL, KEEPRITE, KENMORE, MARATHERM, TEMPSTAR | INTERNATIONAL COMFORT PRODUCTS | N9MSB0802120B* |  | Natural Gas,Propane Gas | Upflow,Downflow,Horizontal | Non-Weatherized | 80 | 75 | 92.1 | 66.7 | 845 | 43 |  | No
5581961 | Active | AIRQUEST, ARCOAIRE, COMFORTMAKER, DAY & NIGHT, HEIL, ICP COMMERCIAL, KEEPRITE, KENMORE, MARATHERM, TEMPSTAR | INTERNATIONAL COMFORT PRODUCTS | N9MSB1002116B* |  | Natural Gas,Propane Gas | Upflow,Downflow,Horizontal | Non-Weatherized | 100 | 93 | 92.1 | 84.4 | 784 | 69 |  | No
5581962 | Active | AIRQUEST, ARCOAIRE, COMFORTMAKER, DAY & NIGHT, HEIL, ICP COMMERCIAL, KEEPRITE, KENMORE, MARATHERM, TEMPSTAR | INTERNATIONAL COMFORT PRODUCTS | N9MSB1002122B* |  | Natural Gas,Propane Gas | Upflow,Downflow,Horizontal | Non-Weatherized | 100 | 93 | 92.1 | 83.6 | 984 | 52 |  | No
5581963 | Active | AIRQUEST, ARCOAIRE, COMFORTMAKER, DAY & NIGHT, HEIL, ICP COMMERCIAL, KEEPRITE, KENMORE, MARATHERM, TEMPSTAR | INTERNATIONAL COMFORT PRODUCTS | N9MSB1202422B* |  | Natural Gas,Propane Gas | Upflow,Downflow,Horizontal | Non-Weatherized | 120 | 112 | 92.1 | 117.7 | 1193 | 57 |  | No
5581976 | Active | COMPACT, KERR | GRANBY FURNACES, INC. | K4C-G2-K090-0* |  | Oil | Upflow,Downflow,Horizontal | Non-Weatherized | 85 | 73 | 86.6 | 92 | 503 | 160 | Yes | No
5581981 | Active | KERR SUMMIT | GRANBY FURNACES, INC. | K6C-G2-K160-0* |  | Oil | Upflow,Downflow,Horizontal | Non-Weatherized | 170 | 143 | 84.1 | 156 | 827 | 160 | Yes | No
5582672 | Discontinued | KERR CONTOUR | GRANBY FURNACES, INC. | KCR(F)-G2-K111-0* |  | Oil |  | Non-Weatherized | 127 | 110 | 86.6 | 154 | 1051 | 160 | Yes | No
5582673 | Discontinued | KERR SUMMIT | GRANBY FURNACES, INC. | K6C-G2-K1120-0* |  | Oil | Upflow,Downflow,Horizontal | Non-Weatherized | 128 | 109 | 85.1 | 140 | 1051 | 160 | Yes | No
5582674 | Active | KERR CONTOUR | GRANBY FURNACES, INC. | KCR(F)-G2-K163-0* |  | Oil | Upflow | Non-Weatherized | 170 | 146 | 85.8 | 154 | 1051 | 160 | Yes | No
5582880 | Discontinued | KERR ECLIPSE | GRANBY FURNACES, INC. | KMR(F)-G2-K090-0* |  | Oil |  | Non-Weatherized | 85 | 72 | 84.7 | 93 | 832 | 160 | Yes | No
5582884 | Discontinued | KERR ECLIPSE | GRANBY FURNACES, INC. | KMR(F)-G2-K090-E3 |  | Oil | Upflow | Non-Weatherized | 85 | 72 | 84.7 | 93 | 832 | 160 | Yes | No
5583555 | Active | CONFORTO | GRANBY FURNACES, INC. | KHM-E1-*067-03* |  | Oil | Upflow,Downflow,Horizontal | Non-Weatherized | 77 | 68 | 87.1 | 89 | 556 | 122 | Yes | Yes | AMACF
5583556 | Active | CONFORTO | GRANBY FURNACES, INC. | KHM-E1-*079-03* |  | Oil | Upflow,Downflow,Horizontal | Non-Weatherized | 91 | 80 | 87.8 | 90 | 482 | 122 | Yes | Yes | AMACF
5583557 | Active | CONFORTO | GRANBY FURNACES, INC. | KHM-E1-*091-03* |  | Oil | Upflow,Downflow,Horizontal | Non-Weatherized | 105 | 92 | 87.1 | 108 | 565 | 122 | Yes | Yes | AMACF
5583558 | Active | CONFORTO | GRANBY FURNACES, INC. | KHM-E3-*109-05* |  | Oil | Upflow,Downflow,Horizontal | Non-Weatherized | 126 | 111 | 87.8 | 124 | 604 | 149 | Yes | Yes | AMACF
5583559 | Active | CONFORTO | GRANBY FURNACES, INC. | KHM-E3-*127-05* |  | Oil | Upflow,Downflow,Horizontal | Non-Weatherized | 147 | 129 | 87 | 163 | 763 | 149 | Yes | Yes | AMACF
5583560 | Active | CONFORTO | GRANBY FURNACES, INC. | KHM-E3-*139-05* |  | Oil | Upflow,Downflow,Horizontal | Non-Weatherized | 161 | 141 | 87.2 | 162 | 794 | 149 | Yes | Yes | AMACF
5583632 | Active | CONFORTO | GRANBY FURNACES, INC. | KHM-G2-*066-03* |  | Oil | Upflow,Downflow,Horizontal | Non-Weatherized | 77 | 68 | 86.9 | 90 | 559 | 271 | Yes | Yes | AMACF
5583634 | Active | CONFORTO | GRANBY FURNACES, INC. | KHM-G2-*078-03* |  | Oil | Upflow,Downflow,Horizontal | Non-Weatherized | 91 | 80 | 87 | 90 | 502 | 271 | Yes | Yes | AMACF
5583635 | Active | CONFORTO | GRANBY FURNACES, INC. | KHM-G2-*090-03* |  | Oil | Upflow,Downflow,Horizontal | Non-Weatherized | 105 | 93 | 86.7 | 91 | 491 | 325 | Yes | Yes | AMACF
5583636 | Active | CONFORTO | GRANBY FURNACES, INC. | KHM-G2-*102-05* |  | Oil | Upflow,Downflow,Horizontal | Non-Weatherized | 119 | 104 | 86.9 | 127 | 680 | 162 | Yes | Yes | AMACF
5583637 | Active | CONFORTO | GRANBY FURNACES, INC. | KHM-G2-*119-05* |  | Oil | Upflow,Downflow,Horizontal | Non-Weatherized | 140 | 124 | 87.2 | 145 | 729 | 162 | Yes | Yes | AMACF
5583639 | Active | CONFORTO | GRANBY FURNACES, INC. | KHM-G2-*132-05* |  | Oil | Upflow,Downflow,Horizontal | Non-Weatherized | 154 | 134 | 86.2 | 163 | 847 | 162 | Yes | Yes | AMACF
5583700 | Active | CONFORTO | GRANBY FURNACES, INC. | KLR-E1-*067-03* |  | Oil | Upflow | Non-Weatherized | 77 | 68 | 87.9 | 71 | 450 | 122 | Yes | Yes | AMACF
5583824 | Active | CONFORTO | GRANBY FURNACES, INC. | KLR-E1-*079-03* |  | Oil | Upflow | Non-Weatherized | 91 | 80 | 87.5 | 89 | 477 | 122 | Yes | Yes | AMACF
5584031 | Active | CONFORTO | GRANBY FURNACES, INC. | KLR-E1-*091-03* |  | Oil | Upflow | Non-Weatherized | 105 | 92 | 87 | 90 | 433 | 122 | Yes | Yes | AMACF
5584038 | Active | CONFORTO | GRANBY FURNACES, INC. | KLR-E3-*109-05* |  | Oil | Upflow | Non-Weatherized | 126 | 112 | 88.3 | 124 | 600 | 149 | Yes | Yes | AMACF
5584040 | Active | CONFORTO | GRANBY FURNACES, INC. | KLR-E3-*127-05* |  | Oil | Upflow | Non-Weatherized | 147 | 130 | 87.5 | 161 | 755 | 149 | Yes | Yes | AMACF
5584041 | Active | CONFORTO | GRANBY FURNACES, INC. | KLR-E3-*139-05* |  | Oil | Upflow | Non-Weatherized | 161 | 141 | 87.1 | 161 | 790 | 149 | Yes | Yes | AMACF
5584042 | Active | CONFORTO | GRANBY FURNACES, INC. | KLR-G2-*066-03* |  | Oil | Upflow | Non-Weatherized | 77 | 68 | 87.3 | 71 | 457 | 162 | Yes | Yes | AMACF
5584045 | Active | CONFORTO | GRANBY FURNACES, INC. | KLR-G2-*078-03* |  | Oil | Upflow | Non-Weatherized | 91 | 80 | 87.1 | 89 | 519 | 162 | Yes | Yes | AMACF
5584050 | Active | CONFORTO | GRANBY FURNACES, INC. | KLR-G2-*090-03* |  | Oil | Upflow | Non-Weatherized | 105 | 91 | 86.5 | 91 | 461 | 162 | Yes | Yes | AMACF
5584055 | Active | CONFORTO | GRANBY FURNACES, INC. | KLR-G2-*102-05* |  | Oil | Upflow | Non-Weatherized | 119 | 105 | 87.6 | 125 | 654 | 162 | Yes | Yes | AMACF
5584060 | Active | CONFORTO | GRANBY FURNACES, INC. | KLR-G2-*119-05* |  | Oil | Upflow | Non-Weatherized | 140 | 122 | 87.1 | 144 | 723 | 162 | Yes | Yes | AMACF
5584065 | Active | CONFORTO | GRANBY FURNACES, INC. | KLR-G2-*132-05* |  | Oil | Upflow | Non-Weatherized | 154 | 134 | 86.8 | 162 | 852 | 162 | Yes | Yes | AMACF
5584117 | Active | CARRIER | CARRIER CORPORATION | 59SC5A040S17--12 | Yes | Natural Gas,Propane Gas | Upflow,Downflow,Horizontal | Non-Weatherized | 40 | 39 | 95.5 | 32.2 | 470 | 50 | Yes | No | AFUE
7559671 | Active | BRYANT | BRYANT HEATING & COOLING SYSTEMS | 577CNWB24060N* |  | Natural Gas, Propane Gas | Downflow, Horizontal | Weatherized | 60 | 49 | 81 | 57.4 | 609 | 85 |  | Yes
5584118 | Active | CARRIER | CARRIER CORPORATION | 59SC5A040S17--12* |  | Natural Gas,Propane Gas | Upflow,Downflow,Horizontal | Non-Weatherized | 40 | 39 | 95.5 | 32.2 | 470 | 50 |  | No | AFUE
7559686 | Active | BRYANT | BRYANT HEATING & COOLING SYSTEMS | 577CNWB30040A* |  | Natural Gas, Propane Gas | Downflow, Horizontal | Weatherized | 40 | 33 | 81 | 38.8 | 325 | 83 |  | Yes
5584121 | Active | AIRQUEST, ARCOAIRE, COMFORTMAKER, DAY & NIGHT, HEIL, ICP COMMERCIAL, KEEPRITE, KENMORE, MARATHERM, TEMPSTAR | INTERNATIONAL COMFORT PRODUCTS | N9MSE0401712A | Yes | Natural Gas,Propane Gas | Upflow,Downflow,Horizontal | Non-Weatherized | 40 | 39 | 95.5 | 32.2 | 470 | 50 | Yes | No | AFUE
5584122 | Active | AIRQUEST, ARCOAIRE, COMFORTMAKER, DAY & NIGHT, HEIL, ICP COMMERCIAL, KEEPRITE, KENMORE, MARATHERM, TEMPSTAR | INTERNATIONAL COMFORT PRODUCTS | N9MSE0401712A* |  | Natural Gas,Propane Gas | Upflow,Downflow,Horizontal | Non-Weatherized | 40 | 39 | 95.5 | 32.2 | 470 | 50 |  | No | AFUE
5589151 | Active | BROAN, INTERTHERM, MAYTAG, MILLER | NORDYNE, LLC. | M7TL 045A *** | Yes | Natural Gas,Propane Gas | Downflow | Non-Weatherized | 45 | 43 | 95.1 | 48.2 | 281 | 61 | Yes | Yes | AFUE & AMACF
5589152 | Active | BROAN, INTERTHERM, MAYTAG, MILLER | NORDYNE, LLC. | M7TL 060A *** | Yes | Natural Gas,Propane Gas | Downflow | Non-Weatherized | 60 | 57 | 95.1 | 48.2 | 268 | 60 | Yes | Yes | AFUE & AMACF
5589154 | Active | BROAN, INTERTHERM, MAYTAG, MILLER | NORDYNE, LLC. | M7TL 072A *** | Yes | Natural Gas,Propane Gas | Downflow | Non-Weatherized | 72 | 68 | 95.1 | 64.7 | 314 | 68 | Yes | Yes | AFUE & AMACF
5589683 | Active | BROAN, FRIGIDAIRE, INTERTHERM, MILLER, NUTONE, PHILCO, TAPPAN, WESTINGHOUSE, ANSWER AIRE, BLUE DOT, BROTHERS SELECT, COLUMBUS WORTHINGTON AIR, FIRE & ICE, GOLDEN RULE, GROGGS HEATING & AC, JAMES RIVER, OLIVER, PEADEN | NORDYNE, LLC. | KG7SK 054*-23A* |  | Natural Gas,Propane Gas | Downflow | Non-Weatherized | 54 | 42 | 80 | 38.3 | 491 | 43 | Yes | No
5756403 | Active | COMFORT-AIRE,CENTURY | HEAT CONTROLLER, INC. | GDD80A054A3XE |  | Natural Gas,Propane Gas | Downflow | Non-Weatherized | 54 | 42 | 80 | 38.3 | 491 | 43 |  | No
5589684 | Active | BROAN, FRIGIDAIRE, INTERTHERM, MILLER, NUTONE, PHILCO, TAPPAN, WESTINGHOUSE, ANSWER AIRE, BLUE DOT, BROTHERS SELECT, COLUMBUS WORTHINGTON AIR, FIRE & ICE, GOLDEN RULE, GROGGS HEATING & AC, JAMES RIVER, OLIVER, PEADEN | NORDYNE, LLC. | KG7SK 072*-24B* |  | Natural Gas,Propane Gas | Downflow | Non-Weatherized | 72 | 57 | 80 | 56 | 832 | 45 | Yes | No
5756404 | Active | COMFORT-AIRE,CENTURY | HEAT CONTROLLER, INC. | GDD80A072B4XE |  | Natural Gas,Propane Gas | Downflow | Non-Weatherized | 72 | 57 | 80 | 56 | 832 | 45 |  | No
5589685 | Active | BROAN, FRIGIDAIRE, INTERTHERM, MILLER, NUTONE, PHILCO, TAPPAN, WESTINGHOUSE, ANSWER AIRE, BLUE DOT, BROTHERS SELECT, COLUMBUS WORTHINGTON AIR, FIRE & ICE, GOLDEN RULE, GROGGS HEATING & AC, JAMES RIVER, OLIVER, PEADEN | NORDYNE, LLC. | KG7SK 090*-24B* |  | Natural Gas,Propane Gas | Downflow | Non-Weatherized | 90 | 72 | 80 | 76.1 | 1041 | 47 | Yes | No
5756405 | Active | COMFORT-AIRE,CENTURY | HEAT CONTROLLER, INC. | GDD80A090B4XE |  | Natural Gas,Propane Gas | Downflow | Non-Weatherized | 90 | 72 | 80 | 76.1 | 1041 | 47 |  | No
5589686 | Active | BROAN, FRIGIDAIRE, INTERTHERM, MILLER, NUTONE, PHILCO, TAPPAN, WESTINGHOUSE, ANSWER AIRE, BLUE DOT, BROTHERS SELECT, COLUMBUS WORTHINGTON AIR, FIRE & ICE, GOLDEN RULE, GROGGS HEATING & AC, JAMES RIVER, OLIVER, PEADEN | NORDYNE, LLC. | KG7SK 108*-35C* |  | Natural Gas,Propane Gas | Downflow | Non-Weatherized | 108 | 86 | 80 | 94.6 | 1391 | 47 | Yes | No
5756406 | Active | COMFORT-AIRE,CENTURY | HEAT CONTROLLER, INC. | GDD80A108C5XE |  | Natural Gas,Propane Gas | Downflow | Non-Weatherized | 108 | 86 | 80 | 94.6 | 1391 | 47 |  | No
5589687 | Active | BROAN, FRIGIDAIRE, INTERTHERM, MILLER, NUTONE, PHILCO, TAPPAN, WESTINGHOUSE, ANSWER AIRE, BLUE DOT, BROTHERS SELECT, COLUMBUS WORTHINGTON AIR, FIRE & ICE, GOLDEN RULE, GROGGS HEATING & AC, JAMES RIVER, OLIVER, PEADEN | NORDYNE, LLC. | KG7SK 126*-45D* |  | Natural Gas,Propane Gas | Downflow | Non-Weatherized | 126 | 100 | 80 | 114.3 | 1481 | 58 | Yes | No
5756407 | Active | COMFORT-AIRE,CENTURY | HEAT CONTROLLER, INC. | GDD80A126D5XE |  | Natural Gas,Propane Gas | Downflow | Non-Weatherized | 126 | 100 | 80 | 114.3 | 1481 | 58 |  | No
5589688 | Active | BROAN, FRIGIDAIRE, INTERTHERM, MILLER, NUTONE, PHILCO, TAPPAN, WESTINGHOUSE, ANSWER AIRE, BLUE DOT, BROTHERS SELECT, COLUMBUS WORTHINGTON AIR, FIRE & ICE, GOLDEN RULE, GROGGS HEATING & AC, JAMES RIVER, OLIVER, PEADEN | NORDYNE, LLC. | FG7SA 045*-23A* |  | Natural Gas,Propane Gas | Upflow,Horizontal | Non-Weatherized | 45 | 35 | 80 | 38.1 | 555 | 41 | Yes | No
5756408 | Active | COMFORT-AIRE,CENTURY | HEAT CONTROLLER, INC. | GUH80A045A3XE |  | Natural Gas,Propane Gas | Upflow,Horizontal | Non-Weatherized | 45 | 35 | 80 | 38.1 | 555 | 41 |  | No
6808937 | Active | AIRTEMP | NORDYNE, LLC. | VG7SA 045*-23A* |  | Natural Gas,Propane Gas | Upflow,Horizontal | Non-Weatherized | 45 | 35 | 80 | 38.1 | 555 | 41 |  | No
5589689 | Active | BROAN, FRIGIDAIRE, INTERTHERM, MILLER, NUTONE, PHILCO, TAPPAN, WESTINGHOUSE, ANSWER AIRE, BLUE DOT, BROTHERS SELECT, COLUMBUS WORTHINGTON AIR, FIRE & ICE, GOLDEN RULE, GROGGS HEATING & AC, JAMES RIVER, OLIVER, PEADEN | NORDYNE, LLC. | FG7SA 054*-23A* |  | Natural Gas,Propane Gas | Upflow,Horizontal | Non-Weatherized | 54 | 43 | 80 | 57.5 | 700 | 42 | Yes | No
5756409 | Active | COMFORT-AIRE,CENTURY | HEAT CONTROLLER, INC. | GUH80A054A3XE |  | Natural Gas,Propane Gas | Upflow,Horizontal | Non-Weatherized | 54 | 43 | 80 | 57.5 | 700 | 42 |  | No
6808938 | Active | AIRTEMP | NORDYNE, LLC. | VG7SA 054*-23A* |  | Natural Gas,Propane Gas | Upflow,Horizontal | Non-Weatherized | 54 | 43 | 80 | 57.5 | 700 | 42 |  | No
5589690 | Active | BROAN, FRIGIDAIRE, INTERTHERM, MILLER, NUTONE, PHILCO, TAPPAN, WESTINGHOUSE, ANSWER AIRE, BLUE DOT, BROTHERS SELECT, COLUMBUS WORTHINGTON AIR, FIRE & ICE, GOLDEN RULE, GROGGS HEATING & AC, JAMES RIVER, OLIVER, PEADEN | NORDYNE, LLC. | FG7SA 072*-24B* |  | Natural Gas,Propane Gas | Upflow,Horizontal | Non-Weatherized | 72 | 57 | 80 | 57 | 821 | 45 | Yes | No
5756410 | Active | COMFORT-AIRE,CENTURY | HEAT CONTROLLER, INC. | GUH80A072B4XE |  | Natural Gas,Propane Gas | Upflow,Horizontal | Non-Weatherized | 72 | 57 | 80 | 57 | 821 | 45 |  | No
6808939 | Active | AIRTEMP | NORDYNE, LLC. | VG7SA 072*-24B* |  | Natural Gas,Propane Gas | Upflow,Horizontal | Non-Weatherized | 72 | 57 | 80 | 57 | 821 | 45 |  | No
5589691 | Active | BROAN, FRIGIDAIRE, INTERTHERM, MILLER, NUTONE, PHILCO, TAPPAN, WESTINGHOUSE, ANSWER AIRE, BLUE DOT, BROTHERS SELECT, COLUMBUS WORTHINGTON AIR, FIRE & ICE, GOLDEN RULE, GROGGS HEATING & AC, JAMES RIVER, OLIVER, PEADEN | NORDYNE, LLC. | FG7SA 072*-35C* |  | Natural Gas,Propane Gas | Upflow,Horizontal | Non-Weatherized | 72 | 57 | 80 | 57.3 | 740 | 45 | Yes | No
5756411 | Active | COMFORT-AIRE,CENTURY | HEAT CONTROLLER, INC. | GUH80A072C5XE |  | Natural Gas,Propane Gas | Upflow,Horizontal | Non-Weatherized | 72 | 57 | 80 | 57.3 | 740 | 45 |  | No
6808940 | Active | AIRTEMP | NORDYNE, LLC. | VG7SA 072*-35C* |  | Natural Gas,Propane Gas | Upflow,Horizontal | Non-Weatherized | 72 | 57 | 80 | 57.3 | 740 | 45 |  | No
5589692 | Active | BROAN, FRIGIDAIRE, INTERTHERM, MILLER, NUTONE, PHILCO, TAPPAN, WESTINGHOUSE, ANSWER AIRE, BLUE DOT, BROTHERS SELECT, COLUMBUS WORTHINGTON AIR, FIRE & ICE, GOLDEN RULE, GROGGS HEATING & AC, JAMES RIVER, OLIVER, PEADEN | NORDYNE, LLC. | FG7SA 090*-24B* |  | Natural Gas,Propane Gas | Upflow,Horizontal | Non-Weatherized | 90 | 72 | 80 | 76.1 | 1029 | 47 | Yes | No
5756412 | Active | COMFORT-AIRE,CENTURY | HEAT CONTROLLER, INC. | GUH80A090B4XE |  | Natural Gas,Propane Gas | Upflow,Horizontal | Non-Weatherized | 90 | 72 | 80 | 76.1 | 1029 | 47 |  | No
6808941 | Active | AIRTEMP | NORDYNE, LLC. | VG7SA 090*-24B* |  | Natural Gas,Propane Gas | Upflow,Horizontal | Non-Weatherized | 90 | 72 | 80 | 76.1 | 1029 | 47 |  | No
5589693 | Active | BROAN, FRIGIDAIRE, INTERTHERM, MILLER, NUTONE, PHILCO, TAPPAN, WESTINGHOUSE, ANSWER AIRE, BLUE DOT, BROTHERS SELECT, COLUMBUS WORTHINGTON AIR, FIRE & ICE, GOLDEN RULE, GROGGS HEATING & AC, JAMES RIVER, OLIVER, PEADEN | NORDYNE, LLC. | FG7SA 090*-35C* |  | Natural Gas,Propane Gas | Upflow,Horizontal | Non-Weatherized | 90 | 72 | 80 | 76.1 | 1039 | 47 | Yes | No
5756413 | Active | COMFORT-AIRE,CENTURY | HEAT CONTROLLER, INC. | GUH80A090C5XE |  | Natural Gas,Propane Gas | Upflow,Horizontal | Non-Weatherized | 90 | 72 | 80 | 76.1 | 1039 | 47 |  | No
6808942 | Active | AIRTEMP | NORDYNE, LLC. | VG7SA 090*-35C* |  | Natural Gas,Propane Gas | Upflow,Horizontal | Non-Weatherized | 90 | 72 | 80 | 76.1 | 1039 | 47 |  | No
5589694 | Active | BROAN, FRIGIDAIRE, INTERTHERM, MILLER, NUTONE, PHILCO, TAPPAN, WESTINGHOUSE, ANSWER AIRE, BLUE DOT, BROTHERS SELECT, COLUMBUS WORTHINGTON AIR, FIRE & ICE, GOLDEN RULE, GROGGS HEATING & AC, JAMES RIVER, OLIVER, PEADEN | NORDYNE, LLC. | FG7SA 108*-35C* |  | Natural Gas,Propane Gas | Upflow,Horizontal | Non-Weatherized | 108 | 86 | 80 | 94 | 1540 | 49 | Yes | No
5756414 | Active | COMFORT-AIRE,CENTURY | HEAT CONTROLLER, INC. | GUH80A108C5XE |  | Natural Gas,Propane Gas | Upflow,Horizontal | Non-Weatherized | 108 | 86 | 80 | 94 | 1540 | 49 |  | No
6808943 | Active | AIRTEMP | NORDYNE, LLC. | VG7SA 108*-35C* |  | Natural Gas,Propane Gas | Upflow,Horizontal | Non-Weatherized | 108 | 86 | 80 | 94 | 1540 | 49 |  | No
5589695 | Active | BROAN, FRIGIDAIRE, INTERTHERM, MILLER, NUTONE, PHILCO, TAPPAN, WESTINGHOUSE, ANSWER AIRE, BLUE DOT, BROTHERS SELECT, COLUMBUS WORTHINGTON AIR, FIRE & ICE, GOLDEN RULE, GROGGS HEATING & AC, JAMES RIVER, OLIVER, PEADEN | NORDYNE, LLC. | FG7SA 126*-45D* |  | Natural Gas,Propane Gas | Upflow,Horizontal | Non-Weatherized | 126 | 100 | 80 | 113.2 | 1739 | 46 | Yes | No
5756415 | Active | COMFORT-AIRE,CENTURY | HEAT CONTROLLER, INC. | GUH80A126D5XE |  | Natural Gas,Propane Gas | Upflow,Horizontal | Non-Weatherized | 126 | 100 | 80 | 113.2 | 1739 | 46 |  | No
6808944 | Active | AIRTEMP | NORDYNE, LLC. | VG7SA 126*-45D* |  | Natural Gas,Propane Gas | Upflow,Horizontal | Non-Weatherized | 126 | 100 | 80 | 113.2 | 1739 | 46 |  | No
5589706 | Active | XL95 | TRANE | TDH2D120A960VA* |  | Natural Gas,Propane Gas | Downflow,Horizontal | Non-Weatherized | 120 | 115 | 96 | 109.8 | 1236 | 83 | Yes | No | AFUE
5589707 | Active | GOLD XM | AMERICAN STANDARD HEATING & AIR CONDITIONING | ADH2D120A960VA* |  | Natural Gas,Propane Gas | Downflow,Horizontal | Non-Weatherized | 120 | 115 | 96 | 109.8 | 1236 | 83 |  | No | AFUE
5589708 | Active | XL95 | TRANE | TUH2D120A960VA* |  | Natural Gas,Propane Gas | Upflow,Horizontal | Non-Weatherized | 120 | 115 | 96 | 108.7 | 1253 | 88 | Yes | No | AFUE
5589709 | Active | GOLD XM | AMERICAN STANDARD HEATING & AIR CONDITIONING | AUH2D120A960VA* |  | Natural Gas,Propane Gas | Upflow,Horizontal | Non-Weatherized | 120 | 115 | 96 | 108.7 | 1253 | 88 |  | No | AFUE
5591980 | Active | DETTSON | DETTSON INDUSTRIES, INC. | AMP070SD-BNX |  | Oil | Upflow, Downflow, Horizontal | Non-Weatherized | 70 | 59 | 86.1 | 54.2 | 489 | 167 | Yes | No
5939607 | Active | CARRIER | CARRIER CORPORATION | OBM070-BNX |  | Oil | Upflow, Downflow, Horizontal | Non-Weatherized | 70 | 59 | 86.1 | 54.2 | 489 | 167 |  | No
6106758 | Active | BRYANT | CARRIER CORPORATION | OBM070-BNX* |  | Oil | Upflow, Downflow, Horizontal | Non-Weatherized | 70 | 59 | 86.1 | 54.2 | 489 | 167 |  | No
6741600 | Active | TEMPSTAR,ARCOAIRE,KENMORE,ICP COMMERCIAL,HEIL,DAY & NIGHT,AIRQUEST,KEEPRITE,COMFORTMAKER | CARRIER CORPORATION | OMF070-BNX |  | Oil | Upflow, Downflow, Horizontal | Non-Weatherized | 70 | 59 | 86.1 | 54.2 | 489 | 167 |  | No
7043311 | Active | WILLIAMSON-THERMOFLO | WILLIAMSON-THERMOFLO | PMP-070-DD-BNX |  | Oil | Upflow, Downflow, Horizontal | Non-Weatherized | 70 | 59 | 86.1 | 54.2 | 489 | 167 |  | No
5591981 | Active | DETTSON | DETTSON INDUSTRIES, INC. | AMP070SD-BF |  | Oil | Upflow,Downflow,Horizontal | Non-Weatherized | 70 | 58 | 85.2 | 54.1 | 488 | 167 | Yes | No
5939606 | Active | CARRIER | CARRIER CORPORATION | OBM070-BF |  | Oil | Upflow,Downflow,Horizontal | Non-Weatherized | 70 | 58 | 85.2 | 54.1 | 488 | 167 |  | No
6106757 | Active | BRYANT | CARRIER CORPORATION | OBM070-BF* |  | Oil | Upflow,Downflow,Horizontal | Non-Weatherized | 70 | 58 | 85.2 | 54.1 | 488 | 167 |  | No
6741599 | Active | TEMPSTAR,ARCOAIRE,KENMORE,ICP COMMERCIAL,HEIL,DAY & NIGHT,AIRQUEST,KEEPRITE,COMFORTMAKER | CARRIER CORPORATION | OMF070-BF |  | Oil | Upflow,Downflow,Horizontal | Non-Weatherized | 70 | 58 | 85.2 | 54.1 | 488 | 167 |  | No
7043310 | Active | WILLIAMSON-THERMOFLO | WILLIAMSON-THERMOFLO | PMP-070-DD-BF |  | Oil | Upflow,Downflow,Horizontal | Non-Weatherized | 70 | 58 | 85.2 | 54.1 | 488 | 167 |  | No
5591982 | Active | DETTSON | DETTSON INDUSTRIES, INC. | AMP070SD-RF |  | Oil | Upflow, Downflow, Horizontal | Non-Weatherized | 70 | 59 | 86.4 | 54.1 | 431 | 138 | Yes | No
5939610 | Active | CARRIER | CARRIER CORPORATION | OBM070-RF |  | Oil | Upflow, Downflow, Horizontal | Non-Weatherized | 70 | 59 | 86.4 | 54.1 | 431 | 138 |  | No
6106761 | Active | BRYANT | CARRIER CORPORATION | OBM070-RF* |  | Oil | Upflow, Downflow, Horizontal | Non-Weatherized | 70 | 59 | 86.4 | 54.1 | 431 | 138 |  | No
6741603 | Active | TEMPSTAR,ARCOAIRE,KENMORE,ICP COMMERCIAL,HEIL,DAY & NIGHT,AIRQUEST,KEEPRITE,COMFORTMAKER | CARRIER CORPORATION | OMF070-RF |  | Oil | Upflow, Downflow, Horizontal | Non-Weatherized | 70 | 59 | 86.4 | 54.1 | 431 | 138 |  | No
7043314 | Active | WILLIAMSON-THERMOFLO | WILLIAMSON-THERMOFLO | PMP-070-DD-RF |  | Oil | Upflow, Downflow, Horizontal | Non-Weatherized | 70 | 59 | 86.4 | 54.1 | 431 | 138 |  | No
5591983 | Active | DETTSON | DETTSON INDUSTRIES, INC. | AMP070SD-RBF |  | Oil | Upflow, Downflow, Horizontal | Non-Weatherized | 70 | 58 | 85.1 | 54.8 | 457 | 138 | Yes | No
5939609 | Active | CARRIER | CARRIER CORPORATION | OBM070-RBF |  | Oil | Upflow, Downflow, Horizontal | Non-Weatherized | 70 | 58 | 85.1 | 54.8 | 457 | 138 |  | No
6106760 | Active | BRYANT | CARRIER CORPORATION | OBM070-RBF* |  | Oil | Upflow, Downflow, Horizontal | Non-Weatherized | 70 | 58 | 85.1 | 54.8 | 457 | 138 |  | No
6741602 | Active | TEMPSTAR,ARCOAIRE,KENMORE,ICP COMMERCIAL,HEIL,DAY & NIGHT,AIRQUEST,KEEPRITE,COMFORTMAKER | CARRIER CORPORATION | OMF070-RBF |  | Oil | Upflow, Downflow, Horizontal | Non-Weatherized | 70 | 58 | 85.1 | 54.8 | 457 | 138 |  | No
7043313 | Discontinued | WILLIAMSON-THERMOFLO | WILLIAMSON-THERMOFLO | PMP-070-DD-RBF |  | Oil | Upflow, Downflow, Horizontal | Non-Weatherized | 70 | 58 | 85.1 | 54.8 | 457 | 138 |  | No
5591984 | Active | DETTSON | DETTSON INDUSTRIES, INC. | AMP070SD-CAR |  | Oil | Upflow,Downflow,Horizontal | Non-Weatherized | 70 | 58 | 86.2 | 54.7 | 573 | 171 | Yes | No
5939608 | Active | CARRIER | CARRIER CORPORATION | OBM070-CAR |  | Oil | Upflow,Downflow,Horizontal | Non-Weatherized | 70 | 58 | 86.2 | 54.7 | 573 | 171 |  | No
6106759 | Active | BRYANT | CARRIER CORPORATION | OBM070-CAR* |  | Oil | Upflow,Downflow,Horizontal | Non-Weatherized | 70 | 58 | 86.2 | 54.7 | 573 | 171 |  | No
6741601 | Active | TEMPSTAR,ARCOAIRE,KENMORE,ICP COMMERCIAL,HEIL,DAY & NIGHT,AIRQUEST,KEEPRITE,COMFORTMAKER | CARRIER CORPORATION | OMF070-CAR |  | Oil | Upflow,Downflow,Horizontal | Non-Weatherized | 70 | 58 | 86.2 | 54.7 | 573 | 171 |  | No
7043312 | Active | WILLIAMSON-THERMOFLO | WILLIAMSON-THERMOFLO | PMP-070-DD-CAR |  | Oil | Upflow,Downflow,Horizontal | Non-Weatherized | 70 | 58 | 86.2 | 54.7 | 573 | 171 |  | No
5591985 | Active | DETTSON | DETTSON INDUSTRIES, INC. | AMP070SV-BNX |  | Oil | Upflow, Downflow, Horizontal | Non-Weatherized | 70 | 59 | 86.1 | 54.6 | 393 | 167 | Yes | Yes | AMACF
5939612 | Active | CARRIER | CARRIER CORPORATION | OVM070-BNX |  | Oil | Upflow, Downflow, Horizontal | Non-Weatherized | 70 | 59 | 86.1 | 54.6 | 393 | 167 |  | Yes | AMACF
6106763 | Active | BRYANT | CARRIER CORPORATION | OVM070-BNX* |  | Oil | Upflow, Downflow, Horizontal | Non-Weatherized | 70 | 59 | 86.1 | 54.6 | 393 | 167 |  | Yes | AMACF
6741605 | Active | TEMPSTAR,ARCOAIRE,KENMORE,ICP COMMERCIAL,HEIL,DAY & NIGHT,AIRQUEST,KEEPRITE,COMFORTMAKER | CARRIER CORPORATION | OMV070-BNX |  | Oil | Upflow, Downflow, Horizontal | Non-Weatherized | 70 | 59 | 86.1 | 54.6 | 393 | 167 |  | Yes | AMACF
7043316 | Active | WILLIAMSON-THERMOFLO | WILLIAMSON-THERMOFLO | PMP-070-VS-BNX |  | Oil | Upflow, Downflow, Horizontal | Non-Weatherized | 70 | 59 | 86.1 | 54.6 | 393 | 167 |  | Yes | AMACF
5591986 | Active | DETTSON | DETTSON INDUSTRIES, INC. | AMP070SV-BF |  | Oil | Upflow,Downflow,Horizontal | Non-Weatherized | 70 | 58 | 85.2 | 54.5 | 393 | 167 | Yes | Yes | AMACF
5939611 | Active | CARRIER | CARRIER CORPORATION | OVM070-BF |  | Oil | Upflow,Downflow,Horizontal | Non-Weatherized | 70 | 58 | 85.2 | 54.5 | 393 | 167 |  | Yes | AMACF
6106762 | Active | BRYANT | CARRIER CORPORATION | OVM070-BF* |  | Oil | Upflow,Downflow,Horizontal | Non-Weatherized | 70 | 58 | 85.2 | 54.5 | 393 | 167 |  | Yes | AMACF
6741604 | Active | TEMPSTAR,ARCOAIRE,KENMORE,ICP COMMERCIAL,HEIL,DAY & NIGHT,AIRQUEST,KEEPRITE,COMFORTMAKER | CARRIER CORPORATION | OMV070-BF |  | Oil | Upflow,Downflow,Horizontal | Non-Weatherized | 70 | 58 | 85.2 | 54.5 | 393 | 167 |  | Yes | AMACF
7043315 | Active | WILLIAMSON-THERMOFLO | WILLIAMSON-THERMOFLO | PMP-070-VS-BF |  | Oil | Upflow,Downflow,Horizontal | Non-Weatherized | 70 | 58 | 85.2 | 54.5 | 393 | 167 |  | Yes | AMACF
5591987 | Active | DETTSON | DETTSON INDUSTRIES, INC. | AMP070SV-RF |  | Oil | Upflow, Downflow, Horizontal | Non-Weatherized | 70 | 59 | 86.4 | 54.5 | 338 | 138 | Yes | Yes | AMACF
5939615 | Active | CARRIER | CARRIER CORPORATION | OVM070-RF |  | Oil | Upflow, Downflow, Horizontal | Non-Weatherized | 70 | 59 | 86.4 | 54.5 | 338 | 138 |  | Yes | AMACF
6106766 | Active | BRYANT | CARRIER CORPORATION | OVM070-RF* |  | Oil | Upflow, Downflow, Horizontal | Non-Weatherized | 70 | 59 | 86.4 | 54.5 | 338 | 138 |  | Yes | AMACF
6741608 | Active | TEMPSTAR,ARCOAIRE,KENMORE,ICP COMMERCIAL,HEIL,DAY & NIGHT,AIRQUEST,KEEPRITE,COMFORTMAKER | CARRIER CORPORATION | OMV070-RF |  | Oil | Upflow, Downflow, Horizontal | Non-Weatherized | 70 | 59 | 86.4 | 54.5 | 338 | 138 |  | Yes | AMACF
7043319 | Active | WILLIAMSON-THERMOFLO | WILLIAMSON-THERMOFLO | PMP-070-VS-RF |  | Oil | Upflow, Downflow, Horizontal | Non-Weatherized | 70 | 59 | 86.4 | 54.5 | 338 | 138 |  | Yes | AMACF
5591988 | Active | DETTSON | DETTSON INDUSTRIES, INC. | AMP070SV-RBF |  | Oil | Upflow, Downflow, Horizontal | Non-Weatherized | 70 | 58 | 85.1 | 55.2 | 363 | 138 | Yes | Yes | AMACF
5939614 | Active | CARRIER | CARRIER CORPORATION | OVM070-RBF |  | Oil | Upflow, Downflow, Horizontal | Non-Weatherized | 70 | 58 | 85.1 | 55.2 | 363 | 138 |  | Yes | AMACF
6106765 | Active | BRYANT | CARRIER CORPORATION | OVM070-RBF* |  | Oil | Upflow, Downflow, Horizontal | Non-Weatherized | 70 | 58 | 85.1 | 55.2 | 363 | 138 |  | Yes | AMACF
6741607 | Active | TEMPSTAR,ARCOAIRE,KENMORE,ICP COMMERCIAL,HEIL,DAY & NIGHT,AIRQUEST,KEEPRITE,COMFORTMAKER | CARRIER CORPORATION | OMV070-RBF |  | Oil | Upflow, Downflow, Horizontal | Non-Weatherized | 70 | 58 | 85.1 | 55.2 | 363 | 138 |  | Yes | AMACF
7043318 | Discontinued | WILLIAMSON-THERMOFLO | WILLIAMSON-THERMOFLO | PMP-070-VS-RBF |  | Oil | Upflow, Downflow, Horizontal | Non-Weatherized | 70 | 58 | 85.1 | 55.2 | 363 | 138 |  | Yes | AMACF
5591989 | Active | DETTSON | DETTSON INDUSTRIES, INC. | AMP070SV-CAR |  | Oil | Upflow,Downflow,Horizontal | Non-Weatherized | 70 | 58 | 86.2 | 55.1 | 479 | 171 | Yes | Yes | AMACF
5939613 | Active | CARRIER | CARRIER CORPORATION | OVM070-CAR |  | Oil | Upflow,Downflow,Horizontal | Non-Weatherized | 70 | 58 | 86.2 | 55.1 | 479 | 171 |  | Yes | AMACF
6106764 | Active | BRYANT | CARRIER CORPORATION | OVM070-CAR* |  | Oil | Upflow,Downflow,Horizontal | Non-Weatherized | 70 | 58 | 86.2 | 55.1 | 479 | 171 |  | Yes | AMACF
6741606 | Active | TEMPSTAR,ARCOAIRE,KENMORE,ICP COMMERCIAL,HEIL,DAY & NIGHT,AIRQUEST,KEEPRITE,COMFORTMAKER | CARRIER CORPORATION | OMV070-CAR |  | Oil | Upflow,Downflow,Horizontal | Non-Weatherized | 70 | 58 | 86.2 | 55.1 | 479 | 171 |  | Yes | AMACF
7043317 | Active | WILLIAMSON-THERMOFLO | WILLIAMSON-THERMOFLO | PMP-070-VS-CAR |  | Oil | Upflow,Downflow,Horizontal | Non-Weatherized | 70 | 58 | 86.2 | 55.1 | 479 | 171 |  | Yes | AMACF
5591990 | Active | DETTSON | DETTSON INDUSTRIES, INC. | AMP084SD-BNX |  | Oil | Upflow, Downflow, Horizontal | Non-Weatherized | 84 | 70 | 85.4 | 73 | 581 | 167 | Yes | No
5939620 | Active | CARRIER | CARRIER CORPORATION | OBM084-BNX |  | Oil | Upflow, Downflow, Horizontal | Non-Weatherized | 84 | 70 | 85.4 | 73 | 581 | 167 |  | No
6106768 | Active | BRYANT | CARRIER CORPORATION | OBM084-BNX* |  | Oil | Upflow, Downflow, Horizontal | Non-Weatherized | 84 | 70 | 85.4 | 73 | 581 | 167 |  | No
6741613 | Active | TEMPSTAR,ARCOAIRE,KENMORE,ICP COMMERCIAL,HEIL,DAY & NIGHT,AIRQUEST,KEEPRITE,COMFORTMAKER | CARRIER CORPORATION | OMF084-BNX |  | Oil | Upflow, Downflow, Horizontal | Non-Weatherized | 84 | 70 | 85.4 | 73 | 581 | 167 |  | No
7043321 | Active | WILLIAMSON-THERMOFLO | WILLIAMSON-THERMOFLO | PMP-084-DD-BNX |  | Oil | Upflow, Downflow, Horizontal | Non-Weatherized | 84 | 70 | 85.4 | 73 | 581 | 167 |  | No
5591991 | Active | DETTSON | DETTSON INDUSTRIES, INC. | AMP084SD-BF |  | Oil | Upflow, Downflow, Horizontal | Non-Weatherized | 84 | 69 | 85.1 | 73.3 | 582 | 167 | Yes | No
5939619 | Active | CARRIER | CARRIER CORPORATION | OBM084-BF |  | Oil | Upflow, Downflow, Horizontal | Non-Weatherized | 84 | 69 | 85.1 | 73.3 | 582 | 167 |  | No
6106767 | Active | BRYANT | CARRIER CORPORATION | OBM084-BF* |  | Oil | Upflow, Downflow, Horizontal | Non-Weatherized | 84 | 69 | 85.1 | 73.3 | 582 | 167 |  | No
6741612 | Active | TEMPSTAR,ARCOAIRE,KENMORE,ICP COMMERCIAL,HEIL,DAY & NIGHT,AIRQUEST,KEEPRITE,COMFORTMAKER | CARRIER CORPORATION | OMF084-BF |  | Oil | Upflow, Downflow, Horizontal | Non-Weatherized | 84 | 69 | 85.1 | 73.3 | 582 | 167 |  | No
7043320 | Active | WILLIAMSON-THERMOFLO | WILLIAMSON-THERMOFLO | PMP-084-DD-BF |  | Oil | Upflow, Downflow, Horizontal | Non-Weatherized | 84 | 69 | 85.1 | 73.3 | 582 | 167 |  | No
5591992 | Active | DETTSON | DETTSON INDUSTRIES, INC. | AMP084SD-RF |  | Oil | Upflow, Downflow, Horizontal | Non-Weatherized | 84 | 70 | 85.9 | 72.7 | 520 | 138 | Yes | No
5939623 | Active | CARRIER | CARRIER CORPORATION | OBM084-RF |  | Oil | Upflow, Downflow, Horizontal | Non-Weatherized | 84 | 70 | 85.9 | 72.7 | 520 | 138 |  | No
6106771 | Active | BRYANT | CARRIER CORPORATION | OBM084-RF* |  | Oil | Upflow, Downflow, Horizontal | Non-Weatherized | 84 | 70 | 85.9 | 72.7 | 520 | 138 |  | No
6741616 | Active | TEMPSTAR,ARCOAIRE,KENMORE,ICP COMMERCIAL,HEIL,DAY & NIGHT,AIRQUEST,KEEPRITE,COMFORTMAKER | CARRIER CORPORATION | OMF084-RF |  | Oil | Upflow, Downflow, Horizontal | Non-Weatherized | 84 | 70 | 85.9 | 72.7 | 520 | 138 |  | No
7043324 | Active | WILLIAMSON-THERMOFLO | WILLIAMSON-THERMOFLO | PMP-084-DD-RF |  | Oil | Upflow, Downflow, Horizontal | Non-Weatherized | 84 | 70 | 85.9 | 72.7 | 520 | 138 |  | No
5591993 | Active | DETTSON | DETTSON INDUSTRIES, INC. | AMP084SD-RBF |  | Oil | Upflow, Downflow, Horizontal | Non-Weatherized | 84 | 70 | 85 | 73.4 | 547 | 138 | Yes | No
5939622 | Active | CARRIER | CARRIER CORPORATION | OBM084-RBF |  | Oil | Upflow, Downflow, Horizontal | Non-Weatherized | 84 | 70 | 85 | 73.4 | 547 | 138 |  | No
6106770 | Active | BRYANT | CARRIER CORPORATION | OBM084-RBF* |  | Oil | Upflow, Downflow, Horizontal | Non-Weatherized | 84 | 70 | 85 | 73.4 | 547 | 138 |  | No
6741615 | Active | TEMPSTAR,ARCOAIRE,KENMORE,ICP COMMERCIAL,HEIL,DAY & NIGHT,AIRQUEST,KEEPRITE,COMFORTMAKER | CARRIER CORPORATION | OMF084-RBF |  | Oil | Upflow, Downflow, Horizontal | Non-Weatherized | 84 | 70 | 85 | 73.4 | 547 | 138 |  | No
7043323 | Discontinued | WILLIAMSON-THERMOFLO | WILLIAMSON-THERMOFLO | PMP-084-DD-RBF |  | Oil | Upflow, Downflow, Horizontal | Non-Weatherized | 84 | 70 | 85 | 73.4 | 547 | 138 |  | No
5591994 | Active | DETTSON | DETTSON INDUSTRIES, INC. | AMP084SD-CAR |  | Oil | Upflow, Downflow, Horizontal | Non-Weatherized | 84 | 69 | 85.4 | 73 | 661 | 171 | Yes | No
5939621 | Active | CARRIER | CARRIER CORPORATION | OBM084-CAR |  | Oil | Upflow, Downflow, Horizontal | Non-Weatherized | 84 | 69 | 85.4 | 73 | 661 | 171 |  | No
6106769 | Active | BRYANT | CARRIER CORPORATION | OBM084-CAR* |  | Oil | Upflow, Downflow, Horizontal | Non-Weatherized | 84 | 69 | 85.4 | 73 | 661 | 171 |  | No
6741614 | Active | TEMPSTAR,ARCOAIRE,KENMORE,ICP COMMERCIAL,HEIL,DAY & NIGHT,AIRQUEST,KEEPRITE,COMFORTMAKER | CARRIER CORPORATION | OMF084-CAR |  | Oil | Upflow, Downflow, Horizontal | Non-Weatherized | 84 | 69 | 85.4 | 73 | 661 | 171 |  | No
7043322 | Active | WILLIAMSON-THERMOFLO | WILLIAMSON-THERMOFLO | PMP-084-DD-CAR |  | Oil | Upflow, Downflow, Horizontal | Non-Weatherized | 84 | 69 | 85.4 | 73 | 661 | 171 |  | No
5591995 | Active | DETTSON | DETTSON INDUSTRIES, INC. | AMP084SV-BNX |  | Oil | Upflow, Downflow, Horizontal | Non-Weatherized | 84 | 70 | 85.4 | 73.9 | 472 | 167 | Yes | Yes | AMACF
5939625 | Active | CARRIER | CARRIER CORPORATION | OVM084-BNX |  | Oil | Upflow, Downflow, Horizontal | Non-Weatherized | 84 | 70 | 85.4 | 73.9 | 472 | 167 |  | Yes | AMACF
6106773 | Active | BRYANT | CARRIER CORPORATION | OVM084-BNX* |  | Oil | Upflow, Downflow, Horizontal | Non-Weatherized | 84 | 70 | 85.4 | 73.9 | 472 | 167 |  | Yes | AMACF
6741618 | Active | TEMPSTAR,ARCOAIRE,KENMORE,ICP COMMERCIAL,HEIL,DAY & NIGHT,AIRQUEST,KEEPRITE,COMFORTMAKER | CARRIER CORPORATION | OMV084-BNX |  | Oil | Upflow, Downflow, Horizontal | Non-Weatherized | 84 | 70 | 85.4 | 73.9 | 472 | 167 |  | Yes | AMACF
7043326 | Active | WILLIAMSON-THERMOFLO | WILLIAMSON-THERMOFLO | PMP-084-VS-BNX |  | Oil | Upflow, Downflow, Horizontal | Non-Weatherized | 84 | 70 | 85.4 | 73.9 | 472 | 167 |  | Yes | AMACF
5591996 | Active | DETTSON | DETTSON INDUSTRIES, INC. | AMP084SV-BF |  | Oil | Upflow, Downflow, Horizontal | Non-Weatherized | 84 | 69 | 85.1 | 74.1 | 473 | 167 | Yes | Yes | AMACF
5939624 | Active | CARRIER | CARRIER CORPORATION | OVM084-BF |  | Oil | Upflow, Downflow, Horizontal | Non-Weatherized | 84 | 69 | 85.1 | 74.1 | 473 | 167 |  | Yes | AMACF
6106772 | Active | BRYANT | CARRIER CORPORATION | OVM084-BF* |  | Oil | Upflow, Downflow, Horizontal | Non-Weatherized | 84 | 69 | 85.1 | 74.1 | 473 | 167 |  | Yes | AMACF
6741617 | Active | TEMPSTAR,ARCOAIRE,KENMORE,ICP COMMERCIAL,HEIL,DAY & NIGHT,AIRQUEST,KEEPRITE,COMFORTMAKER | CARRIER CORPORATION | OMV084-BF |  | Oil | Upflow, Downflow, Horizontal | Non-Weatherized | 84 | 69 | 85.1 | 74.1 | 473 | 167 |  | Yes | AMACF
7043325 | Active | WILLIAMSON-THERMOFLO | WILLIAMSON-THERMOFLO | PMP-084-VS-BF |  | Oil | Upflow, Downflow, Horizontal | Non-Weatherized | 84 | 69 | 85.1 | 74.1 | 473 | 167 |  | Yes | AMACF
5591997 | Active | DETTSON | DETTSON INDUSTRIES, INC. | AMP084SV-RF |  | Oil | Upflow, Downflow, Horizontal | Non-Weatherized | 84 | 70 | 85.9 | 73.5 | 411 | 138 | Yes | Yes | AMACF
5939628 | Active | CARRIER | CARRIER CORPORATION | OVM084-RF |  | Oil | Upflow, Downflow, Horizontal | Non-Weatherized | 84 | 70 | 85.9 | 73.5 | 411 | 138 |  | Yes | AMACF
6106776 | Active | BRYANT | CARRIER CORPORATION | OVM084-RF* |  | Oil | Upflow, Downflow, Horizontal | Non-Weatherized | 84 | 70 | 85.9 | 73.5 | 411 | 138 |  | Yes | AMACF
6741621 | Active | TEMPSTAR,ARCOAIRE,KENMORE,ICP COMMERCIAL,HEIL,DAY & NIGHT,AIRQUEST,KEEPRITE,COMFORTMAKER | CARRIER CORPORATION | OMV084-RF |  | Oil | Upflow, Downflow, Horizontal | Non-Weatherized | 84 | 70 | 85.9 | 73.5 | 411 | 138 |  | Yes | AMACF
7043329 | Active | WILLIAMSON-THERMOFLO | WILLIAMSON-THERMOFLO | PMP-084-VS-RF |  | Oil | Upflow, Downflow, Horizontal | Non-Weatherized | 84 | 70 | 85.9 | 73.5 | 411 | 138 |  | Yes | AMACF
5591998 | Active | DETTSON | DETTSON INDUSTRIES, INC. | AMP084SV-RBF |  | Oil | Upflow, Downflow, Horizontal | Non-Weatherized | 84 | 70 | 85 | 74.2 | 438 | 138 | Yes | Yes | AMACF
5939627 | Active | CARRIER | CARRIER CORPORATION | OVM084-RBF |  | Oil | Upflow, Downflow, Horizontal | Non-Weatherized | 84 | 70 | 85 | 74.2 | 438 | 138 |  | Yes | AMACF
6106775 | Active | BRYANT | CARRIER CORPORATION | OVM084-RBF* |  | Oil | Upflow, Downflow, Horizontal | Non-Weatherized | 84 | 70 | 85 | 74.2 | 438 | 138 |  | Yes | AMACF
6741620 | Active | TEMPSTAR,ARCOAIRE,KENMORE,ICP COMMERCIAL,HEIL,DAY & NIGHT,AIRQUEST,KEEPRITE,COMFORTMAKER | CARRIER CORPORATION | OMV084-RBF |  | Oil | Upflow, Downflow, Horizontal | Non-Weatherized | 84 | 70 | 85 | 74.2 | 438 | 138 |  | Yes | AMACF
7043328 | Discontinued | WILLIAMSON-THERMOFLO | WILLIAMSON-THERMOFLO | PMP-084-VS-RBF |  | Oil | Upflow, Downflow, Horizontal | Non-Weatherized | 84 | 70 | 85 | 74.2 | 438 | 138 |  | Yes | AMACF
5591999 | Active | DETTSON | DETTSON INDUSTRIES, INC. | AMP084SV-CAR |  | Oil | Upflow, Downflow, Horizontal | Non-Weatherized | 84 | 69 | 85.4 | 73.8 | 552 | 171 | Yes | Yes | AMACF
5939626 | Active | CARRIER | CARRIER CORPORATION | OVM084-CAR |  | Oil | Upflow, Downflow, Horizontal | Non-Weatherized | 84 | 69 | 85.4 | 73.8 | 552 | 171 |  | Yes | AMACF
6106774 | Active | BRYANT | CARRIER CORPORATION | OVM084-CAR* |  | Oil | Upflow, Downflow, Horizontal | Non-Weatherized | 84 | 69 | 85.4 | 73.8 | 552 | 171 |  | Yes | AMACF
6741619 | Active | TEMPSTAR,ARCOAIRE,KENMORE,ICP COMMERCIAL,HEIL,DAY & NIGHT,AIRQUEST,KEEPRITE,COMFORTMAKER | CARRIER CORPORATION | OMV084-CAR |  | Oil | Upflow, Downflow, Horizontal | Non-Weatherized | 84 | 69 | 85.4 | 73.8 | 552 | 171 |  | Yes | AMACF
7043327 | Active | WILLIAMSON-THERMOFLO | WILLIAMSON-THERMOFLO | PMP-084-VS-CAR |  | Oil | Upflow, Downflow, Horizontal | Non-Weatherized | 84 | 69 | 85.4 | 73.8 | 552 | 171 |  | Yes | AMACF
5592000 | Active | DETTSON | DETTSON INDUSTRIES, INC. | AMP098SD-BNX |  | Oil | Upflow, Downflow, Horizontal | Non-Weatherized | 98 | 81 | 84.5 | 92.4 | 664 | 167 | Yes | No
5939643 | Active | CARRIER | CARRIER CORPORATION | OBM098-BNX |  | Oil | Upflow, Downflow, Horizontal | Non-Weatherized | 98 | 81 | 84.5 | 92.4 | 664 | 167 |  | No
6106788 | Active | BRYANT | CARRIER CORPORATION | OBM098-BNX* |  | Oil | Upflow, Downflow, Horizontal | Non-Weatherized | 98 | 81 | 84.5 | 92.4 | 664 | 167 |  | No
6741636 | Active | TEMPSTAR,ARCOAIRE,KENMORE,ICP COMMERCIAL,HEIL,DAY & NIGHT,AIRQUEST,KEEPRITE,COMFORTMAKER | CARRIER CORPORATION | OMF098-BNX |  | Oil | Upflow, Downflow, Horizontal | Non-Weatherized | 98 | 81 | 84.5 | 92.4 | 664 | 167 |  | No
7043341 | Active | WILLIAMSON-THERMOFLO | WILLIAMSON-THERMOFLO | PMP-098-DD-BNX |  | Oil | Upflow, Downflow, Horizontal | Non-Weatherized | 98 | 81 | 84.5 | 92.4 | 664 | 167 |  | No
5592001 | Active | DETTSON | DETTSON INDUSTRIES, INC. | AMP098SD-BF |  | Oil | Upflow, Downflow, Horizontal | Non-Weatherized | 98 | 80 | 83.9 | 93 | 668 | 167 | Yes | No
5939642 | Active | CARRIER | CARRIER CORPORATION | OBM098-BF |  | Oil | Upflow, Downflow, Horizontal | Non-Weatherized | 98 | 80 | 83.9 | 93 | 668 | 167 |  | No
6106787 | Active | BRYANT | CARRIER CORPORATION | OBM098-BF* |  | Oil | Upflow, Downflow, Horizontal | Non-Weatherized | 98 | 80 | 83.9 | 93 | 668 | 167 |  | No
6741635 | Active | TEMPSTAR,ARCOAIRE,KENMORE,ICP COMMERCIAL,HEIL,DAY & NIGHT,AIRQUEST,KEEPRITE,COMFORTMAKER | CARRIER CORPORATION | OMF098-BF |  | Oil | Upflow, Downflow, Horizontal | Non-Weatherized | 98 | 80 | 83.9 | 93 | 668 | 167 |  | No
7043340 | Active | WILLIAMSON-THERMOFLO | WILLIAMSON-THERMOFLO | PMP-098-DD-BF |  | Oil | Upflow, Downflow, Horizontal | Non-Weatherized | 98 | 80 | 83.9 | 93 | 668 | 167 |  | No
5592002 | Active | DETTSON | DETTSON INDUSTRIES, INC. | AMP098SD-RF |  | Oil | Upflow, Downflow, Horizontal | Non-Weatherized | 98 | 81 | 84.5 | 92.6 | 603 | 138 | Yes | No
5939646 | Active | CARRIER | CARRIER CORPORATION | OBM098-RF |  | Oil | Upflow, Downflow, Horizontal | Non-Weatherized | 98 | 81 | 84.5 | 92.6 | 603 | 138 |  | No
6106791 | Active | BRYANT | CARRIER CORPORATION | OBM098-RF* |  | Oil | Upflow, Downflow, Horizontal | Non-Weatherized | 98 | 81 | 84.5 | 92.6 | 603 | 138 |  | No
6741639 | Active | TEMPSTAR,ARCOAIRE,KENMORE,ICP COMMERCIAL,HEIL,DAY & NIGHT,AIRQUEST,KEEPRITE,COMFORTMAKER | CARRIER CORPORATION | OMF098-RF |  | Oil | Upflow, Downflow, Horizontal | Non-Weatherized | 98 | 81 | 84.5 | 92.6 | 603 | 138 |  | No
7043344 | Active | WILLIAMSON-THERMOFLO | WILLIAMSON-THERMOFLO | PMP-098-DD-RF |  | Oil | Upflow, Downflow, Horizontal | Non-Weatherized | 98 | 81 | 84.5 | 92.6 | 603 | 138 |  | No
5592003 | Active | DETTSON | DETTSON INDUSTRIES, INC. | AMP098SD-RBF |  | Oil | Upflow, Downflow, Horizontal | Non-Weatherized | 98 | 80 | 83.3 | 93.7 | 636 | 138 | Yes | No
5939645 | Active | CARRIER | CARRIER CORPORATION | OBM098-RBF |  | Oil | Upflow, Downflow, Horizontal | Non-Weatherized | 98 | 80 | 83.3 | 93.7 | 636 | 138 |  | No
6106790 | Active | BRYANT | CARRIER CORPORATION | OBM098-RBF* |  | Oil | Upflow, Downflow, Horizontal | Non-Weatherized | 98 | 80 | 83.3 | 93.7 | 636 | 138 |  | No
6741638 | Active | TEMPSTAR,ARCOAIRE,KENMORE,ICP COMMERCIAL,HEIL,DAY & NIGHT,AIRQUEST,KEEPRITE,COMFORTMAKER | CARRIER CORPORATION | OMF098-RBF |  | Oil | Upflow, Downflow, Horizontal | Non-Weatherized | 98 | 80 | 83.3 | 93.7 | 636 | 138 |  | No
7043343 | Discontinued | WILLIAMSON-THERMOFLO | WILLIAMSON-THERMOFLO | PMP-098-DD-RBF |  | Oil | Upflow, Downflow, Horizontal | Non-Weatherized | 98 | 80 | 83.3 | 93.7 | 636 | 138 |  | No
5592004 | Active | DETTSON | DETTSON INDUSTRIES, INC. | AMP098SD-CAR |  | Oil | Upflow, Downflow, Horizontal | Non-Weatherized | 98 | 79 | 83.8 | 93.2 | 750 | 171 | Yes | No
5939644 | Active | CARRIER | CARRIER CORPORATION | OBM098-CAR |  | Oil | Upflow, Downflow, Horizontal | Non-Weatherized | 98 | 79 | 83.8 | 93.2 | 750 | 171 |  | No
6106789 | Active | BRYANT | CARRIER CORPORATION | OBM098-CAR* |  | Oil | Upflow, Downflow, Horizontal | Non-Weatherized | 98 | 79 | 83.8 | 93.2 | 750 | 171 |  | No
6741637 | Active | TEMPSTAR,ARCOAIRE,KENMORE,ICP COMMERCIAL,HEIL,DAY & NIGHT,AIRQUEST,KEEPRITE,COMFORTMAKER | CARRIER CORPORATION | OMF098-CAR |  | Oil | Upflow, Downflow, Horizontal | Non-Weatherized | 98 | 79 | 83.8 | 93.2 | 750 | 171 |  | No
7043342 | Active | WILLIAMSON-THERMOFLO | WILLIAMSON-THERMOFLO | PMP-098-DD-CAR |  | Oil | Upflow, Downflow, Horizontal | Non-Weatherized | 98 | 79 | 83.8 | 93.2 | 750 | 171 |  | No
5592005 | Active | DETTSON | DETTSON INDUSTRIES, INC. | AMP098SV-BNX |  | Oil | Upflow, Downflow, Horizontal | Non-Weatherized | 98 | 81 | 85.4 | 92.8 | 556 | 167 | Yes | Yes | AMACF
5939648 | Active | CARRIER | CARRIER CORPORATION | OVM098-BNX |  | Oil | Upflow, Downflow, Horizontal | Non-Weatherized | 98 | 81 | 85.4 | 92.8 | 556 | 167 |  | Yes | AMACF
6106793 | Active | BRYANT | CARRIER CORPORATION | OVM098-BNX* |  | Oil | Upflow, Downflow, Horizontal | Non-Weatherized | 98 | 81 | 85.4 | 92.8 | 556 | 167 |  | Yes | AMACF
6741641 | Active | TEMPSTAR,ARCOAIRE,KENMORE,ICP COMMERCIAL,HEIL,DAY & NIGHT,AIRQUEST,KEEPRITE,COMFORTMAKER | CARRIER CORPORATION | OMV098-BNX |  | Oil | Upflow, Downflow, Horizontal | Non-Weatherized | 98 | 81 | 85.4 | 92.8 | 556 | 167 |  | Yes | AMACF
7043346 | Active | WILLIAMSON-THERMOFLO | WILLIAMSON-THERMOFLO | PMP-098-VS-BNX |  | Oil | Upflow, Downflow, Horizontal | Non-Weatherized | 98 | 81 | 85.4 | 92.8 | 556 | 167 |  | Yes | AMACF
5592006 | Active | DETTSON | DETTSON INDUSTRIES, INC. | AMP098SV-BF |  | Oil | Upflow, Downflow, Horizontal | Non-Weatherized | 98 | 80 | 85.1 | 93.5 | 559 | 167 | Yes | Yes | AMACF
5939647 | Active | CARRIER | CARRIER CORPORATION | OVM098-BF |  | Oil | Upflow, Downflow, Horizontal | Non-Weatherized | 98 | 80 | 85.1 | 93.5 | 559 | 167 |  | Yes | AMACF
6106792 | Active | BRYANT | CARRIER CORPORATION | OVM098-BF* |  | Oil | Upflow, Downflow, Horizontal | Non-Weatherized | 98 | 80 | 85.1 | 93.5 | 559 | 167 |  | Yes | AMACF
6741640 | Active | TEMPSTAR,ARCOAIRE,KENMORE,ICP COMMERCIAL,HEIL,DAY & NIGHT,AIRQUEST,KEEPRITE,COMFORTMAKER | CARRIER CORPORATION | OMV098-BF |  | Oil | Upflow, Downflow, Horizontal | Non-Weatherized | 98 | 80 | 85.1 | 93.5 | 559 | 167 |  | Yes | AMACF
7043345 | Active | WILLIAMSON-THERMOFLO | WILLIAMSON-THERMOFLO | PMP-098-VS-BF |  | Oil | Upflow, Downflow, Horizontal | Non-Weatherized | 98 | 80 | 85.1 | 93.5 | 559 | 167 |  | Yes | AMACF
5592007 | Active | DETTSON | DETTSON INDUSTRIES, INC. | AMP098SV-RF |  | Oil | Upflow, Downflow, Horizontal | Non-Weatherized | 98 | 81 | 85.9 | 93 | 495 | 138 | Yes | Yes | AMACF
5939651 | Active | CARRIER | CARRIER CORPORATION | OVM098-RF |  | Oil | Upflow, Downflow, Horizontal | Non-Weatherized | 98 | 81 | 85.9 | 93 | 495 | 138 |  | Yes | AMACF
6106796 | Active | BRYANT | CARRIER CORPORATION | OVM098-RF* |  | Oil | Upflow, Downflow, Horizontal | Non-Weatherized | 98 | 81 | 85.9 | 93 | 495 | 138 |  | Yes | AMACF
6741644 | Active | TEMPSTAR,ARCOAIRE,KENMORE,ICP COMMERCIAL,HEIL,DAY & NIGHT,AIRQUEST,KEEPRITE,COMFORTMAKER | CARRIER CORPORATION | OMV098-RF |  | Oil | Upflow, Downflow, Horizontal | Non-Weatherized | 98 | 81 | 85.9 | 93 | 495 | 138 |  | Yes | AMACF
7043349 | Active | WILLIAMSON-THERMOFLO | WILLIAMSON-THERMOFLO | PMP-098-VS-RF |  | Oil | Upflow, Downflow, Horizontal | Non-Weatherized | 98 | 81 | 85.9 | 93 | 495 | 138 |  | Yes | AMACF
5592008 | Active | DETTSON | DETTSON INDUSTRIES, INC. | AMP098SV-RBF |  | Oil | Upflow, Downflow, Horizontal | Non-Weatherized | 98 | 80 | 85 | 94.2 | 527 | 138 | Yes | Yes | AMACF
5939650 | Active | CARRIER | CARRIER CORPORATION | OVM098-RBF |  | Oil | Upflow, Downflow, Horizontal | Non-Weatherized | 98 | 80 | 85 | 94.2 | 527 | 138 |  | Yes | AMACF
6106795 | Active | BRYANT | CARRIER CORPORATION | OVM098-RBF* |  | Oil | Upflow, Downflow, Horizontal | Non-Weatherized | 98 | 80 | 85 | 94.2 | 527 | 138 |  | Yes | AMACF
6741643 | Active | TEMPSTAR,ARCOAIRE,KENMORE,ICP COMMERCIAL,HEIL,DAY & NIGHT,AIRQUEST,KEEPRITE,COMFORTMAKER | CARRIER CORPORATION | OMV098-RBF |  | Oil | Upflow, Downflow, Horizontal | Non-Weatherized | 98 | 80 | 85 | 94.2 | 527 | 138 |  | Yes | AMACF
7043348 | Discontinued | WILLIAMSON-THERMOFLO | WILLIAMSON-THERMOFLO | PMP-098-VS-RBF |  | Oil | Upflow, Downflow, Horizontal | Non-Weatherized | 98 | 80 | 85 | 94.2 | 527 | 138 |  | Yes | AMACF
5592009 | Active | DETTSON | DETTSON INDUSTRIES, INC. | AMP098SV-CAR |  | Oil | Upflow, Downflow, Horizontal | Non-Weatherized | 98 | 79 | 85.4 | 93.6 | 641 | 171 | Yes | Yes | AMACF
5939649 | Active | CARRIER | CARRIER CORPORATION | OVM098-CAR |  | Oil | Upflow, Downflow, Horizontal | Non-Weatherized | 98 | 79 | 85.4 | 93.6 | 641 | 171 |  | Yes | AMACF
6106794 | Active | BRYANT | CARRIER CORPORATION | OVM098-CAR* |  | Oil | Upflow, Downflow, Horizontal | Non-Weatherized | 98 | 79 | 85.4 | 93.6 | 641 | 171 |  | Yes | AMACF
6741642 | Active | TEMPSTAR,ARCOAIRE,KENMORE,ICP COMMERCIAL,HEIL,DAY & NIGHT,AIRQUEST,KEEPRITE,COMFORTMAKER | CARRIER CORPORATION | OMV098-CAR |  | Oil | Upflow, Downflow, Horizontal | Non-Weatherized | 98 | 79 | 85.4 | 93.6 | 641 | 171 |  | Yes | AMACF
7043347 | Active | WILLIAMSON-THERMOFLO | WILLIAMSON-THERMOFLO | PMP-098-VS-CAR |  | Oil | Upflow, Downflow, Horizontal | Non-Weatherized | 98 | 79 | 85.4 | 93.6 | 641 | 171 |  | Yes | AMACF
5592010 | Active | DETTSON | DETTSON INDUSTRIES, INC. | AMP095SD-BNX |  | Oil | Upflow, Downflow, Horizontal | Non-Weatherized | 95 | 80 | 85.8 | 90.7 | 739 | 167 | Yes | No
5939633 | Active | CARRIER | CARRIER CORPORATION | OBM095-BNX |  | Oil | Upflow, Downflow, Horizontal | Non-Weatherized | 95 | 80 | 85.8 | 90.7 | 739 | 167 |  | No
6106778 | Active | BRYANT | CARRIER CORPORATION | OBM095-BNX* |  | Oil | Upflow, Downflow, Horizontal | Non-Weatherized | 95 | 80 | 85.8 | 90.7 | 739 | 167 |  | No
6741626 | Active | TEMPSTAR,ARCOAIRE,KENMORE,ICP COMMERCIAL,HEIL,DAY & NIGHT,AIRQUEST,KEEPRITE,COMFORTMAKER | CARRIER CORPORATION | OMF095-BNX |  | Oil | Upflow, Downflow, Horizontal | Non-Weatherized | 95 | 80 | 85.8 | 90.7 | 739 | 167 |  | No
7043331 | Active | WILLIAMSON-THERMOFLO | WILLIAMSON-THERMOFLO | PMP-095-DD-BNX |  | Oil | Upflow, Downflow, Horizontal | Non-Weatherized | 95 | 80 | 85.8 | 90.7 | 739 | 167 |  | No
5592011 | Active | DETTSON | DETTSON INDUSTRIES, INC. | AMP095SD-BF |  | Oil | Upflow, Downflow, Horizontal | Non-Weatherized | 95 | 79 | 85.3 | 91.4 | 744 | 167 | Yes | No
5939632 | Active | CARRIER | CARRIER CORPORATION | OBM095-BF |  | Oil | Upflow, Downflow, Horizontal | Non-Weatherized | 95 | 79 | 85.3 | 91.4 | 744 | 167 |  | No
6106777 | Active | BRYANT | CARRIER CORPORATION | OBM095-BF* |  | Oil | Upflow, Downflow, Horizontal | Non-Weatherized | 95 | 79 | 85.3 | 91.4 | 744 | 167 |  | No
6741625 | Active | TEMPSTAR,ARCOAIRE,KENMORE,ICP COMMERCIAL,HEIL,DAY & NIGHT,AIRQUEST,KEEPRITE,COMFORTMAKER | CARRIER CORPORATION | OMF095-BF |  | Oil | Upflow, Downflow, Horizontal | Non-Weatherized | 95 | 79 | 85.3 | 91.4 | 744 | 167 |  | No
7043330 | Active | WILLIAMSON-THERMOFLO | WILLIAMSON-THERMOFLO | PMP-095-DD-BF |  | Oil | Upflow, Downflow, Horizontal | Non-Weatherized | 95 | 79 | 85.3 | 91.4 | 744 | 167 |  | No
5592012 | Active | DETTSON | DETTSON INDUSTRIES, INC. | AMP095SD-RF |  | Oil | Upflow, Downflow, Horizontal | Non-Weatherized | 95 | 79 | 85.8 | 90.8 | 678 | 138 | Yes | No
5939636 | Active | CARRIER | CARRIER CORPORATION | OBM095-RF |  | Oil | Upflow, Downflow, Horizontal | Non-Weatherized | 95 | 79 | 85.8 | 90.8 | 678 | 138 |  | No
6106781 | Active | BRYANT | CARRIER CORPORATION | OBM095-RF* |  | Oil | Upflow, Downflow, Horizontal | Non-Weatherized | 95 | 79 | 85.8 | 90.8 | 678 | 138 |  | No
6741629 | Active | TEMPSTAR,ARCOAIRE,KENMORE,ICP COMMERCIAL,HEIL,DAY & NIGHT,AIRQUEST,KEEPRITE,COMFORTMAKER | CARRIER CORPORATION | OMF095-RF |  | Oil | Upflow, Downflow, Horizontal | Non-Weatherized | 95 | 79 | 85.8 | 90.8 | 678 | 138 |  | No
7043334 | Active | WILLIAMSON-THERMOFLO | WILLIAMSON-THERMOFLO | PMP-095-DD-RF |  | Oil | Upflow, Downflow, Horizontal | Non-Weatherized | 95 | 79 | 85.8 | 90.8 | 678 | 138 |  | No
5592013 | Active | DETTSON | DETTSON INDUSTRIES, INC. | AMP095SD-RBF |  | Oil | Upflow, Downflow, Horizontal | Non-Weatherized | 95 | 79 | 85.5 | 91.2 | 707 | 138 | Yes | No
5939635 | Active | CARRIER | CARRIER CORPORATION | OBM095-RBF |  | Oil | Upflow, Downflow, Horizontal | Non-Weatherized | 95 | 79 | 85.5 | 91.2 | 707 | 138 |  | No
6106780 | Active | BRYANT | CARRIER CORPORATION | OBM095-RBF* |  | Oil | Upflow, Downflow, Horizontal | Non-Weatherized | 95 | 79 | 85.5 | 91.2 | 707 | 138 |  | No
6741628 | Active | TEMPSTAR,ARCOAIRE,KENMORE,ICP COMMERCIAL,HEIL,DAY & NIGHT,AIRQUEST,KEEPRITE,COMFORTMAKER | CARRIER CORPORATION | OMF095-RBF |  | Oil | Upflow, Downflow, Horizontal | Non-Weatherized | 95 | 79 | 85.5 | 91.2 | 707 | 138 |  | No
7043333 | Discontinued | WILLIAMSON-THERMOFLO | WILLIAMSON-THERMOFLO | PMP-095-DD-RBF |  | Oil | Upflow, Downflow, Horizontal | Non-Weatherized | 95 | 79 | 85.5 | 91.2 | 707 | 138 |  | No
5592014 | Active | DETTSON | DETTSON INDUSTRIES, INC. | AMP095SD-CAR |  | Oil | Upflow, Downflow, Horizontal | Non-Weatherized | 95 | 79 | 85.2 | 91 | 822 | 171 | Yes | No
5939634 | Active | CARRIER | CARRIER CORPORATION | OBM095-CAR |  | Oil | Upflow, Downflow, Horizontal | Non-Weatherized | 95 | 79 | 85.2 | 91 | 822 | 171 |  | No
6106779 | Active | BRYANT | CARRIER CORPORATION | OBM095-CAR* |  | Oil | Upflow, Downflow, Horizontal | Non-Weatherized | 95 | 79 | 85.2 | 91 | 822 | 171 |  | No
6741627 | Active | TEMPSTAR,ARCOAIRE,KENMORE,ICP COMMERCIAL,HEIL,DAY & NIGHT,AIRQUEST,KEEPRITE,COMFORTMAKER | CARRIER CORPORATION | OMF095-CAR |  | Oil | Upflow, Downflow, Horizontal | Non-Weatherized | 95 | 79 | 85.2 | 91 | 822 | 171 |  | No
7043332 | Active | WILLIAMSON-THERMOFLO | WILLIAMSON-THERMOFLO | PMP-095-DD-CAR |  | Oil | Upflow, Downflow, Horizontal | Non-Weatherized | 95 | 79 | 85.2 | 91 | 822 | 171 |  | No
5592015 | Active | DETTSON | DETTSON INDUSTRIES, INC. | AMP095SV-BNX |  | Oil | Upflow, Downflow, Horizontal | Non-Weatherized | 95 | 80 | 85.8 | 91.5 | 537 | 167 | Yes | Yes | AMACF
5939638 | Active | CARRIER | CARRIER CORPORATION | OVM095-BNX |  | Oil | Upflow, Downflow, Horizontal | Non-Weatherized | 95 | 80 | 85.8 | 91.5 | 537 | 167 |  | Yes | AMACF
6106783 | Active | BRYANT | CARRIER CORPORATION | OVM095-BNX* |  | Oil | Upflow, Downflow, Horizontal | Non-Weatherized | 95 | 80 | 85.8 | 91.5 | 537 | 167 |  | Yes | AMACF
6741631 | Active | TEMPSTAR,ARCOAIRE,KENMORE,ICP COMMERCIAL,HEIL,DAY & NIGHT,AIRQUEST,KEEPRITE,COMFORTMAKER | CARRIER CORPORATION | OMV095-BNX |  | Oil | Upflow, Downflow, Horizontal | Non-Weatherized | 95 | 80 | 85.8 | 91.5 | 537 | 167 |  | Yes | AMACF
7043336 | Active | WILLIAMSON-THERMOFLO | WILLIAMSON-THERMOFLO | PMP-095-VS-BNX |  | Oil | Upflow, Downflow, Horizontal | Non-Weatherized | 95 | 80 | 85.8 | 91.5 | 537 | 167 |  | Yes | AMACF
5592016 | Active | DETTSON | DETTSON INDUSTRIES, INC. | AMP095SV-BF |  | Oil | Upflow, Downflow, Horizontal | Non-Weatherized | 95 | 79 | 85.3 | 92.2 | 540 | 167 | Yes | Yes | AMACF
5939637 | Active | CARRIER | CARRIER CORPORATION | OVM095-BF |  | Oil | Upflow, Downflow, Horizontal | Non-Weatherized | 95 | 79 | 85.3 | 92.2 | 540 | 167 |  | Yes | AMACF
6106782 | Active | BRYANT | CARRIER CORPORATION | OVM095-BF* |  | Oil | Upflow, Downflow, Horizontal | Non-Weatherized | 95 | 79 | 85.3 | 92.2 | 540 | 167 |  | Yes | AMACF
6741630 | Active | TEMPSTAR,ARCOAIRE,KENMORE,ICP COMMERCIAL,HEIL,DAY & NIGHT,AIRQUEST,KEEPRITE,COMFORTMAKER | CARRIER CORPORATION | OMV095-BF |  | Oil | Upflow, Downflow, Horizontal | Non-Weatherized | 95 | 79 | 85.3 | 92.2 | 540 | 167 |  | Yes | AMACF
7043335 | Active | WILLIAMSON-THERMOFLO | WILLIAMSON-THERMOFLO | PMP-095-VS-BF |  | Oil | Upflow, Downflow, Horizontal | Non-Weatherized | 95 | 79 | 85.3 | 92.2 | 540 | 167 |  | Yes | AMACF
5592017 | Active | DETTSON | DETTSON INDUSTRIES, INC. | AMP095SV-RF |  | Oil | Upflow, Downflow, Horizontal | Non-Weatherized | 95 | 79 | 85.8 | 91.6 | 476 | 138 | Yes | Yes | AMACF
5939641 | Active | CARRIER | CARRIER CORPORATION | OVM095-RF |  | Oil | Upflow, Downflow, Horizontal | Non-Weatherized | 95 | 79 | 85.8 | 91.6 | 476 | 138 |  | Yes | AMACF
6106786 | Active | BRYANT | CARRIER CORPORATION | OVM095-RF* |  | Oil | Upflow, Downflow, Horizontal | Non-Weatherized | 95 | 79 | 85.8 | 91.6 | 476 | 138 |  | Yes | AMACF
6741634 | Active | TEMPSTAR,ARCOAIRE,KENMORE,ICP COMMERCIAL,HEIL,DAY & NIGHT,AIRQUEST,KEEPRITE,COMFORTMAKER | CARRIER CORPORATION | OMV095-RF |  | Oil | Upflow, Downflow, Horizontal | Non-Weatherized | 95 | 79 | 85.8 | 91.6 | 476 | 138 |  | Yes | AMACF
7043339 | Active | WILLIAMSON-THERMOFLO | WILLIAMSON-THERMOFLO | PMP-095-VS-RF |  | Oil | Upflow, Downflow, Horizontal | Non-Weatherized | 95 | 79 | 85.8 | 91.6 | 476 | 138 |  | Yes | AMACF
5592018 | Active | DETTSON | DETTSON INDUSTRIES, INC. | AMP095SV-RBF |  | Oil | Upflow, Downflow, Horizontal | Non-Weatherized | 95 | 79 | 85.5 | 92 | 503 | 138 | Yes | Yes | AMACF
5939640 | Active | CARRIER | CARRIER CORPORATION | OVM095-RBF |  | Oil | Upflow, Downflow, Horizontal | Non-Weatherized | 95 | 79 | 85.5 | 92 | 503 | 138 |  | Yes | AMACF
6106785 | Active | BRYANT | CARRIER CORPORATION | OVM095-RBF* |  | Oil | Upflow, Downflow, Horizontal | Non-Weatherized | 95 | 79 | 85.5 | 92 | 503 | 138 |  | Yes | AMACF
6741633 | Active | TEMPSTAR,ARCOAIRE,KENMORE,ICP COMMERCIAL,HEIL,DAY & NIGHT,AIRQUEST,KEEPRITE,COMFORTMAKER | CARRIER CORPORATION | OMV095-RBF |  | Oil | Upflow, Downflow, Horizontal | Non-Weatherized | 95 | 79 | 85.5 | 92 | 503 | 138 |  | Yes | AMACF
7043338 | Discontinued | WILLIAMSON-THERMOFLO | WILLIAMSON-THERMOFLO | PMP-095-VS-RBF |  | Oil | Upflow, Downflow, Horizontal | Non-Weatherized | 95 | 79 | 85.5 | 92 | 503 | 138 |  | Yes | AMACF
5592019 | Active | DETTSON | DETTSON INDUSTRIES, INC. | AMP095SV-CAR |  | Oil | Upflow, Downflow, Horizontal | Non-Weatherized | 95 | 79 | 85.2 | 91.8 | 619 | 171 | Yes | Yes | AMACF
5939639 | Active | CARRIER | CARRIER CORPORATION | OVM095-CAR |  | Oil | Upflow, Downflow, Horizontal | Non-Weatherized | 95 | 79 | 85.2 | 91.8 | 619 | 171 |  | Yes | AMACF
6106784 | Active | BRYANT | CARRIER CORPORATION | OVM095-CAR* |  | Oil | Upflow, Downflow, Horizontal | Non-Weatherized | 95 | 79 | 85.2 | 91.8 | 619 | 171 |  | Yes | AMACF
6741632 | Active | TEMPSTAR,ARCOAIRE,KENMORE,ICP COMMERCIAL,HEIL,DAY & NIGHT,AIRQUEST,KEEPRITE,COMFORTMAKER | CARRIER CORPORATION | OMV095-CAR |  | Oil | Upflow, Downflow, Horizontal | Non-Weatherized | 95 | 79 | 85.2 | 91.8 | 619 | 171 |  | Yes | AMACF
7043337 | Active | WILLIAMSON-THERMOFLO | WILLIAMSON-THERMOFLO | PMP-095-VS-CAR |  | Oil | Upflow, Downflow, Horizontal | Non-Weatherized | 95 | 79 | 85.2 | 91.8 | 619 | 171 |  | Yes | AMACF
5592020 | Active | DETTSON | DETTSON INDUSTRIES, INC. | AMP112SD-BNX |  | Oil | Upflow, Downflow, Horizontal | Non-Weatherized | 112 | 93 | 85.3 | 109.7 | 813 | 167 | Yes | No
5939656 | Active | CARRIER | CARRIER CORPORATION | OBM112-BNX |  | Oil | Upflow, Downflow, Horizontal | Non-Weatherized | 112 | 93 | 85.3 | 109.7 | 813 | 167 |  | No
6106798 | Active | BRYANT | CARRIER CORPORATION | OBM112-BNX* |  | Oil | Upflow, Downflow, Horizontal | Non-Weatherized | 112 | 93 | 85.3 | 109.7 | 813 | 167 |  | No
6741649 | Active | TEMPSTAR,ARCOAIRE,KENMORE,ICP COMMERCIAL,HEIL,DAY & NIGHT,AIRQUEST,KEEPRITE,COMFORTMAKER | CARRIER CORPORATION | OMF112-BNX |  | Oil | Upflow, Downflow, Horizontal | Non-Weatherized | 112 | 93 | 85.3 | 109.7 | 813 | 167 |  | No
7043351 | Active | WILLIAMSON-THERMOFLO | WILLIAMSON-THERMOFLO | PMP-112-DD-BNX |  | Oil | Upflow, Downflow, Horizontal | Non-Weatherized | 112 | 93 | 85.3 | 109.7 | 813 | 167 |  | No
5592021 | Active | DETTSON | DETTSON INDUSTRIES, INC. | AMP112SD-BF |  | Oil | Upflow, Downflow, Horizontal | Non-Weatherized | 112 | 92 | 84.4 | 110.8 | 821 | 167 | Yes | No
5939655 | Active | CARRIER | CARRIER CORPORATION | OBM112-BF |  | Oil | Upflow, Downflow, Horizontal | Non-Weatherized | 112 | 92 | 84.4 | 110.8 | 821 | 167 |  | No
6106797 | Active | BRYANT | CARRIER CORPORATION | OBM112-BF* |  | Oil | Upflow, Downflow, Horizontal | Non-Weatherized | 112 | 92 | 84.4 | 110.8 | 821 | 167 |  | No
6741648 | Active | TEMPSTAR,ARCOAIRE,KENMORE,ICP COMMERCIAL,HEIL,DAY & NIGHT,AIRQUEST,KEEPRITE,COMFORTMAKER | CARRIER CORPORATION | OMF112-BF |  | Oil | Upflow, Downflow, Horizontal | Non-Weatherized | 112 | 92 | 84.4 | 110.8 | 821 | 167 |  | No
7043350 | Active | WILLIAMSON-THERMOFLO | WILLIAMSON-THERMOFLO | PMP-112-DD-BF |  | Oil | Upflow, Downflow, Horizontal | Non-Weatherized | 112 | 92 | 84.4 | 110.8 | 821 | 167 |  | No
5592022 | Active | DETTSON | DETTSON INDUSTRIES, INC. | AMP112SD-RF |  | Oil | Upflow, Downflow, Horizontal | Non-Weatherized | 112 | 93 | 85.4 | 109.7 | 751 | 138 | Yes | No
5939659 | Active | CARRIER | CARRIER CORPORATION | OBM112-RF |  | Oil | Upflow, Downflow, Horizontal | Non-Weatherized | 112 | 93 | 85.4 | 109.7 | 751 | 138 |  | No
6106801 | Active | BRYANT | CARRIER CORPORATION | OBM112-RF* |  | Oil | Upflow, Downflow, Horizontal | Non-Weatherized | 112 | 93 | 85.4 | 109.7 | 751 | 138 |  | No
6741652 | Active | TEMPSTAR,ARCOAIRE,KENMORE,ICP COMMERCIAL,HEIL,DAY & NIGHT,AIRQUEST,KEEPRITE,COMFORTMAKER | CARRIER CORPORATION | OMF112-RF |  | Oil | Upflow, Downflow, Horizontal | Non-Weatherized | 112 | 93 | 85.4 | 109.7 | 751 | 138 |  | No
7043354 | Active | WILLIAMSON-THERMOFLO | WILLIAMSON-THERMOFLO | PMP-112-DD-RF |  | Oil | Upflow, Downflow, Horizontal | Non-Weatherized | 112 | 93 | 85.4 | 109.7 | 751 | 138 |  | No
5592024 | Active | DETTSON | DETTSON INDUSTRIES, INC. | AMP112SD-RBF |  | Oil | Upflow, Downflow, Horizontal | Non-Weatherized | 112 | 94 | 85.3 | 109.7 | 777 | 138 | Yes | No
5939658 | Active | CARRIER | CARRIER CORPORATION | OBM112-RBF |  | Oil | Upflow, Downflow, Horizontal | Non-Weatherized | 112 | 94 | 85.3 | 109.7 | 777 | 138 |  | No
6106800 | Active | BRYANT | CARRIER CORPORATION | OBM112-RBF* |  | Oil | Upflow, Downflow, Horizontal | Non-Weatherized | 112 | 94 | 85.3 | 109.7 | 777 | 138 |  | No
6741651 | Active | TEMPSTAR,ARCOAIRE,KENMORE,ICP COMMERCIAL,HEIL,DAY & NIGHT,AIRQUEST,KEEPRITE,COMFORTMAKER | CARRIER CORPORATION | OMF112-RBF |  | Oil | Upflow, Downflow, Horizontal | Non-Weatherized | 112 | 94 | 85.3 | 109.7 | 777 | 138 |  | No
7043353 | Discontinued | WILLIAMSON-THERMOFLO | WILLIAMSON-THERMOFLO | PMP-112-DD-RBF |  | Oil | Upflow, Downflow, Horizontal | Non-Weatherized | 112 | 94 | 85.3 | 109.7 | 777 | 138 |  | No
5592025 | Active | DETTSON | DETTSON INDUSTRIES, INC. | AMP112SD-CAR |  | Oil | Upflow, Downflow, Horizontal | Non-Weatherized | 112 | 92 | 85.3 | 109.7 | 894 | 171 | Yes | No
5939657 | Active | CARRIER | CARRIER CORPORATION | OBM112-CAR |  | Oil | Upflow, Downflow, Horizontal | Non-Weatherized | 112 | 92 | 85.3 | 109.7 | 894 | 171 |  | No
6106799 | Active | BRYANT | CARRIER CORPORATION | OBM112-CAR* |  | Oil | Upflow, Downflow, Horizontal | Non-Weatherized | 112 | 92 | 85.3 | 109.7 | 894 | 171 |  | No
6741650 | Active | TEMPSTAR,ARCOAIRE,KENMORE,ICP COMMERCIAL,HEIL,DAY & NIGHT,AIRQUEST,KEEPRITE,COMFORTMAKER | CARRIER CORPORATION | OMF112-CAR |  | Oil | Upflow, Downflow, Horizontal | Non-Weatherized | 112 | 92 | 85.3 | 109.7 | 894 | 171 |  | No
7043352 | Active | WILLIAMSON-THERMOFLO | WILLIAMSON-THERMOFLO | PMP-112-DD-CAR |  | Oil | Upflow, Downflow, Horizontal | Non-Weatherized | 112 | 92 | 85.3 | 109.7 | 894 | 171 |  | No
5592026 | Active | DETTSON | DETTSON INDUSTRIES, INC. | AMP112SV-BNX |  | Oil | Upflow, Downflow, Horizontal | Non-Weatherized | 112 | 93 | 85.3 | 110.2 | 693 | 167 | Yes | Yes | AMACF
5939661 | Active | CARRIER | CARRIER CORPORATION | OVM112-BNX |  | Oil | Upflow, Downflow, Horizontal | Non-Weatherized | 112 | 93 | 85.3 | 110.2 | 693 | 167 |  | Yes | AMACF
6106803 | Active | BRYANT | CARRIER CORPORATION | OVM112-BNX* |  | Oil | Upflow, Downflow, Horizontal | Non-Weatherized | 112 | 93 | 85.3 | 110.2 | 693 | 167 |  | Yes | AMACF
6741654 | Active | TEMPSTAR,ARCOAIRE,KENMORE,ICP COMMERCIAL,HEIL,DAY & NIGHT,AIRQUEST,KEEPRITE,COMFORTMAKER | CARRIER CORPORATION | OMV112-BNX |  | Oil | Upflow, Downflow, Horizontal | Non-Weatherized | 112 | 93 | 85.3 | 110.2 | 693 | 167 |  | Yes | AMACF
7043356 | Active | WILLIAMSON-THERMOFLO | WILLIAMSON-THERMOFLO | PMP-112-VS-BNX |  | Oil | Upflow, Downflow, Horizontal | Non-Weatherized | 112 | 93 | 85.3 | 110.2 | 693 | 167 |  | Yes | AMACF
5592027 | Active | DETTSON | DETTSON INDUSTRIES, INC. | AMP112SV-BF |  | Oil | Upflow, Downflow, Horizontal | Non-Weatherized | 112 | 92 | 84.4 | 111.3 | 699 | 167 | Yes | Yes | AMACF
5939660 | Active | CARRIER | CARRIER CORPORATION | OVM112-BF |  | Oil | Upflow, Downflow, Horizontal | Non-Weatherized | 112 | 92 | 84.4 | 111.3 | 699 | 167 |  | Yes | AMACF
6106802 | Active | BRYANT | CARRIER CORPORATION | OVM112-BF* |  | Oil | Upflow, Downflow, Horizontal | Non-Weatherized | 112 | 92 | 84.4 | 111.3 | 699 | 167 |  | Yes | AMACF
6741653 | Active | TEMPSTAR,ARCOAIRE,KENMORE,ICP COMMERCIAL,HEIL,DAY & NIGHT,AIRQUEST,KEEPRITE,COMFORTMAKER | CARRIER CORPORATION | OMV112-BF |  | Oil | Upflow, Downflow, Horizontal | Non-Weatherized | 112 | 92 | 84.4 | 111.3 | 699 | 167 |  | Yes | AMACF
7043355 | Active | WILLIAMSON-THERMOFLO | WILLIAMSON-THERMOFLO | PMP-112-VS-BF |  | Oil | Upflow, Downflow, Horizontal | Non-Weatherized | 112 | 92 | 84.4 | 111.3 | 699 | 167 |  | Yes | AMACF
5592028 | Active | DETTSON | DETTSON INDUSTRIES, INC. | AMP112SV-RF |  | Oil | Upflow, Downflow, Horizontal | Non-Weatherized | 112 | 93 | 85.4 | 110.1 | 630 | 138 | Yes | Yes | AMACF
5939664 | Active | CARRIER | CARRIER CORPORATION | OVM112-RF |  | Oil | Upflow, Downflow, Horizontal | Non-Weatherized | 112 | 93 | 85.4 | 110.1 | 630 | 138 |  | Yes | AMACF
6106806 | Active | BRYANT | CARRIER CORPORATION | OVM112-RF* |  | Oil | Upflow, Downflow, Horizontal | Non-Weatherized | 112 | 93 | 85.4 | 110.1 | 630 | 138 |  | Yes | AMACF
6741657 | Active | TEMPSTAR,ARCOAIRE,KENMORE,ICP COMMERCIAL,HEIL,DAY & NIGHT,AIRQUEST,KEEPRITE,COMFORTMAKER | CARRIER CORPORATION | OMV112-RF |  | Oil | Upflow, Downflow, Horizontal | Non-Weatherized | 112 | 93 | 85.4 | 110.1 | 630 | 138 |  | Yes | AMACF
7043359 | Active | WILLIAMSON-THERMOFLO | WILLIAMSON-THERMOFLO | PMP-112-VS-RF |  | Oil | Upflow, Downflow, Horizontal | Non-Weatherized | 112 | 93 | 85.4 | 110.1 | 630 | 138 |  | Yes | AMACF
5592029 | Active | DETTSON | DETTSON INDUSTRIES, INC. | AMP112SV-RBF |  | Oil | Upflow, Downflow, Horizontal | Non-Weatherized | 112 | 94 | 85.3 | 110.2 | 656 | 138 | Yes | Yes | AMACF
5939663 | Active | CARRIER | CARRIER CORPORATION | OVM112-RBF |  | Oil | Upflow, Downflow, Horizontal | Non-Weatherized | 112 | 94 | 85.3 | 110.2 | 656 | 138 |  | Yes | AMACF
6106805 | Active | BRYANT | CARRIER CORPORATION | OVM112-RBF* |  | Oil | Upflow, Downflow, Horizontal | Non-Weatherized | 112 | 94 | 85.3 | 110.2 | 656 | 138 |  | Yes | AMACF
6741656 | Active | TEMPSTAR,ARCOAIRE,KENMORE,ICP COMMERCIAL,HEIL,DAY & NIGHT,AIRQUEST,KEEPRITE,COMFORTMAKER | CARRIER CORPORATION | OMV112-RBF |  | Oil | Upflow, Downflow, Horizontal | Non-Weatherized | 112 | 94 | 85.3 | 110.2 | 656 | 138 |  | Yes | AMACF
7043358 | Discontinued | WILLIAMSON-THERMOFLO | WILLIAMSON-THERMOFLO | PMP-112-VS-RBF |  | Oil | Upflow, Downflow, Horizontal | Non-Weatherized | 112 | 94 | 85.3 | 110.2 | 656 | 138 |  | Yes | AMACF
5592030 | Active | DETTSON | DETTSON INDUSTRIES, INC. | AMP112SV-CAR |  | Oil | Upflow, Downflow, Horizontal | Non-Weatherized | 112 | 92 | 85.3 | 110.2 | 773 | 171 | Yes | Yes | AMACF
5939662 | Active | CARRIER | CARRIER CORPORATION | OVM112-CAR |  | Oil | Upflow, Downflow, Horizontal | Non-Weatherized | 112 | 92 | 85.3 | 110.2 | 773 | 171 |  | Yes | AMACF
6106804 | Active | BRYANT | CARRIER CORPORATION | OVM112-CAR* |  | Oil | Upflow, Downflow, Horizontal | Non-Weatherized | 112 | 92 | 85.3 | 110.2 | 773 | 171 |  | Yes | AMACF
6741655 | Active | TEMPSTAR,ARCOAIRE,KENMORE,ICP COMMERCIAL,HEIL,DAY & NIGHT,AIRQUEST,KEEPRITE,COMFORTMAKER | CARRIER CORPORATION | OMV112-CAR |  | Oil | Upflow, Downflow, Horizontal | Non-Weatherized | 112 | 92 | 85.3 | 110.2 | 773 | 171 |  | Yes | AMACF
7043357 | Active | WILLIAMSON-THERMOFLO | WILLIAMSON-THERMOFLO | PMP-112-VS-CAR |  | Oil | Upflow, Downflow, Horizontal | Non-Weatherized | 112 | 92 | 85.3 | 110.2 | 773 | 171 |  | Yes | AMACF
5592031 | Active | DETTSON | DETTSON INDUSTRIES, INC. | AMP126SD-BNX |  | Oil | Upflow, Downflow, Horizontal | Non-Weatherized | 126 | 107 | 85.3 | 108.8 | 1054 | 167 | Yes | No
5939668 | Active | CARRIER | CARRIER CORPORATION | OBM126-BNX |  | Oil | Upflow, Downflow, Horizontal | Non-Weatherized | 126 | 107 | 85.3 | 108.8 | 1054 | 167 |  | No
6106809 | Active | BRYANT | CARRIER CORPORATION | OBM126-BNX* |  | Oil | Upflow, Downflow, Horizontal | Non-Weatherized | 126 | 107 | 85.3 | 108.8 | 1054 | 167 |  | No
6741661 | Active | TEMPSTAR,ARCOAIRE,KENMORE,ICP COMMERCIAL,HEIL,DAY & NIGHT,AIRQUEST,KEEPRITE,COMFORTMAKER | CARRIER CORPORATION | OMF126-BNX |  | Oil | Upflow, Downflow, Horizontal | Non-Weatherized | 126 | 107 | 85.3 | 108.8 | 1054 | 167 |  | No
5592032 | Active | DETTSON | DETTSON INDUSTRIES, INC. | AMP126SD-RF |  | Oil | Upflow, Downflow, Horizontal | Non-Weatherized | 126 | 106 | 86 | 108 | 988 | 138 | Yes | No
5939670 | Active | CARRIER | CARRIER CORPORATION | OBM126-RF |  | Oil | Upflow, Downflow, Horizontal | Non-Weatherized | 126 | 106 | 86 | 108 | 988 | 138 |  | No
6106811 | Active | BRYANT | CARRIER CORPORATION | OBM126-RF* |  | Oil | Upflow, Downflow, Horizontal | Non-Weatherized | 126 | 106 | 86 | 108 | 988 | 138 |  | No
6741663 | Active | TEMPSTAR,ARCOAIRE,KENMORE,ICP COMMERCIAL,HEIL,DAY & NIGHT,AIRQUEST,KEEPRITE,COMFORTMAKER | CARRIER CORPORATION | OMF126-RF |  | Oil | Upflow, Downflow, Horizontal | Non-Weatherized | 126 | 106 | 86 | 108 | 988 | 138 |  | No
5592033 | Active | DETTSON | DETTSON INDUSTRIES, INC. | AMP126SD-RBF |  | Oil | Upflow, Downflow, Horizontal | Non-Weatherized | 126 | 106 | 86.1 | 107.8 | 1009 | 138 | Yes | No
5939669 | Active | CARRIER | CARRIER CORPORATION | OBM126-RBF |  | Oil | Upflow, Downflow, Horizontal | Non-Weatherized | 126 | 106 | 86.1 | 107.8 | 1009 | 138 |  | No
6106810 | Active | BRYANT | CARRIER CORPORATION | OBM126-RBF* |  | Oil | Upflow, Downflow, Horizontal | Non-Weatherized | 126 | 106 | 86.1 | 107.8 | 1009 | 138 |  | No
6741662 | Active | TEMPSTAR,ARCOAIRE,KENMORE,ICP COMMERCIAL,HEIL,DAY & NIGHT,AIRQUEST,KEEPRITE,COMFORTMAKER | CARRIER CORPORATION | OMF126-RBF |  | Oil | Upflow, Downflow, Horizontal | Non-Weatherized | 126 | 106 | 86.1 | 107.8 | 1009 | 138 |  | No
5592034 | Active | DETTSON | DETTSON INDUSTRIES, INC. | AMP126SV-BNX |  | Oil | Upflow, Downflow, Horizontal | Non-Weatherized | 126 | 107 | 85.3 | 111 | 490 | 167 | Yes | Yes | AMACF
5939671 | Active | CARRIER | CARRIER CORPORATION | OVM126-BNX |  | Oil | Upflow, Downflow, Horizontal | Non-Weatherized | 126 | 107 | 85.3 | 111 | 490 | 167 |  | Yes | AMACF
6106812 | Active | BRYANT | CARRIER CORPORATION | OVM126-BNX* |  | Oil | Upflow, Downflow, Horizontal | Non-Weatherized | 126 | 107 | 85.3 | 111 | 490 | 167 |  | Yes | AMACF
6741664 | Active | TEMPSTAR,ARCOAIRE,KENMORE,ICP COMMERCIAL,HEIL,DAY & NIGHT,AIRQUEST,KEEPRITE,COMFORTMAKER | CARRIER CORPORATION | OMV126-BNX |  | Oil | Upflow, Downflow, Horizontal | Non-Weatherized | 126 | 107 | 85.3 | 111 | 490 | 167 |  | Yes | AMACF
5592035 | Active | DETTSON | DETTSON INDUSTRIES, INC. | AMP126SV-RF |  | Oil | Upflow, Downflow, Horizontal | Non-Weatherized | 126 | 106 | 86 | 110.1 | 427 | 138 | Yes | Yes | AMACF
5939673 | Active | CARRIER | CARRIER CORPORATION | OVM126-RF |  | Oil | Upflow, Downflow, Horizontal | Non-Weatherized | 126 | 106 | 86 | 110.1 | 427 | 138 |  | Yes | AMACF
6106814 | Active | BRYANT | CARRIER CORPORATION | OVM126-RF* |  | Oil | Upflow, Downflow, Horizontal | Non-Weatherized | 126 | 106 | 86 | 110.1 | 427 | 138 |  | Yes | AMACF
6741666 | Active | TEMPSTAR,ARCOAIRE,KENMORE,ICP COMMERCIAL,HEIL,DAY & NIGHT,AIRQUEST,KEEPRITE,COMFORTMAKER | CARRIER CORPORATION | OMV126-RF |  | Oil | Upflow, Downflow, Horizontal | Non-Weatherized | 126 | 106 | 86 | 110.1 | 427 | 138 |  | Yes | AMACF
5592036 | Active | DETTSON | DETTSON INDUSTRIES, INC. | AMP126SV-RBF |  | Oil | Upflow, Downflow, Horizontal | Non-Weatherized | 126 | 106 | 86.1 | 110.1 | 451 | 138 | Yes | Yes | AMACF
5939672 | Active | CARRIER | CARRIER CORPORATION | OVM126-RBF |  | Oil | Upflow, Downflow, Horizontal | Non-Weatherized | 126 | 106 | 86.1 | 110.1 | 451 | 138 |  | Yes | AMACF
6106813 | Active | BRYANT | CARRIER CORPORATION | OVM126-RBF* |  | Oil | Upflow, Downflow, Horizontal | Non-Weatherized | 126 | 106 | 86.1 | 110.1 | 451 | 138 |  | Yes | AMACF
6741665 | Active | TEMPSTAR,ARCOAIRE,KENMORE,ICP COMMERCIAL,HEIL,DAY & NIGHT,AIRQUEST,KEEPRITE,COMFORTMAKER | CARRIER CORPORATION | OMV126-RBF |  | Oil | Upflow, Downflow, Horizontal | Non-Weatherized | 126 | 106 | 86.1 | 110.1 | 451 | 138 |  | Yes | AMACF
5592037 | Active | DETTSON | DETTSON INDUSTRIES, INC. | AMP154SD-BNX |  | Oil | Upflow, Downflow, Horizontal | Non-Weatherized | 154 | 129 | 85.1 | 145.5 | 1325 | 167 | Yes | No
5939677 | Active | CARRIER | CARRIER CORPORATION | OBM154-BNX |  | Oil | Upflow, Downflow, Horizontal | Non-Weatherized | 154 | 129 | 85.1 | 145.5 | 1325 | 167 |  | No
6106817 | Active | BRYANT | CARRIER CORPORATION | OBM154-BNX* |  | Oil | Upflow, Downflow, Horizontal | Non-Weatherized | 154 | 129 | 85.1 | 145.5 | 1325 | 167 |  | No
6741670 | Active | TEMPSTAR,ARCOAIRE,KENMORE,ICP COMMERCIAL,HEIL,DAY & NIGHT,AIRQUEST,KEEPRITE,COMFORTMAKER | CARRIER CORPORATION | OMF154-BNX |  | Oil | Upflow, Downflow, Horizontal | Non-Weatherized | 154 | 129 | 85.1 | 145.5 | 1325 | 167 |  | No
5592038 | Active | DETTSON | DETTSON INDUSTRIES, INC. | AMP154SD-RF |  | Oil | Upflow, Downflow, Horizontal | Non-Weatherized | 154 | 128 | 85 | 145.9 | 1267 | 138 | Yes | No
5939679 | Active | CARRIER | CARRIER CORPORATION | OBM154-RF |  | Oil | Upflow, Downflow, Horizontal | Non-Weatherized | 154 | 128 | 85 | 145.9 | 1267 | 138 |  | No
6106819 | Active | BRYANT | CARRIER CORPORATION | OBM154-RF* |  | Oil | Upflow, Downflow, Horizontal | Non-Weatherized | 154 | 128 | 85 | 145.9 | 1267 | 138 |  | No
6741672 | Active | TEMPSTAR,ARCOAIRE,KENMORE,ICP COMMERCIAL,HEIL,DAY & NIGHT,AIRQUEST,KEEPRITE,COMFORTMAKER | CARRIER CORPORATION | OMF154-RF |  | Oil | Upflow, Downflow, Horizontal | Non-Weatherized | 154 | 128 | 85 | 145.9 | 1267 | 138 |  | No
5592039 | Active | DETTSON | DETTSON INDUSTRIES, INC. | AMP154SD-RBF |  | Oil | Upflow, Downflow, Horizontal | Non-Weatherized | 154 | 128 | 85 | 145.7 | 1291 | 138 | Yes | No
5939678 | Active | CARRIER | CARRIER CORPORATION | OBM154-RBF |  | Oil | Upflow, Downflow, Horizontal | Non-Weatherized | 154 | 128 | 85 | 145.7 | 1291 | 138 |  | No
6106818 | Active | BRYANT | CARRIER CORPORATION | OBM154-RBF* |  | Oil | Upflow, Downflow, Horizontal | Non-Weatherized | 154 | 128 | 85 | 145.7 | 1291 | 138 |  | No
6741671 | Active | TEMPSTAR,ARCOAIRE,KENMORE,ICP COMMERCIAL,HEIL,DAY & NIGHT,AIRQUEST,KEEPRITE,COMFORTMAKER | CARRIER CORPORATION | OMF154-RBF |  | Oil | Upflow, Downflow, Horizontal | Non-Weatherized | 154 | 128 | 85 | 145.7 | 1291 | 138 |  | No
5592040 | Active | DETTSON | DETTSON INDUSTRIES, INC. | AMP154SV-BNX |  | Oil | Upflow, Downflow, Horizontal | Non-Weatherized | 154 | 129 | 85.1 | 147.9 | 712 | 167 | Yes | Yes | AMACF
5939680 | Active | CARRIER | CARRIER CORPORATION | OVM154-BNX |  | Oil | Upflow, Downflow, Horizontal | Non-Weatherized | 154 | 129 | 85.1 | 147.9 | 712 | 167 |  | Yes | AMACF
6106820 | Active | BRYANT | CARRIER CORPORATION | OVM154-BNX* |  | Oil | Upflow, Downflow, Horizontal | Non-Weatherized | 154 | 129 | 85.1 | 147.9 | 712 | 167 |  | Yes | AMACF
6741673 | Active | TEMPSTAR,ARCOAIRE,KENMORE,ICP COMMERCIAL,HEIL,DAY & NIGHT,AIRQUEST,KEEPRITE,COMFORTMAKER | CARRIER CORPORATION | OMV154-BNX |  | Oil | Upflow, Downflow, Horizontal | Non-Weatherized | 154 | 129 | 85.1 | 147.9 | 712 | 167 |  | Yes | AMACF
5592041 | Active | DETTSON | DETTSON INDUSTRIES, INC. | AMP154SV-RF |  | Oil | Upflow, Downflow, Horizontal | Non-Weatherized | 154 | 128 | 85 | 148.3 | 652 | 138 | Yes | Yes | AMACF
5939682 | Active | CARRIER | CARRIER CORPORATION | OVM154-RF |  | Oil | Upflow, Downflow, Horizontal | Non-Weatherized | 154 | 128 | 85 | 148.3 | 652 | 138 |  | Yes | AMACF
6106822 | Active | BRYANT | CARRIER CORPORATION | OVM154-RF* |  | Oil | Upflow, Downflow, Horizontal | Non-Weatherized | 154 | 128 | 85 | 148.3 | 652 | 138 |  | Yes | AMACF
6741675 | Active | TEMPSTAR,ARCOAIRE,KENMORE,ICP COMMERCIAL,HEIL,DAY & NIGHT,AIRQUEST,KEEPRITE,COMFORTMAKER | CARRIER CORPORATION | OMV154-RF |  | Oil | Upflow, Downflow, Horizontal | Non-Weatherized | 154 | 128 | 85 | 148.3 | 652 | 138 |  | Yes | AMACF
5592042 | Active | DETTSON | DETTSON INDUSTRIES, INC. | AMP154SV-RBF |  | Oil | Upflow, Downflow, Horizontal | Non-Weatherized | 154 | 128 | 85 | 148.1 | 677 | 138 | Yes | Yes | AMACF
5939681 | Active | CARRIER | CARRIER CORPORATION | OVM154-RBF |  | Oil | Upflow, Downflow, Horizontal | Non-Weatherized | 154 | 128 | 85 | 148.1 | 677 | 138 |  | Yes | AMACF
6106821 | Active | BRYANT | CARRIER CORPORATION | OVM154-RBF* |  | Oil | Upflow, Downflow, Horizontal | Non-Weatherized | 154 | 128 | 85 | 148.1 | 677 | 138 |  | Yes | AMACF
6741674 | Active | TEMPSTAR,ARCOAIRE,KENMORE,ICP COMMERCIAL,HEIL,DAY & NIGHT,AIRQUEST,KEEPRITE,COMFORTMAKER | CARRIER CORPORATION | OMV154-RBF |  | Oil | Upflow, Downflow, Horizontal | Non-Weatherized | 154 | 128 | 85 | 148.1 | 677 | 138 |  | Yes | AMACF
5592043 | Active | DETTSON | DETTSON INDUSTRIES, INC. | AMT077SD-BNX |  | Oil |  | Non-Weatherized | 77 | 65 | 86.9 | 71.9 | 659 | 167 | Yes | No
5939690 | Active | CARRIER | CARRIER CORPORATION | OBL077-BNX |  | Oil |  | Non-Weatherized | 77 | 65 | 86.9 | 71.9 | 659 | 167 |  | No
6106828 | Active | BRYANT | CARRIER CORPORATION | OBL077-BNX* |  | Oil |  | Non-Weatherized | 77 | 65 | 86.9 | 71.9 | 659 | 167 |  | No
6452010 | Active | TEMPSTAR,ARCOAIRE,KENMORE,ICP COMMERCIAL,HEIL,DAY & NIGHT,AIRQUEST,KEEPRITE,COMFORTMAKER | CARRIER CORPORATION | OLR077-BNX |  | Oil |  | Non-Weatherized | 77 | 65 | 86.9 | 71.9 | 659 | 167 |  | No
7043361 | Active | WILLIAMSON-THERMOFLO | WILLIAMSON-THERMOFLO | PLB-077-DD-BNX |  | Oil |  | Non-Weatherized | 77 | 65 | 86.9 | 71.9 | 659 | 167 |  | No
5592044 | Active | DETTSON | DETTSON INDUSTRIES, INC. | AMT077SD-BF |  | Oil |  | Non-Weatherized | 77 | 63 | 85.7 | 72.6 | 667 | 167 | Yes | No
5939689 | Active | CARRIER | CARRIER CORPORATION | OBL077-BF |  | Oil |  | Non-Weatherized | 77 | 63 | 85.7 | 72.6 | 667 | 167 |  | No
6106827 | Active | BRYANT | CARRIER CORPORATION | OBL077-BF* |  | Oil |  | Non-Weatherized | 77 | 63 | 85.7 | 72.6 | 667 | 167 |  | No
6452009 | Active | TEMPSTAR,ARCOAIRE,KENMORE,ICP COMMERCIAL,HEIL,DAY & NIGHT,AIRQUEST,KEEPRITE,COMFORTMAKER | CARRIER CORPORATION | OLR077-BF |  | Oil |  | Non-Weatherized | 77 | 63 | 85.7 | 72.6 | 667 | 167 |  | No
7043360 | Active | WILLIAMSON-THERMOFLO | WILLIAMSON-THERMOFLO | PLB-077-DD-BF |  | Oil |  | Non-Weatherized | 77 | 63 | 85.7 | 72.6 | 667 | 167 |  | No
5592045 | Active | DETTSON | DETTSON INDUSTRIES, INC. | AMT077SD-RF |  | Oil |  | Non-Weatherized | 77 | 64 | 86.6 | 72.2 | 600 | 138 | Yes | No
5939693 | Active | CARRIER | CARRIER CORPORATION | OBL077-RF |  | Oil |  | Non-Weatherized | 77 | 64 | 86.6 | 72.2 | 600 | 138 |  | No
6106831 | Active | BRYANT | CARRIER CORPORATION | OBL077-RF* |  | Oil |  | Non-Weatherized | 77 | 64 | 86.6 | 72.2 | 600 | 138 |  | No
6452013 | Active | TEMPSTAR,ARCOAIRE,KENMORE,ICP COMMERCIAL,HEIL,DAY & NIGHT,AIRQUEST,KEEPRITE,COMFORTMAKER | CARRIER CORPORATION | OLR077-RF |  | Oil |  | Non-Weatherized | 77 | 64 | 86.6 | 72.2 | 600 | 138 |  | No
7043364 | Active | WILLIAMSON-THERMOFLO | WILLIAMSON-THERMOFLO | PLB-077-DD-RF |  | Oil |  | Non-Weatherized | 77 | 64 | 86.6 | 72.2 | 600 | 138 |  | No
5592046 | Active | DETTSON | DETTSON INDUSTRIES, INC. | AMT077SD-RBF |  | Oil |  | Non-Weatherized | 77 | 65 | 86.7 | 72 | 623 | 138 | Yes | No
5939692 | Active | CARRIER | CARRIER CORPORATION | OBL077-RBF |  | Oil |  | Non-Weatherized | 77 | 65 | 86.7 | 72 | 623 | 138 |  | No
6106830 | Active | BRYANT | CARRIER CORPORATION | OBL077-RBF* |  | Oil |  | Non-Weatherized | 77 | 65 | 86.7 | 72 | 623 | 138 |  | No
6452012 | Active | TEMPSTAR,ARCOAIRE,KENMORE,ICP COMMERCIAL,HEIL,DAY & NIGHT,AIRQUEST,KEEPRITE,COMFORTMAKER | CARRIER CORPORATION | OLR077-RBF |  | Oil |  | Non-Weatherized | 77 | 65 | 86.7 | 72 | 623 | 138 |  | No
7043363 | Discontinued | WILLIAMSON-THERMOFLO | WILLIAMSON-THERMOFLO | PLB-077-DD-RBF |  | Oil |  | Non-Weatherized | 77 | 65 | 86.7 | 72 | 623 | 138 |  | No
5592047 | Active | DETTSON | DETTSON INDUSTRIES, INC. | AMT077SD-CAR |  | Oil |  | Non-Weatherized | 77 | 64 | 85.9 | 72.2 | 747 | 171 | Yes | No
5939691 | Active | CARRIER | CARRIER CORPORATION | OBL077-CAR |  | Oil |  | Non-Weatherized | 77 | 64 | 85.9 | 72.2 | 747 | 171 |  | No
6106829 | Active | BRYANT | CARRIER CORPORATION | OBL077-CAR* |  | Oil |  | Non-Weatherized | 77 | 64 | 85.9 | 72.2 | 747 | 171 |  | No
6452011 | Active | TEMPSTAR,ARCOAIRE,KENMORE,ICP COMMERCIAL,HEIL,DAY & NIGHT,AIRQUEST,KEEPRITE,COMFORTMAKER | CARRIER CORPORATION | OLR077-CAR |  | Oil |  | Non-Weatherized | 77 | 64 | 85.9 | 72.2 | 747 | 171 |  | No
7043362 | Active | WILLIAMSON-THERMOFLO | WILLIAMSON-THERMOFLO | PLB-077-DD-CAR |  | Oil |  | Non-Weatherized | 77 | 64 | 85.9 | 72.2 | 747 | 171 |  | No
5592048 | Active | DETTSON | DETTSON INDUSTRIES, INC. | AMT077SV-BNX |  | Oil |  | Non-Weatherized | 77 | 65 | 86.9 | 72.8 | 409 | 167 | Yes | Yes | AMACF
5939695 | Active | CARRIER | CARRIER CORPORATION | OVL077-BNX |  | Oil |  | Non-Weatherized | 77 | 65 | 86.9 | 72.8 | 409 | 167 |  | Yes | AMACF
6106833 | Active | BRYANT | CARRIER CORPORATION | OVL077-BNX* |  | Oil |  | Non-Weatherized | 77 | 65 | 86.9 | 72.8 | 409 | 167 |  | Yes | AMACF
6452015 | Active | TEMPSTAR,ARCOAIRE,KENMORE,ICP COMMERCIAL,HEIL,DAY & NIGHT,AIRQUEST,KEEPRITE,COMFORTMAKER | CARRIER CORPORATION | OLV077-BNX |  | Oil |  | Non-Weatherized | 77 | 65 | 86.9 | 72.8 | 409 | 167 |  | Yes | AMACF
7043366 | Active | WILLIAMSON-THERMOFLO | WILLIAMSON-THERMOFLO | PLB-077-VS-BNX |  | Oil |  | Non-Weatherized | 77 | 65 | 86.9 | 72.8 | 409 | 167 |  | Yes | AMACF
5592049 | Active | DETTSON | DETTSON INDUSTRIES, INC. | AMT077SV-BF |  | Oil |  | Non-Weatherized | 77 | 63 | 85.7 | 73.6 | 415 | 167 | Yes | Yes | AMACF
5939694 | Active | CARRIER | CARRIER CORPORATION | OVL077-BF |  | Oil |  | Non-Weatherized | 77 | 63 | 85.7 | 73.6 | 415 | 167 |  | Yes | AMACF
6106832 | Active | BRYANT | CARRIER CORPORATION | OVL077-BF* |  | Oil |  | Non-Weatherized | 77 | 63 | 85.7 | 73.6 | 415 | 167 |  | Yes | AMACF
6452014 | Active | TEMPSTAR,ARCOAIRE,KENMORE,ICP COMMERCIAL,HEIL,DAY & NIGHT,AIRQUEST,KEEPRITE,COMFORTMAKER | CARRIER CORPORATION | OLV077-BF |  | Oil |  | Non-Weatherized | 77 | 63 | 85.7 | 73.6 | 415 | 167 |  | Yes | AMACF
7043365 | Active | WILLIAMSON-THERMOFLO | WILLIAMSON-THERMOFLO | PLB-077-VS-BF |  | Oil |  | Non-Weatherized | 77 | 63 | 85.7 | 73.6 | 415 | 167 |  | Yes | AMACF
5592050 | Active | DETTSON | DETTSON INDUSTRIES, INC. | AMT077SV-RF |  | Oil |  | Non-Weatherized | 77 | 64 | 86.6 | 73.2 | 352 | 138 | Yes | Yes | AMACF
5939698 | Active | CARRIER | CARRIER CORPORATION | OVL077-RF |  | Oil |  | Non-Weatherized | 77 | 64 | 86.6 | 73.2 | 352 | 138 |  | Yes | AMACF
6106836 | Active | BRYANT | CARRIER CORPORATION | OVL077-RF* |  | Oil |  | Non-Weatherized | 77 | 64 | 86.6 | 73.2 | 352 | 138 |  | Yes | AMACF
6452018 | Active | TEMPSTAR,ARCOAIRE,KENMORE,ICP COMMERCIAL,HEIL,DAY & NIGHT,AIRQUEST,KEEPRITE,COMFORTMAKER | CARRIER CORPORATION | OLV077-RF |  | Oil |  | Non-Weatherized | 77 | 64 | 86.6 | 73.2 | 352 | 138 |  | Yes | AMACF
7043369 | Active | WILLIAMSON-THERMOFLO | WILLIAMSON-THERMOFLO | PLB-077-VS-RF |  | Oil |  | Non-Weatherized | 77 | 64 | 86.6 | 73.2 | 352 | 138 |  | Yes | AMACF
5592051 | Active | DETTSON | DETTSON INDUSTRIES, INC. | AMT077SV-RBF |  | Oil |  | Non-Weatherized | 77 | 65 | 86.7 | 73 | 376 | 138 | Yes | Yes | AMACF
5939697 | Active | CARRIER | CARRIER CORPORATION | OVL077-RBF |  | Oil |  | Non-Weatherized | 77 | 65 | 86.7 | 73 | 376 | 138 |  | Yes | AMACF
6106835 | Active | BRYANT | CARRIER CORPORATION | OVL077-RBF* |  | Oil |  | Non-Weatherized | 77 | 65 | 86.7 | 73 | 376 | 138 |  | Yes | AMACF
6452017 | Active | TEMPSTAR,ARCOAIRE,KENMORE,ICP COMMERCIAL,HEIL,DAY & NIGHT,AIRQUEST,KEEPRITE,COMFORTMAKER | CARRIER CORPORATION | OLV077-RBF |  | Oil |  | Non-Weatherized | 77 | 65 | 86.7 | 73 | 376 | 138 |  | Yes | AMACF
7043368 | Discontinued | WILLIAMSON-THERMOFLO | WILLIAMSON-THERMOFLO | PLB-077-VS-RBF |  | Oil |  | Non-Weatherized | 77 | 65 | 86.7 | 73 | 376 | 138 |  | Yes | AMACF
5592052 | Active | DETTSON | DETTSON INDUSTRIES, INC. | AMT077SV-CAR |  | Oil |  | Non-Weatherized | 77 | 64 | 85.9 | 73.8 | 498 | 171 | Yes | Yes | AMACF
5939696 | Active | CARRIER | CARRIER CORPORATION | OVL077-CAR |  | Oil |  | Non-Weatherized | 77 | 64 | 85.9 | 73.8 | 498 | 171 |  | Yes | AMACF
6106834 | Active | BRYANT | CARRIER CORPORATION | OVL077-CAR* |  | Oil |  | Non-Weatherized | 77 | 64 | 85.9 | 73.8 | 498 | 171 |  | Yes | AMACF
6452016 | Active | TEMPSTAR,ARCOAIRE,KENMORE,ICP COMMERCIAL,HEIL,DAY & NIGHT,AIRQUEST,KEEPRITE,COMFORTMAKER | CARRIER CORPORATION | OLV077-CAR |  | Oil |  | Non-Weatherized | 77 | 64 | 85.9 | 73.8 | 498 | 171 |  | Yes | AMACF
7043367 | Active | WILLIAMSON-THERMOFLO | WILLIAMSON-THERMOFLO | PLB-077-VS-CAR |  | Oil |  | Non-Weatherized | 77 | 64 | 85.9 | 73.8 | 498 | 171 |  | Yes | AMACF
5592053 | Active | DETTSON | DETTSON INDUSTRIES, INC. | AMT098SD-BNX |  | Oil |  | Non-Weatherized | 98 | 81 | 85.2 | 91.2 | 770 | 167 | Yes | No
5939713 | Active | CARRIER | CARRIER CORPORATION | OBL098-BNX |  | Oil |  | Non-Weatherized | 98 | 81 | 85.2 | 91.2 | 770 | 167 |  | No
6106849 | Active | BRYANT | CARRIER CORPORATION | OBL098-BNX* |  | Oil |  | Non-Weatherized | 98 | 81 | 85.2 | 91.2 | 770 | 167 |  | No
6452033 | Active | TEMPSTAR,ARCOAIRE,KENMORE,ICP COMMERCIAL,HEIL,DAY & NIGHT,AIRQUEST,KEEPRITE,COMFORTMAKER | CARRIER CORPORATION | OLR098-BNX |  | Oil |  | Non-Weatherized | 98 | 81 | 85.2 | 91.2 | 770 | 167 |  | No
7043381 | Active | WILLIAMSON-THERMOFLO | WILLIAMSON-THERMOFLO | PLB-098-DD-BNX |  | Oil |  | Non-Weatherized | 98 | 81 | 85.2 | 91.2 | 770 | 167 |  | No
5592054 | Active | DETTSON | DETTSON INDUSTRIES, INC. | AMT098SD-BF |  | Oil |  | Non-Weatherized | 98 | 80 | 85.1 | 91.2 | 770 | 167 | Yes | No
5939712 | Active | CARRIER | CARRIER CORPORATION | OBL098-BF |  | Oil |  | Non-Weatherized | 98 | 80 | 85.1 | 91.2 | 770 | 167 |  | No
6106848 | Active | BRYANT | CARRIER CORPORATION | OBL098-BF* |  | Oil |  | Non-Weatherized | 98 | 80 | 85.1 | 91.2 | 770 | 167 |  | No
6452032 | Active | TEMPSTAR,ARCOAIRE,KENMORE,ICP COMMERCIAL,HEIL,DAY & NIGHT,AIRQUEST,KEEPRITE,COMFORTMAKER | CARRIER CORPORATION | OLR098-BF |  | Oil |  | Non-Weatherized | 98 | 80 | 85.1 | 91.2 | 770 | 167 |  | No
7043380 | Active | WILLIAMSON-THERMOFLO | WILLIAMSON-THERMOFLO | PLB-098-DD-BF |  | Oil |  | Non-Weatherized | 98 | 80 | 85.1 | 91.2 | 770 | 167 |  | No
5592055 | Active | DETTSON | DETTSON INDUSTRIES, INC. | AMT098SD-RF |  | Oil |  | Non-Weatherized | 98 | 80 | 85.2 | 91.3 | 709 | 138 | Yes | No
5939716 | Active | CARRIER | CARRIER CORPORATION | OBL098-RF |  | Oil |  | Non-Weatherized | 98 | 80 | 85.2 | 91.3 | 709 | 138 |  | No
6106852 | Active | BRYANT | CARRIER CORPORATION | OBL098-RF* |  | Oil |  | Non-Weatherized | 98 | 80 | 85.2 | 91.3 | 709 | 138 |  | No
6452036 | Active | TEMPSTAR,ARCOAIRE,KENMORE,ICP COMMERCIAL,HEIL,DAY & NIGHT,AIRQUEST,KEEPRITE,COMFORTMAKER | CARRIER CORPORATION | OLR098-RF |  | Oil |  | Non-Weatherized | 98 | 80 | 85.2 | 91.3 | 709 | 138 |  | No
7043384 | Active | WILLIAMSON-THERMOFLO | WILLIAMSON-THERMOFLO | PLB-098-DD-RF |  | Oil |  | Non-Weatherized | 98 | 80 | 85.2 | 91.3 | 709 | 138 |  | No
5592056 | Active | DETTSON | DETTSON INDUSTRIES, INC. | AMT098SD-RBF |  | Oil |  | Non-Weatherized | 98 | 81 | 85 | 91.4 | 735 | 138 | Yes | No
5939715 | Active | CARRIER | CARRIER CORPORATION | OBL098-RBF |  | Oil |  | Non-Weatherized | 98 | 81 | 85 | 91.4 | 735 | 138 |  | No
6106851 | Active | BRYANT | CARRIER CORPORATION | OBL098-RBF* |  | Oil |  | Non-Weatherized | 98 | 81 | 85 | 91.4 | 735 | 138 |  | No
6452035 | Active | TEMPSTAR,ARCOAIRE,KENMORE,ICP COMMERCIAL,HEIL,DAY & NIGHT,AIRQUEST,KEEPRITE,COMFORTMAKER | CARRIER CORPORATION | OLR098-RBF |  | Oil |  | Non-Weatherized | 98 | 81 | 85 | 91.4 | 735 | 138 |  | No
7043383 | Discontinued | WILLIAMSON-THERMOFLO | WILLIAMSON-THERMOFLO | PLB-098-DD-RBF |  | Oil |  | Non-Weatherized | 98 | 81 | 85 | 91.4 | 735 | 138 |  | No
5592057 | Active | DETTSON | DETTSON INDUSTRIES, INC. | AMT098SD-CAR |  | Oil |  | Non-Weatherized | 98 | 81 | 85.2 | 91.9 | 856 | 171 | Yes | No
5939714 | Active | CARRIER | CARRIER CORPORATION | OBL098-CAR |  | Oil |  | Non-Weatherized | 98 | 81 | 85.2 | 91.9 | 856 | 171 |  | No
6106850 | Active | BRYANT | CARRIER CORPORATION | OBL098-CAR* |  | Oil |  | Non-Weatherized | 98 | 81 | 85.2 | 91.9 | 856 | 171 |  | No
6452034 | Active | TEMPSTAR,ARCOAIRE,KENMORE,ICP COMMERCIAL,HEIL,DAY & NIGHT,AIRQUEST,KEEPRITE,COMFORTMAKER | CARRIER CORPORATION | OLR098-CAR |  | Oil |  | Non-Weatherized | 98 | 81 | 85.2 | 91.9 | 856 | 171 |  | No
7043382 | Active | WILLIAMSON-THERMOFLO | WILLIAMSON-THERMOFLO | PLB-098-DD-CAR |  | Oil |  | Non-Weatherized | 98 | 81 | 85.2 | 91.9 | 856 | 171 |  | No
5592058 | Active | DETTSON | DETTSON INDUSTRIES, INC. | AMT098SV-BNX |  | Oil |  | Non-Weatherized | 98 | 81 | 85.2 | 92.2 | 524 | 167 | Yes | Yes | AMACF
5939718 | Active | CARRIER | CARRIER CORPORATION | OVL098-BNX |  | Oil |  | Non-Weatherized | 98 | 81 | 85.2 | 92.2 | 524 | 167 |  | Yes | AMACF
6106854 | Active | BRYANT | CARRIER CORPORATION | OVL098-BNX* |  | Oil |  | Non-Weatherized | 98 | 81 | 85.2 | 92.2 | 524 | 167 |  | Yes | AMACF
6452038 | Active | TEMPSTAR,ARCOAIRE,KENMORE,ICP COMMERCIAL,HEIL,DAY & NIGHT,AIRQUEST,KEEPRITE,COMFORTMAKER | CARRIER CORPORATION | OLV098-BNX |  | Oil |  | Non-Weatherized | 98 | 81 | 85.2 | 92.2 | 524 | 167 |  | Yes | AMACF
7043386 | Active | WILLIAMSON-THERMOFLO | WILLIAMSON-THERMOFLO | PLB-098-VS-BNX |  | Oil |  | Non-Weatherized | 98 | 81 | 85.2 | 92.2 | 524 | 167 |  | Yes | AMACF
5592059 | Active | DETTSON | DETTSON INDUSTRIES, INC. | AMT098SV-BF |  | Oil |  | Non-Weatherized | 98 | 80 | 85.1 | 92.3 | 525 | 167 | Yes | Yes | AMACF
5939717 | Active | CARRIER | CARRIER CORPORATION | OVL098-BF |  | Oil |  | Non-Weatherized | 98 | 80 | 85.1 | 92.3 | 525 | 167 |  | Yes | AMACF
6106853 | Active | BRYANT | CARRIER CORPORATION | OVL098-BF* |  | Oil |  | Non-Weatherized | 98 | 80 | 85.1 | 92.3 | 525 | 167 |  | Yes | AMACF
6452037 | Active | TEMPSTAR,ARCOAIRE,KENMORE,ICP COMMERCIAL,HEIL,DAY & NIGHT,AIRQUEST,KEEPRITE,COMFORTMAKER | CARRIER CORPORATION | OLV098-BF |  | Oil |  | Non-Weatherized | 98 | 80 | 85.1 | 92.3 | 525 | 167 |  | Yes | AMACF
7043385 | Active | WILLIAMSON-THERMOFLO | WILLIAMSON-THERMOFLO | PLB-098-VS-BF |  | Oil |  | Non-Weatherized | 98 | 80 | 85.1 | 92.3 | 525 | 167 |  | Yes | AMACF
5592060 | Active | DETTSON | DETTSON INDUSTRIES, INC. | AMT098SV-RF |  | Oil |  | Non-Weatherized | 98 | 80 | 85.2 | 92.3 | 463 | 138 | Yes | Yes | AMACF
5939721 | Active | CARRIER | CARRIER CORPORATION | OVL098-RF |  | Oil |  | Non-Weatherized | 98 | 80 | 85.2 | 92.3 | 463 | 138 |  | Yes | AMACF
6106857 | Active | BRYANT | CARRIER CORPORATION | OVL098-RF* |  | Oil |  | Non-Weatherized | 98 | 80 | 85.2 | 92.3 | 463 | 138 |  | Yes | AMACF
6452041 | Active | TEMPSTAR,ARCOAIRE,KENMORE,ICP COMMERCIAL,HEIL,DAY & NIGHT,AIRQUEST,KEEPRITE,COMFORTMAKER | CARRIER CORPORATION | OLV098-RF |  | Oil |  | Non-Weatherized | 98 | 80 | 85.2 | 92.3 | 463 | 138 |  | Yes | AMACF
7043389 | Active | WILLIAMSON-THERMOFLO | WILLIAMSON-THERMOFLO | PLB-098-VS-RF |  | Oil |  | Non-Weatherized | 98 | 80 | 85.2 | 92.3 | 463 | 138 |  | Yes | AMACF
5592061 | Active | DETTSON | DETTSON INDUSTRIES, INC. | AMT098SV-RBF |  | Oil |  | Non-Weatherized | 98 | 81 | 85 | 92.4 | 489 | 138 | Yes | Yes | AMACF
5939720 | Active | CARRIER | CARRIER CORPORATION | OVL098-RBF |  | Oil |  | Non-Weatherized | 98 | 81 | 85 | 92.4 | 489 | 138 |  | Yes | AMACF
6106856 | Active | BRYANT | CARRIER CORPORATION | OVL098-RBF* |  | Oil |  | Non-Weatherized | 98 | 81 | 85 | 92.4 | 489 | 138 |  | Yes | AMACF
6452040 | Active | TEMPSTAR,ARCOAIRE,KENMORE,ICP COMMERCIAL,HEIL,DAY & NIGHT,AIRQUEST,KEEPRITE,COMFORTMAKER | CARRIER CORPORATION | OLV098-RBF |  | Oil |  | Non-Weatherized | 98 | 81 | 85 | 92.4 | 489 | 138 |  | Yes | AMACF
7043388 | Discontinued | WILLIAMSON-THERMOFLO | WILLIAMSON-THERMOFLO | PLB-098-VS-RBF |  | Oil |  | Non-Weatherized | 98 | 81 | 85 | 92.4 | 489 | 138 |  | Yes | AMACF
5592062 | Active | DETTSON | DETTSON INDUSTRIES, INC. | AMT098SV-CAR |  | Oil |  | Non-Weatherized | 98 | 81 | 85.2 | 92.9 | 609 | 171 | Yes | Yes | AMACF
5939719 | Active | CARRIER | CARRIER CORPORATION | OVL098-CAR |  | Oil |  | Non-Weatherized | 98 | 81 | 85.2 | 92.9 | 609 | 171 |  | Yes | AMACF
6106855 | Active | BRYANT | CARRIER CORPORATION | OVL098-CAR* |  | Oil |  | Non-Weatherized | 98 | 81 | 85.2 | 92.9 | 609 | 171 |  | Yes | AMACF
6452039 | Active | TEMPSTAR,ARCOAIRE,KENMORE,ICP COMMERCIAL,HEIL,DAY & NIGHT,AIRQUEST,KEEPRITE,COMFORTMAKER | CARRIER CORPORATION | OLV098-CAR |  | Oil |  | Non-Weatherized | 98 | 81 | 85.2 | 92.9 | 609 | 171 |  | Yes | AMACF
7043387 | Active | WILLIAMSON-THERMOFLO | WILLIAMSON-THERMOFLO | PLB-098-VS-CAR |  | Oil |  | Non-Weatherized | 98 | 81 | 85.2 | 92.9 | 609 | 171 |  | Yes | AMACF
5592063 | Active | DETTSON | DETTSON INDUSTRIES, INC. | AMT095SD-BNX |  | Oil |  | Non-Weatherized | 95 | 80 | 87 | 88.5 | 994 | 167 | Yes | No
5939703 | Active | CARRIER | CARRIER CORPORATION | OBL095-BNX |  | Oil |  | Non-Weatherized | 95 | 80 | 87 | 88.5 | 994 | 167 |  | No
6106839 | Active | BRYANT | CARRIER CORPORATION | OBL095-BNX* |  | Oil |  | Non-Weatherized | 95 | 80 | 87 | 88.5 | 994 | 167 |  | No
6452023 | Active | TEMPSTAR,ARCOAIRE,KENMORE,ICP COMMERCIAL,HEIL,DAY & NIGHT,AIRQUEST,KEEPRITE,COMFORTMAKER | CARRIER CORPORATION | OLR095-BNX |  | Oil |  | Non-Weatherized | 95 | 80 | 87 | 88.5 | 994 | 167 |  | No
7043371 | Active | WILLIAMSON-THERMOFLO | WILLIAMSON-THERMOFLO | PLB-095-DD-BNX |  | Oil |  | Non-Weatherized | 95 | 80 | 87 | 88.5 | 994 | 167 |  | No
5592064 | Active | DETTSON | DETTSON INDUSTRIES, INC. | AMT095SD-BF |  | Oil |  | Non-Weatherized | 95 | 81 | 87.1 | 88.4 | 993 | 167 | Yes | No
5939702 | Active | CARRIER | CARRIER CORPORATION | OBL095-BF |  | Oil |  | Non-Weatherized | 95 | 81 | 87.1 | 88.4 | 993 | 167 |  | No
6106838 | Active | BRYANT | CARRIER CORPORATION | OBL095-BF* |  | Oil |  | Non-Weatherized | 95 | 81 | 87.1 | 88.4 | 993 | 167 |  | No
6452022 | Active | TEMPSTAR,ARCOAIRE,KENMORE,ICP COMMERCIAL,HEIL,DAY & NIGHT,AIRQUEST,KEEPRITE,COMFORTMAKER | CARRIER CORPORATION | OLR095-BF |  | Oil |  | Non-Weatherized | 95 | 81 | 87.1 | 88.4 | 993 | 167 |  | No
7043370 | Active | WILLIAMSON-THERMOFLO | WILLIAMSON-THERMOFLO | PLB-095-DD-BF |  | Oil |  | Non-Weatherized | 95 | 81 | 87.1 | 88.4 | 993 | 167 |  | No
5592065 | Active | DETTSON | DETTSON INDUSTRIES, INC. | AMT095SD-RF |  | Oil |  | Non-Weatherized | 95 | 80 | 86.6 | 89 | 937 | 138 | Yes | No
5939706 | Active | CARRIER | CARRIER CORPORATION | OBL095-RF |  | Oil |  | Non-Weatherized | 95 | 80 | 86.6 | 89 | 937 | 138 |  | No
6106842 | Active | BRYANT | CARRIER CORPORATION | OBL095-RF* |  | Oil |  | Non-Weatherized | 95 | 80 | 86.6 | 89 | 937 | 138 |  | No
6452026 | Active | TEMPSTAR,ARCOAIRE,KENMORE,ICP COMMERCIAL,HEIL,DAY & NIGHT,AIRQUEST,KEEPRITE,COMFORTMAKER | CARRIER CORPORATION | OLR095-RF |  | Oil |  | Non-Weatherized | 95 | 80 | 86.6 | 89 | 937 | 138 |  | No
7043374 | Active | WILLIAMSON-THERMOFLO | WILLIAMSON-THERMOFLO | PLB-095-DD-RF |  | Oil |  | Non-Weatherized | 95 | 80 | 86.6 | 89 | 937 | 138 |  | No
5592066 | Active | DETTSON | DETTSON INDUSTRIES, INC. | AMT095SD-RBF |  | Oil |  | Non-Weatherized | 95 | 81 | 87.2 | 88.3 | 955 | 138 | Yes | No
5939705 | Active | CARRIER | CARRIER CORPORATION | OBL095-RBF |  | Oil |  | Non-Weatherized | 95 | 81 | 87.2 | 88.3 | 955 | 138 |  | No
6106841 | Active | BRYANT | CARRIER CORPORATION | OBL095-RBF* |  | Oil |  | Non-Weatherized | 95 | 81 | 87.2 | 88.3 | 955 | 138 |  | No
6452025 | Active | TEMPSTAR,ARCOAIRE,KENMORE,ICP COMMERCIAL,HEIL,DAY & NIGHT,AIRQUEST,KEEPRITE,COMFORTMAKER | CARRIER CORPORATION | OLR095-RBF |  | Oil |  | Non-Weatherized | 95 | 81 | 87.2 | 88.3 | 955 | 138 |  | No
7043373 | Discontinued | WILLIAMSON-THERMOFLO | WILLIAMSON-THERMOFLO | PLB-095-DD-RBF |  | Oil |  | Non-Weatherized | 95 | 81 | 87.2 | 88.3 | 955 | 138 |  | No
5592067 | Active | DETTSON | DETTSON INDUSTRIES, INC. | AMT095SD-CAR |  | Oil |  | Non-Weatherized | 95 | 81 | 87.5 | 87.9 | 1068 | 171 | Yes | No
5939704 | Active | CARRIER | CARRIER CORPORATION | OBL095-CAR |  | Oil |  | Non-Weatherized | 95 | 81 | 87.5 | 87.9 | 1068 | 171 |  | No
6106840 | Active | BRYANT | CARRIER CORPORATION | OBL095-CAR* |  | Oil |  | Non-Weatherized | 95 | 81 | 87.5 | 87.9 | 1068 | 171 |  | No
6452024 | Active | TEMPSTAR,ARCOAIRE,KENMORE,ICP COMMERCIAL,HEIL,DAY & NIGHT,AIRQUEST,KEEPRITE,COMFORTMAKER | CARRIER CORPORATION | OLR095-CAR |  | Oil |  | Non-Weatherized | 95 | 81 | 87.5 | 87.9 | 1068 | 171 |  | No
7043372 | Active | WILLIAMSON-THERMOFLO | WILLIAMSON-THERMOFLO | PLB-095-DD-CAR |  | Oil |  | Non-Weatherized | 95 | 81 | 87.5 | 87.9 | 1068 | 171 |  | No
5592068 | Active | DETTSON | DETTSON INDUSTRIES, INC. | AMT095SV-BNX |  | Oil |  | Non-Weatherized | 95 | 80 | 87 | 90.5 | 473 | 167 | Yes | Yes | AMACF
5939708 | Active | CARRIER | CARRIER CORPORATION | OVL095-BNX |  | Oil |  | Non-Weatherized | 95 | 80 | 87 | 90.5 | 473 | 167 |  | Yes | AMACF
6106844 | Active | BRYANT | CARRIER CORPORATION | OVL095-BNX* |  | Oil |  | Non-Weatherized | 95 | 80 | 87 | 90.5 | 473 | 167 |  | Yes | AMACF
6452028 | Active | TEMPSTAR,ARCOAIRE,KENMORE,ICP COMMERCIAL,HEIL,DAY & NIGHT,AIRQUEST,KEEPRITE,COMFORTMAKER | CARRIER CORPORATION | OLV095-BNX |  | Oil |  | Non-Weatherized | 95 | 80 | 87 | 90.5 | 473 | 167 |  | Yes | AMACF
7043376 | Active | WILLIAMSON-THERMOFLO | WILLIAMSON-THERMOFLO | PLB-095-VS-BNX |  | Oil |  | Non-Weatherized | 95 | 80 | 87 | 90.5 | 473 | 167 |  | Yes | AMACF
5592069 | Active | DETTSON | DETTSON INDUSTRIES, INC. | AMT095SV-BF |  | Oil |  | Non-Weatherized | 95 | 81 | 87.1 | 90.4 | 473 | 167 | Yes | Yes | AMACF
5939707 | Active | CARRIER | CARRIER CORPORATION | OVL095-BF |  | Oil |  | Non-Weatherized | 95 | 81 | 87.1 | 90.4 | 473 | 167 |  | Yes | AMACF
6106843 | Active | BRYANT | CARRIER CORPORATION | OVL095-BF* |  | Oil |  | Non-Weatherized | 95 | 81 | 87.1 | 90.4 | 473 | 167 |  | Yes | AMACF
6452027 | Active | TEMPSTAR,ARCOAIRE,KENMORE,ICP COMMERCIAL,HEIL,DAY & NIGHT,AIRQUEST,KEEPRITE,COMFORTMAKER | CARRIER CORPORATION | OLV095-BF |  | Oil |  | Non-Weatherized | 95 | 81 | 87.1 | 90.4 | 473 | 167 |  | Yes | AMACF
7043375 | Active | WILLIAMSON-THERMOFLO | WILLIAMSON-THERMOFLO | PLB-095-VS-BF |  | Oil |  | Non-Weatherized | 95 | 81 | 87.1 | 90.4 | 473 | 167 |  | Yes | AMACF
5592070 | Active | DETTSON | DETTSON INDUSTRIES, INC. | AMT095SV-RF |  | Oil |  | Non-Weatherized | 95 | 80 | 86.6 | 91.1 | 412 | 138 | Yes | Yes | AMACF
5939711 | Active | CARRIER | CARRIER CORPORATION | OVL095-RF |  | Oil |  | Non-Weatherized | 95 | 80 | 86.6 | 91.1 | 412 | 138 |  | Yes | AMACF
6106847 | Active | BRYANT | CARRIER CORPORATION | OVL095-RF* |  | Oil |  | Non-Weatherized | 95 | 80 | 86.6 | 91.1 | 412 | 138 |  | Yes | AMACF
6452031 | Active | TEMPSTAR,ARCOAIRE,KENMORE,ICP COMMERCIAL,HEIL,DAY & NIGHT,AIRQUEST,KEEPRITE,COMFORTMAKER | CARRIER CORPORATION | OLV095-RF |  | Oil |  | Non-Weatherized | 95 | 80 | 86.6 | 91.1 | 412 | 138 |  | Yes | AMACF
7043379 | Active | WILLIAMSON-THERMOFLO | WILLIAMSON-THERMOFLO | PLB-095-VS-RF |  | Oil |  | Non-Weatherized | 95 | 80 | 86.6 | 91.1 | 412 | 138 |  | Yes | AMACF
5592071 | Active | DETTSON | DETTSON INDUSTRIES, INC. | AMT095SV-RBF |  | Oil |  | Non-Weatherized | 95 | 81 | 87.2 | 90.3 | 436 | 138 | Yes | Yes | AMACF
5939710 | Active | CARRIER | CARRIER CORPORATION | OVL095-RBF |  | Oil |  | Non-Weatherized | 95 | 81 | 87.2 | 90.3 | 436 | 138 |  | Yes | AMACF
6106846 | Active | BRYANT | CARRIER CORPORATION | OVL095-RBF* |  | Oil |  | Non-Weatherized | 95 | 81 | 87.2 | 90.3 | 436 | 138 |  | Yes | AMACF
6452030 | Active | TEMPSTAR,ARCOAIRE,KENMORE,ICP COMMERCIAL,HEIL,DAY & NIGHT,AIRQUEST,KEEPRITE,COMFORTMAKER | CARRIER CORPORATION | OLV095-RBF |  | Oil |  | Non-Weatherized | 95 | 81 | 87.2 | 90.3 | 436 | 138 |  | Yes | AMACF
7043378 | Discontinued | WILLIAMSON-THERMOFLO | WILLIAMSON-THERMOFLO | PLB-095-VS-RBF |  | Oil |  | Non-Weatherized | 95 | 81 | 87.2 | 90.3 | 436 | 138 |  | Yes | AMACF
5592072 | Active | DETTSON | DETTSON INDUSTRIES, INC. | AMT095SV-CAR |  | Oil |  | Non-Weatherized | 95 | 81 | 87.5 | 89.9 | 552 | 171 | Yes | Yes | AMACF
5939709 | Active | CARRIER | CARRIER CORPORATION | OVL095-CAR |  | Oil |  | Non-Weatherized | 95 | 81 | 87.5 | 89.9 | 552 | 171 |  | Yes | AMACF
6106845 | Active | BRYANT | CARRIER CORPORATION | OVL095-CAR* |  | Oil |  | Non-Weatherized | 95 | 81 | 87.5 | 89.9 | 552 | 171 |  | Yes | AMACF
6452029 | Active | TEMPSTAR,ARCOAIRE,KENMORE,ICP COMMERCIAL,HEIL,DAY & NIGHT,AIRQUEST,KEEPRITE,COMFORTMAKER | CARRIER CORPORATION | OLV095-CAR |  | Oil |  | Non-Weatherized | 95 | 81 | 87.5 | 89.9 | 552 | 171 |  | Yes | AMACF
7043377 | Active | WILLIAMSON-THERMOFLO | WILLIAMSON-THERMOFLO | PLB-095-VS-CAR |  | Oil |  | Non-Weatherized | 95 | 81 | 87.5 | 89.9 | 552 | 171 |  | Yes | AMACF
5592073 | Active | DETTSON | DETTSON INDUSTRIES, INC. | AMT112SD-BNX |  | Oil |  | Non-Weatherized | 112 | 93 | 85.9 | 107.3 | 1201 | 167 | Yes | No
5939726 | Active | CARRIER | CARRIER CORPORATION | OBL112-BNX |  | Oil |  | Non-Weatherized | 112 | 93 | 85.9 | 107.3 | 1201 | 167 |  | No
6106861 | Active | BRYANT | CARRIER CORPORATION | OBL112-BNX* |  | Oil |  | Non-Weatherized | 112 | 93 | 85.9 | 107.3 | 1201 | 167 |  | No
6452046 | Active | TEMPSTAR,ARCOAIRE,KENMORE,ICP COMMERCIAL,HEIL,DAY & NIGHT,AIRQUEST,KEEPRITE,COMFORTMAKER | CARRIER CORPORATION | OLR112-BNX |  | Oil |  | Non-Weatherized | 112 | 93 | 85.9 | 107.3 | 1201 | 167 |  | No
7043391 | Active | WILLIAMSON-THERMOFLO | WILLIAMSON-THERMOFLO | PLB-112-DD-BNX |  | Oil |  | Non-Weatherized | 112 | 93 | 85.9 | 107.3 | 1201 | 167 |  | No
5592074 | Active | DETTSON | DETTSON INDUSTRIES, INC. | AMT112SD-BF |  | Oil |  | Non-Weatherized | 112 | 94 | 86.3 | 107 | 1197 | 167 | Yes | No
5939725 | Active | CARRIER | CARRIER CORPORATION | OBL112-BF |  | Oil |  | Non-Weatherized | 112 | 94 | 86.3 | 107 | 1197 | 167 |  | No
6106860 | Active | BRYANT | CARRIER CORPORATION | OBL112-BF* |  | Oil |  | Non-Weatherized | 112 | 94 | 86.3 | 107 | 1197 | 167 |  | No
6452045 | Active | TEMPSTAR,ARCOAIRE,KENMORE,ICP COMMERCIAL,HEIL,DAY & NIGHT,AIRQUEST,KEEPRITE,COMFORTMAKER | CARRIER CORPORATION | OLR112-BF |  | Oil |  | Non-Weatherized | 112 | 94 | 86.3 | 107 | 1197 | 167 |  | No
7043390 | Active | WILLIAMSON-THERMOFLO | WILLIAMSON-THERMOFLO | PLB-112-DD-BF |  | Oil |  | Non-Weatherized | 112 | 94 | 86.3 | 107 | 1197 | 167 |  | No
5592075 | Active | DETTSON | DETTSON INDUSTRIES, INC. | AMT112SD-RF |  | Oil |  | Non-Weatherized | 112 | 94 | 86.1 | 107.3 | 1139 | 138 | Yes | No
5939729 | Active | CARRIER | CARRIER CORPORATION | OBL112-RF |  | Oil |  | Non-Weatherized | 112 | 94 | 86.1 | 107.3 | 1139 | 138 |  | No
6106864 | Active | BRYANT | CARRIER CORPORATION | OBL112-RF* |  | Oil |  | Non-Weatherized | 112 | 94 | 86.1 | 107.3 | 1139 | 138 |  | No
6452049 | Active | TEMPSTAR,ARCOAIRE,KENMORE,ICP COMMERCIAL,HEIL,DAY & NIGHT,AIRQUEST,KEEPRITE,COMFORTMAKER | CARRIER CORPORATION | OLR112-RF |  | Oil |  | Non-Weatherized | 112 | 94 | 86.1 | 107.3 | 1139 | 138 |  | No
7043394 | Active | WILLIAMSON-THERMOFLO | WILLIAMSON-THERMOFLO | PLB-112-DD-RF |  | Oil |  | Non-Weatherized | 112 | 94 | 86.1 | 107.3 | 1139 | 138 |  | No
5592076 | Active | DETTSON | DETTSON INDUSTRIES, INC. | AMT112SD-RBF |  | Oil |  | Non-Weatherized | 112 | 94 | 86.5 | 106.7 | 1159 | 138 | Yes | No
5939728 | Active | CARRIER | CARRIER CORPORATION | OBL112-RBF |  | Oil |  | Non-Weatherized | 112 | 94 | 86.5 | 106.7 | 1159 | 138 |  | No
6106863 | Active | BRYANT | CARRIER CORPORATION | OBL112-RBF* |  | Oil |  | Non-Weatherized | 112 | 94 | 86.5 | 106.7 | 1159 | 138 |  | No
6452048 | Active | TEMPSTAR,ARCOAIRE,KENMORE,ICP COMMERCIAL,HEIL,DAY & NIGHT,AIRQUEST,KEEPRITE,COMFORTMAKER | CARRIER CORPORATION | OLR112-RBF |  | Oil |  | Non-Weatherized | 112 | 94 | 86.5 | 106.7 | 1159 | 138 |  | No
7043393 | Discontinued | WILLIAMSON-THERMOFLO | WILLIAMSON-THERMOFLO | PLB-112-DD-RBF |  | Oil |  | Non-Weatherized | 112 | 94 | 86.5 | 106.7 | 1159 | 138 |  | No
5592077 | Active | DETTSON | DETTSON INDUSTRIES, INC. | AMT112SD-CAR |  | Oil |  | Non-Weatherized | 112 | 94 | 86.4 | 106.8 | 1276 | 171 | Yes | No
5939727 | Active | CARRIER | CARRIER CORPORATION | OBL112-CAR |  | Oil |  | Non-Weatherized | 112 | 94 | 86.4 | 106.8 | 1276 | 171 |  | No
6106862 | Active | BRYANT | CARRIER CORPORATION | OBL112-CAR* |  | Oil |  | Non-Weatherized | 112 | 94 | 86.4 | 106.8 | 1276 | 171 |  | No
6452047 | Active | TEMPSTAR,ARCOAIRE,KENMORE,ICP COMMERCIAL,HEIL,DAY & NIGHT,AIRQUEST,KEEPRITE,COMFORTMAKER | CARRIER CORPORATION | OLR112-CAR |  | Oil |  | Non-Weatherized | 112 | 94 | 86.4 | 106.8 | 1276 | 171 |  | No
7043392 | Active | WILLIAMSON-THERMOFLO | WILLIAMSON-THERMOFLO | PLB-112-DD-CAR |  | Oil |  | Non-Weatherized | 112 | 94 | 86.4 | 106.8 | 1276 | 171 |  | No
5592078 | Active | DETTSON | DETTSON INDUSTRIES, INC. | AMT112SV-BNX |  | Oil |  | Non-Weatherized | 112 | 93 | 85.9 | 109.7 | 598 | 167 | Yes | Yes | AMACF
5939731 | Active | CARRIER | CARRIER CORPORATION | OVL112-BNX |  | Oil |  | Non-Weatherized | 112 | 93 | 85.9 | 109.7 | 598 | 167 |  | Yes | AMACF
6106866 | Active | BRYANT | CARRIER CORPORATION | OVL112-BNX* |  | Oil |  | Non-Weatherized | 112 | 93 | 85.9 | 109.7 | 598 | 167 |  | Yes | AMACF
6452051 | Active | TEMPSTAR,ARCOAIRE,KENMORE,ICP COMMERCIAL,HEIL,DAY & NIGHT,AIRQUEST,KEEPRITE,COMFORTMAKER | CARRIER CORPORATION | OLV112-BNX |  | Oil |  | Non-Weatherized | 112 | 93 | 85.9 | 109.7 | 598 | 167 |  | Yes | AMACF
7043396 | Active | WILLIAMSON-THERMOFLO | WILLIAMSON-THERMOFLO | PLB-112-VS-BNX |  | Oil |  | Non-Weatherized | 112 | 93 | 85.9 | 109.7 | 598 | 167 |  | Yes | AMACF
5592079 | Active | DETTSON | DETTSON INDUSTRIES, INC. | AMT112SV-BF |  | Oil |  | Non-Weatherized | 112 | 94 | 86.3 | 109.3 | 596 | 167 | Yes | Yes | AMACF
5939730 | Active | CARRIER | CARRIER CORPORATION | OVL112-BF |  | Oil |  | Non-Weatherized | 112 | 94 | 86.3 | 109.3 | 596 | 167 |  | Yes | AMACF
6106865 | Active | BRYANT | CARRIER CORPORATION | OVL112-BF* |  | Oil |  | Non-Weatherized | 112 | 94 | 86.3 | 109.3 | 596 | 167 |  | Yes | AMACF
6452050 | Active | TEMPSTAR,ARCOAIRE,KENMORE,ICP COMMERCIAL,HEIL,DAY & NIGHT,AIRQUEST,KEEPRITE,COMFORTMAKER | CARRIER CORPORATION | OLV112-BF |  | Oil |  | Non-Weatherized | 112 | 94 | 86.3 | 109.3 | 596 | 167 |  | Yes | AMACF
7043395 | Active | WILLIAMSON-THERMOFLO | WILLIAMSON-THERMOFLO | PLB-112-VS-BF |  | Oil |  | Non-Weatherized | 112 | 94 | 86.3 | 109.3 | 596 | 167 |  | Yes | AMACF
5592080 | Active | DETTSON | DETTSON INDUSTRIES, INC. | AMT112SV-RF |  | Oil |  | Non-Weatherized | 112 | 94 | 86.1 | 109.6 | 535 | 138 | Yes | Yes | AMACF
5939734 | Active | CARRIER | CARRIER CORPORATION | OVL112-RF |  | Oil |  | Non-Weatherized | 112 | 94 | 86.1 | 109.6 | 535 | 138 |  | Yes | AMACF
6106869 | Active | BRYANT | CARRIER CORPORATION | OVL112-RF* |  | Oil |  | Non-Weatherized | 112 | 94 | 86.1 | 109.6 | 535 | 138 |  | Yes | AMACF
6452054 | Active | TEMPSTAR,ARCOAIRE,KENMORE,ICP COMMERCIAL,HEIL,DAY & NIGHT,AIRQUEST,KEEPRITE,COMFORTMAKER | CARRIER CORPORATION | OLV112-RF |  | Oil |  | Non-Weatherized | 112 | 94 | 86.1 | 109.6 | 535 | 138 |  | Yes | AMACF
7043399 | Active | WILLIAMSON-THERMOFLO | WILLIAMSON-THERMOFLO | PLB-112-VS-RF |  | Oil |  | Non-Weatherized | 112 | 94 | 86.1 | 109.6 | 535 | 138 |  | Yes | AMACF
5592081 | Active | DETTSON | DETTSON INDUSTRIES, INC. | AMT112SV-RBF |  | Oil |  | Non-Weatherized | 112 | 94 | 86.5 | 109.1 | 558 | 138 | Yes | Yes | AMACF
5939733 | Active | CARRIER | CARRIER CORPORATION | OVL112-RBF |  | Oil |  | Non-Weatherized | 112 | 94 | 86.5 | 109.1 | 558 | 138 |  | Yes | AMACF
6106868 | Active | BRYANT | CARRIER CORPORATION | OVL112-RBF* |  | Oil |  | Non-Weatherized | 112 | 94 | 86.5 | 109.1 | 558 | 138 |  | Yes | AMACF
6452053 | Active | TEMPSTAR,ARCOAIRE,KENMORE,ICP COMMERCIAL,HEIL,DAY & NIGHT,AIRQUEST,KEEPRITE,COMFORTMAKER | CARRIER CORPORATION | OLV112-RBF |  | Oil |  | Non-Weatherized | 112 | 94 | 86.5 | 109.1 | 558 | 138 |  | Yes | AMACF
7043398 | Discontinued | WILLIAMSON-THERMOFLO | WILLIAMSON-THERMOFLO | PLB-112-VS-RBF |  | Oil |  | Non-Weatherized | 112 | 94 | 86.5 | 109.1 | 558 | 138 |  | Yes | AMACF
5592083 | Active | DETTSON | DETTSON INDUSTRIES, INC. | AMT112SV-CAR |  | Oil |  | Non-Weatherized | 112 | 94 | 86.4 | 109.1 | 675 | 171 | Yes | Yes | AMACF
5939732 | Active | CARRIER | CARRIER CORPORATION | OVL112-CAR |  | Oil |  | Non-Weatherized | 112 | 94 | 86.4 | 109.1 | 675 | 171 |  | Yes | AMACF
6106867 | Active | BRYANT | CARRIER CORPORATION | OVL112-CAR* |  | Oil |  | Non-Weatherized | 112 | 94 | 86.4 | 109.1 | 675 | 171 |  | Yes | AMACF
6452052 | Active | TEMPSTAR,ARCOAIRE,KENMORE,ICP COMMERCIAL,HEIL,DAY & NIGHT,AIRQUEST,KEEPRITE,COMFORTMAKER | CARRIER CORPORATION | OLV112-CAR |  | Oil |  | Non-Weatherized | 112 | 94 | 86.4 | 109.1 | 675 | 171 |  | Yes | AMACF
7043397 | Active | WILLIAMSON-THERMOFLO | WILLIAMSON-THERMOFLO | PLB-112-VS-CAR |  | Oil |  | Non-Weatherized | 112 | 94 | 86.4 | 109.1 | 675 | 171 |  | Yes | AMACF
5592084 | Active | DETTSON | DETTSON INDUSTRIES, INC. | AMT126SD-BNX |  | Oil |  | Non-Weatherized | 126 | 106 | 86.6 | 106.3 | 1242 | 167 | Yes | No
5939738 | Active | CARRIER | CARRIER CORPORATION | OBL126-BNX |  | Oil |  | Non-Weatherized | 126 | 106 | 86.6 | 106.3 | 1242 | 167 |  | No
6106872 | Active | BRYANT | CARRIER CORPORATION | OBL126-BNX* |  | Oil |  | Non-Weatherized | 126 | 106 | 86.6 | 106.3 | 1242 | 167 |  | No
6452058 | Active | TEMPSTAR,ARCOAIRE,KENMORE,ICP COMMERCIAL,HEIL,DAY & NIGHT,AIRQUEST,KEEPRITE,COMFORTMAKER | CARRIER CORPORATION | OLR126-BNX |  | Oil |  | Non-Weatherized | 126 | 106 | 86.6 | 106.3 | 1242 | 167 |  | No
5592085 | Active | DETTSON | DETTSON INDUSTRIES, INC. | AMT126SD-RF |  | Oil |  | Non-Weatherized | 126 | 106 | 86.6 | 106.5 | 1185 | 138 | Yes | No
5939740 | Active | CARRIER | CARRIER CORPORATION | OBL126-RF |  | Oil |  | Non-Weatherized | 126 | 106 | 86.6 | 106.5 | 1185 | 138 |  | No
6106874 | Active | BRYANT | CARRIER CORPORATION | OBL126-RF* |  | Oil |  | Non-Weatherized | 126 | 106 | 86.6 | 106.5 | 1185 | 138 |  | No
6452060 | Active | TEMPSTAR,ARCOAIRE,KENMORE,ICP COMMERCIAL,HEIL,DAY & NIGHT,AIRQUEST,KEEPRITE,COMFORTMAKER | CARRIER CORPORATION | OLR126-RF |  | Oil |  | Non-Weatherized | 126 | 106 | 86.6 | 106.5 | 1185 | 138 |  | No
5592086 | Active | DETTSON | DETTSON INDUSTRIES, INC. | AMT126SV-BNX |  | Oil |  | Non-Weatherized | 126 | 106 | 86.6 | 109.2 | 506 | 167 | Yes | Yes | AMACF
5939741 | Active | CARRIER | CARRIER CORPORATION | OVL126-BNX |  | Oil |  | Non-Weatherized | 126 | 106 | 86.6 | 109.2 | 506 | 167 |  | Yes | AMACF
6106875 | Active | BRYANT | CARRIER CORPORATION | OVL126-BNX* |  | Oil |  | Non-Weatherized | 126 | 106 | 86.6 | 109.2 | 506 | 167 |  | Yes | AMACF
6452061 | Active | TEMPSTAR,ARCOAIRE,KENMORE,ICP COMMERCIAL,HEIL,DAY & NIGHT,AIRQUEST,KEEPRITE,COMFORTMAKER | CARRIER CORPORATION | OLV126-BNX |  | Oil |  | Non-Weatherized | 126 | 106 | 86.6 | 109.2 | 506 | 167 |  | Yes | AMACF
5592087 | Active | DETTSON | DETTSON INDUSTRIES, INC. | AMT126SV-RF |  | Oil |  | Non-Weatherized | 126 | 106 | 86.6 | 109.4 | 448 | 138 | Yes | Yes | AMACF
5939743 | Active | CARRIER | CARRIER CORPORATION | OVL126-RF |  | Oil |  | Non-Weatherized | 126 | 106 | 86.6 | 109.4 | 448 | 138 |  | Yes | AMACF
6106877 | Active | BRYANT | CARRIER CORPORATION | OVL126-RF* |  | Oil |  | Non-Weatherized | 126 | 106 | 86.6 | 109.4 | 448 | 138 |  | Yes | AMACF
6452063 | Active | TEMPSTAR,ARCOAIRE,KENMORE,ICP COMMERCIAL,HEIL,DAY & NIGHT,AIRQUEST,KEEPRITE,COMFORTMAKER | CARRIER CORPORATION | OLV126-RF |  | Oil |  | Non-Weatherized | 126 | 106 | 86.6 | 109.4 | 448 | 138 |  | Yes | AMACF
5592088 | Active | DETTSON | DETTSON INDUSTRIES, INC. | AMT126SV-RBF |  | Oil |  | Non-Weatherized | 126 | 107 | 87.5 | 108.2 | 466 | 138 | Yes | Yes | AMACF
5939742 | Active | CARRIER | CARRIER CORPORATION | OVL126-RBF |  | Oil |  | Non-Weatherized | 126 | 107 | 87.5 | 108.2 | 466 | 138 |  | Yes | AMACF
6106876 | Active | BRYANT | CARRIER CORPORATION | OVL126-RBF* |  | Oil |  | Non-Weatherized | 126 | 107 | 87.5 | 108.2 | 466 | 138 |  | Yes | AMACF
6452062 | Active | TEMPSTAR,ARCOAIRE,KENMORE,ICP COMMERCIAL,HEIL,DAY & NIGHT,AIRQUEST,KEEPRITE,COMFORTMAKER | CARRIER CORPORATION | OLV126-RBF |  | Oil |  | Non-Weatherized | 126 | 107 | 87.5 | 108.2 | 466 | 138 |  | Yes | AMACF
5592089 | Active | DETTSON | DETTSON INDUSTRIES, INC. | AMT154SD-BNX |  | Oil |  | Non-Weatherized | 154 | 128 | 85.5 | 144.6 | 1399 | 167 | Yes | No
5939747 | Active | CARRIER | CARRIER CORPORATION | OBL154-BNX |  | Oil |  | Non-Weatherized | 154 | 128 | 85.5 | 144.6 | 1399 | 167 |  | No
6106880 | Active | BRYANT | CARRIER CORPORATION | OBL154-BNX* |  | Oil |  | Non-Weatherized | 154 | 128 | 85.5 | 144.6 | 1399 | 167 |  | No
6452067 | Active | TEMPSTAR,ARCOAIRE,KENMORE,ICP COMMERCIAL,HEIL,DAY & NIGHT,AIRQUEST,KEEPRITE,COMFORTMAKER | CARRIER CORPORATION | OLR154-BNX |  | Oil |  | Non-Weatherized | 154 | 128 | 85.5 | 144.6 | 1399 | 167 |  | No
5592090 | Active | DETTSON | DETTSON INDUSTRIES, INC. | AMT154SD-RF |  | Oil |  | Non-Weatherized | 154 | 128 | 85.8 | 144.1 | 1334 | 138 | Yes | No
5939749 | Active | CARRIER | CARRIER CORPORATION | OBL154-RF |  | Oil |  | Non-Weatherized | 154 | 128 | 85.8 | 144.1 | 1334 | 138 |  | No
6106882 | Active | BRYANT | CARRIER CORPORATION | OBL154-RF* |  | Oil |  | Non-Weatherized | 154 | 128 | 85.8 | 144.1 | 1334 | 138 |  | No
6452069 | Active | TEMPSTAR,ARCOAIRE,KENMORE,ICP COMMERCIAL,HEIL,DAY & NIGHT,AIRQUEST,KEEPRITE,COMFORTMAKER | CARRIER CORPORATION | OLR154-RF |  | Oil |  | Non-Weatherized | 154 | 128 | 85.8 | 144.1 | 1334 | 138 |  | No
5592091 | Active | DETTSON | DETTSON INDUSTRIES, INC. | AMT154SD-RBF |  | Oil |  | Non-Weatherized | 154 | 129 | 86.2 | 143.5 | 1353 | 138 | Yes | No
5939748 | Active | CARRIER | CARRIER CORPORATION | OBL154-RBF |  | Oil |  | Non-Weatherized | 154 | 129 | 86.2 | 143.5 | 1353 | 138 |  | No
6106881 | Active | BRYANT | CARRIER CORPORATION | OBL154-RBF* |  | Oil |  | Non-Weatherized | 154 | 129 | 86.2 | 143.5 | 1353 | 138 |  | No
6452068 | Active | TEMPSTAR,ARCOAIRE,KENMORE,ICP COMMERCIAL,HEIL,DAY & NIGHT,AIRQUEST,KEEPRITE,COMFORTMAKER | CARRIER CORPORATION | OLR154-RBF |  | Oil |  | Non-Weatherized | 154 | 129 | 86.2 | 143.5 | 1353 | 138 |  | No
5592092 | Active | DETTSON | DETTSON INDUSTRIES, INC. | AMT154SV-BNX |  | Oil |  | Non-Weatherized | 154 | 128 | 85.5 | 147.2 | 729 | 167 | Yes | Yes | AMACF
5939750 | Active | CARRIER | CARRIER CORPORATION | OVL154-BNX |  | Oil |  | Non-Weatherized | 154 | 128 | 85.5 | 147.2 | 729 | 167 |  | Yes | AMACF
6106883 | Active | BRYANT | CARRIER CORPORATION | OVL154-BNX* |  | Oil |  | Non-Weatherized | 154 | 128 | 85.5 | 147.2 | 729 | 167 |  | Yes | AMACF
6452070 | Active | TEMPSTAR,ARCOAIRE,KENMORE,ICP COMMERCIAL,HEIL,DAY & NIGHT,AIRQUEST,KEEPRITE,COMFORTMAKER | CARRIER CORPORATION | OLV154-BNX |  | Oil |  | Non-Weatherized | 154 | 128 | 85.5 | 147.2 | 729 | 167 |  | Yes | AMACF
5592093 | Active | DETTSON | DETTSON INDUSTRIES, INC. | AMT154SV-RF |  | Oil |  | Non-Weatherized | 154 | 128 | 85.8 | 146.8 | 665 | 138 | Yes | Yes | AMACF
5939752 | Active | CARRIER | CARRIER CORPORATION | OVL154-RF |  | Oil |  | Non-Weatherized | 154 | 128 | 85.8 | 146.8 | 665 | 138 |  | Yes | AMACF
6106885 | Active | BRYANT | CARRIER CORPORATION | OVL154-RF* |  | Oil |  | Non-Weatherized | 154 | 128 | 85.8 | 146.8 | 665 | 138 |  | Yes | AMACF
6452072 | Active | TEMPSTAR,ARCOAIRE,KENMORE,ICP COMMERCIAL,HEIL,DAY & NIGHT,AIRQUEST,KEEPRITE,COMFORTMAKER | CARRIER CORPORATION | OLV154-RF |  | Oil |  | Non-Weatherized | 154 | 128 | 85.8 | 146.8 | 665 | 138 |  | Yes | AMACF
5592094 | Active | DETTSON | DETTSON INDUSTRIES, INC. | AMT154SV-RBF |  | Oil |  | Non-Weatherized | 154 | 129 | 86.2 | 146.1 | 688 | 138 | Yes | Yes | AMACF
5939751 | Active | CARRIER | CARRIER CORPORATION | OVL154-RBF |  | Oil |  | Non-Weatherized | 154 | 129 | 86.2 | 146.1 | 688 | 138 |  | Yes | AMACF
6106884 | Active | BRYANT | CARRIER CORPORATION | OVL154-RBF* |  | Oil |  | Non-Weatherized | 154 | 129 | 86.2 | 146.1 | 688 | 138 |  | Yes | AMACF
6452071 | Active | TEMPSTAR,ARCOAIRE,KENMORE,ICP COMMERCIAL,HEIL,DAY & NIGHT,AIRQUEST,KEEPRITE,COMFORTMAKER | CARRIER CORPORATION | OLV154-RBF |  | Oil |  | Non-Weatherized | 154 | 129 | 86.2 | 146.1 | 688 | 138 |  | Yes | AMACF
5592105 | Active | DETTSON | DETTSON INDUSTRIES, INC. | AMP120-RF |  | Oil | Upflow, Downflow, Horizontal | Non-Weatherized | 119 | 99 | 83.8 | 111.7 | 772 | 138 | Yes | No
5939666 | Active | CARRIER | CARRIER CORPORATION | CBM120-RF |  | Oil | Upflow, Downflow, Horizontal | Non-Weatherized | 119 | 99 | 83.8 | 111.7 | 772 | 138 |  | No
6106807 | Active | BRYANT | CARRIER CORPORATION | CBM120-RF* |  | Oil | Upflow, Downflow, Horizontal | Non-Weatherized | 119 | 99 | 83.8 | 111.7 | 772 | 138 |  | No
6741659 | Active | TEMPSTAR,ARCOAIRE,KENMORE,ICP COMMERCIAL,HEIL,DAY & NIGHT,AIRQUEST,KEEPRITE,COMFORTMAKER | CARRIER CORPORATION | NOMF120-RF |  | Oil | Upflow, Downflow, Horizontal | Non-Weatherized | 119 | 99 | 83.8 | 111.7 | 772 | 138 |  | No
5592106 | Active | DETTSON | DETTSON INDUSTRIES, INC. | AMP120R50-IEV |  | Oil | Upflow, Downflow, Horizontal | Non-Weatherized | 119 | 99 | 85.7 | 110.4 | 491 | 138 | Yes | Yes | AMACF
5939667 | Active | CARRIER | CARRIER CORPORATION | CVM120-RF |  | Oil | Upflow, Downflow, Horizontal | Non-Weatherized | 119 | 99 | 85.7 | 110.4 | 491 | 138 |  | Yes | AMACF
6106808 | Active | BRYANT | CARRIER CORPORATION | CVM120-RF* |  | Oil | Upflow, Downflow, Horizontal | Non-Weatherized | 119 | 99 | 85.7 | 110.4 | 491 | 138 |  | Yes | AMACF
6741660 | Active | TEMPSTAR,ARCOAIRE,KENMORE,ICP COMMERCIAL,HEIL,DAY & NIGHT,AIRQUEST,KEEPRITE,COMFORTMAKER | CARRIER CORPORATION | NOMV120-RF |  | Oil | Upflow, Downflow, Horizontal | Non-Weatherized | 119 | 99 | 85.7 | 110.4 | 491 | 138 |  | Yes | AMACF
5592108 | Active | DETTSON | DETTSON INDUSTRIES, INC. | AMP140-RF |  | Oil | Upflow, Downflow, Horizontal | Non-Weatherized | 140 | 116 | 84.7 | 129.2 | 845 | 138 | Yes | No
5939675 | Active | CARRIER | CARRIER CORPORATION | CBM140-RF |  | Oil | Upflow, Downflow, Horizontal | Non-Weatherized | 140 | 116 | 84.7 | 129.2 | 845 | 138 |  | No
6106815 | Active | BRYANT | CARRIER CORPORATION | CBM140-RF* |  | Oil | Upflow, Downflow, Horizontal | Non-Weatherized | 140 | 116 | 84.7 | 129.2 | 845 | 138 |  | No
6741668 | Active | TEMPSTAR,ARCOAIRE,KENMORE,ICP COMMERCIAL,HEIL,DAY & NIGHT,AIRQUEST,KEEPRITE,COMFORTMAKER | CARRIER CORPORATION | NOMF140-RF |  | Oil | Upflow, Downflow, Horizontal | Non-Weatherized | 140 | 116 | 84.7 | 129.2 | 845 | 138 |  | No
5592110 | Active | DETTSON | DETTSON INDUSTRIES, INC. | AMP140R50-IEV |  | Oil | Upflow, Downflow, Horizontal | Non-Weatherized | 140 | 116 | 84.9 | 111.2 | 546 | 138 | Yes | Yes | AMACF
5939676 | Active | CARRIER | CARRIER CORPORATION | CVM140-RF |  | Oil | Upflow, Downflow, Horizontal | Non-Weatherized | 140 | 116 | 84.9 | 111.2 | 546 | 138 |  | Yes | AMACF
6106816 | Active | BRYANT | CARRIER CORPORATION | CVM140-RF* |  | Oil | Upflow, Downflow, Horizontal | Non-Weatherized | 140 | 116 | 84.9 | 111.2 | 546 | 138 |  | Yes | AMACF
6741669 | Active | TEMPSTAR,ARCOAIRE,KENMORE,ICP COMMERCIAL,HEIL,DAY & NIGHT,AIRQUEST,KEEPRITE,COMFORTMAKER | CARRIER CORPORATION | NOMV140-RF |  | Oil | Upflow, Downflow, Horizontal | Non-Weatherized | 140 | 116 | 84.9 | 111.2 | 546 | 138 |  | Yes | AMACF
5592112 | Active | DETTSON | DETTSON INDUSTRIES, INC. | AMP155-RF |  | Oil | Upflow, Downflow, Horizontal | Non-Weatherized | 154 | 126 | 84 | 148.2 | 1110 | 138 | Yes | No
5939684 | Active | CARRIER | CARRIER CORPORATION | CBM155-RF |  | Oil | Upflow, Downflow, Horizontal | Non-Weatherized | 154 | 126 | 84 | 148.2 | 1110 | 138 |  | No
6106823 | Active | BRYANT | CARRIER CORPORATION | CBM155-RF* |  | Oil | Upflow, Downflow, Horizontal | Non-Weatherized | 154 | 126 | 84 | 148.2 | 1110 | 138 |  | No
6741677 | Active | TEMPSTAR,ARCOAIRE,KENMORE,ICP COMMERCIAL,HEIL,DAY & NIGHT,AIRQUEST,KEEPRITE,COMFORTMAKER | CARRIER CORPORATION | NOMF156-RF |  | Oil | Upflow, Downflow, Horizontal | Non-Weatherized | 154 | 126 | 84 | 148.2 | 1110 | 138 |  | No
5592113 | Active | DETTSON | DETTSON INDUSTRIES, INC. | AMP155R50-IEV |  | Oil | Upflow, Downflow, Horizontal | Non-Weatherized | 154 | 127 | 84.3 | 111.9 | 556 | 138 | Yes | Yes | AMACF
5939685 | Active | CARRIER | CARRIER CORPORATION | CVM155-RF |  | Oil | Upflow, Downflow, Horizontal | Non-Weatherized | 154 | 127 | 84.3 | 111.9 | 556 | 138 |  | Yes | AMACF
6106824 | Active | BRYANT | CARRIER CORPORATION | CVM155-RF* |  | Oil | Upflow, Downflow, Horizontal | Non-Weatherized | 154 | 127 | 84.3 | 111.9 | 556 | 138 |  | Yes | AMACF
6741678 | Active | TEMPSTAR,ARCOAIRE,KENMORE,ICP COMMERCIAL,HEIL,DAY & NIGHT,AIRQUEST,KEEPRITE,COMFORTMAKER | CARRIER CORPORATION | NOMV156-RF |  | Oil | Upflow, Downflow, Horizontal | Non-Weatherized | 154 | 127 | 84.3 | 111.9 | 556 | 138 |  | Yes | AMACF
5592114 | Active | DETTSON | DETTSON INDUSTRIES, INC. | AMP168-BF |  | Oil | Upflow, Downflow, Horizontal | Non-Weatherized | 168 | 140 | 84.1 | 149.6 | 1507 | 167 | Yes | No
6741679 | Active | TEMPSTAR,ARCOAIRE,KENMORE,ICP COMMERCIAL,HEIL,DAY & NIGHT,AIRQUEST,KEEPRITE,COMFORTMAKER | CARRIER CORPORATION | OTF168-BF |  | Oil | Upflow, Downflow, Horizontal | Non-Weatherized | 168 | 140 | 84.1 | 149.6 | 1507 | 167 |  | No
5592115 | Active | DETTSON | DETTSON INDUSTRIES, INC. | AMP168-RF |  | Oil | Upflow, Downflow, Horizontal | Non-Weatherized | 168 | 139 | 85 | 147.3 | 1425 | 138 | Yes | No
6741680 | Active | TEMPSTAR,ARCOAIRE,KENMORE,ICP COMMERCIAL,HEIL,DAY & NIGHT,AIRQUEST,KEEPRITE,COMFORTMAKER | CARRIER CORPORATION | OTF168-RF |  | Oil | Upflow, Downflow, Horizontal | Non-Weatherized | 168 | 139 | 85 | 147.3 | 1425 | 138 |  | No
5592116 | Active | DETTSON | DETTSON INDUSTRIES, INC. | AMP189-BF |  | Oil | Upflow,Downflow,Horizontal | Non-Weatherized | 189 | 154 | 83 | 169.7 | 1347 | 167 | Yes | No
6741681 | Active | TEMPSTAR,ARCOAIRE,KENMORE,ICP COMMERCIAL,HEIL,DAY & NIGHT,AIRQUEST,KEEPRITE,COMFORTMAKER | CARRIER CORPORATION | OTF189-BF |  | Oil | Upflow,Downflow,Horizontal | Non-Weatherized | 189 | 154 | 83 | 169.7 | 1347 | 167 |  | No
5592117 | Active | DETTSON | DETTSON INDUSTRIES, INC. | AMP189-RF |  | Oil | Upflow, Downflow, Horizontal | Non-Weatherized | 189 | 155 | 83.8 | 167 | 1268 | 138 | Yes | No
6741682 | Active | TEMPSTAR,ARCOAIRE,KENMORE,ICP COMMERCIAL,HEIL,DAY & NIGHT,AIRQUEST,KEEPRITE,COMFORTMAKER | CARRIER CORPORATION | OTF189-RF |  | Oil | Upflow, Downflow, Horizontal | Non-Weatherized | 189 | 155 | 83.8 | 167 | 1268 | 138 |  | No
5592118 | Active | DETTSON | DETTSON INDUSTRIES, INC. | AMP210-BF |  | Oil | Upflow, Downflow, Horizontal | Non-Weatherized | 210 | 172 | 83.2 | 189.2 | 1346 | 167 | Yes | No
6741683 | Active | TEMPSTAR,ARCOAIRE,KENMORE,ICP COMMERCIAL,HEIL,DAY & NIGHT,AIRQUEST,KEEPRITE,COMFORTMAKER | CARRIER CORPORATION | OTF210-BF |  | Oil | Upflow, Downflow, Horizontal | Non-Weatherized | 210 | 172 | 83.2 | 189.2 | 1346 | 167 |  | No
5592119 | Active | DETTSON | DETTSON INDUSTRIES, INC. | AMP210-RF |  | Oil | Upflow, Downflow, Horizontal | Non-Weatherized | 210 | 171 | 83.2 | 186.1 | 1266 | 138 | Yes | No
6452005 | Active | TEMPSTAR,ARCOAIRE,KENMORE,ICP COMMERCIAL,HEIL,DAY & NIGHT,AIRQUEST,KEEPRITE,COMFORTMAKER | CARRIER CORPORATION | OTF210-RF |  | Oil | Upflow, Downflow, Horizontal | Non-Weatherized | 210 | 171 | 83.2 | 186.1 | 1266 | 138 |  | No
5592121 | Active | DETTSON | DETTSON INDUSTRIES, INC. | AMT075-RF |  | Oil |  | Non-Weatherized | 70 | 57 | 85.2 | 53.5 | 762 | 138 | Yes | No
5939687 | Active | CARRIER | CARRIER CORPORATION | CBL075-RF |  | Oil |  | Non-Weatherized | 70 | 57 | 85.2 | 53.5 | 762 | 138 |  | No
6106825 | Active | BRYANT | CARRIER CORPORATION | CBL075-RF* |  | Oil |  | Non-Weatherized | 70 | 57 | 85.2 | 53.5 | 762 | 138 |  | No
6452007 | Active | TEMPSTAR,ARCOAIRE,KENMORE,ICP COMMERCIAL,HEIL,DAY & NIGHT,AIRQUEST,KEEPRITE,COMFORTMAKER | CARRIER CORPORATION | AMT075-RF |  | Oil |  | Non-Weatherized | 70 | 57 | 85.2 | 53.5 | 762 | 138 |  | No
5592122 | Active | DETTSON | DETTSON INDUSTRIES, INC. | AMT075R50-IEV |  | Oil |  | Non-Weatherized | 70 | 58 | 85.1 | 55.6 | 256 | 138 | Yes | Yes | AMACF
5939688 | Active | CARRIER | CARRIER CORPORATION | CVL075-RF |  | Oil |  | Non-Weatherized | 70 | 58 | 85.1 | 55.6 | 256 | 138 |  | Yes | AMACF
6106826 | Active | BRYANT | CARRIER CORPORATION | CVL075-RF* |  | Oil |  | Non-Weatherized | 70 | 58 | 85.1 | 55.6 | 256 | 138 |  | Yes | AMACF
6452008 | Active | TEMPSTAR,ARCOAIRE,KENMORE,ICP COMMERCIAL,HEIL,DAY & NIGHT,AIRQUEST,KEEPRITE,COMFORTMAKER | CARRIER CORPORATION | AMT075R50-IEV |  | Oil |  | Non-Weatherized | 70 | 58 | 85.1 | 55.6 | 256 | 138 |  | Yes | AMACF
5592125 | Active | DETTSON | DETTSON INDUSTRIES, INC. | AMT090R50-IEV |  | Oil |  | Non-Weatherized | 91 | 75 | 85.6 | 73.8 | 318 | 138 | Yes | Yes | AMACF
5939701 | Active | CARRIER | CARRIER CORPORATION | CVL090-RF |  | Oil |  | Non-Weatherized | 91 | 75 | 85.6 | 73.8 | 318 | 138 |  | Yes | AMACF
6106837 | Active | BRYANT | CARRIER CORPORATION | CVL090-RF* |  | Oil |  | Non-Weatherized | 91 | 75 | 85.6 | 73.8 | 318 | 138 |  | Yes | AMACF
6452021 | Active | TEMPSTAR,ARCOAIRE,KENMORE,ICP COMMERCIAL,HEIL,DAY & NIGHT,AIRQUEST,KEEPRITE,COMFORTMAKER | CARRIER CORPORATION | AMT090R50-IEV |  | Oil |  | Non-Weatherized | 91 | 75 | 85.6 | 73.8 | 318 | 138 |  | Yes | AMACF
5592128 | Active | DETTSON | DETTSON INDUSTRIES, INC. | AMT105-RF |  | Oil |  | Non-Weatherized | 105 | 86 | 83.7 | 91.1 | 1162 | 138 | Yes | No
5939723 | Active | CARRIER | CARRIER CORPORATION | CBL105-RF |  | Oil |  | Non-Weatherized | 105 | 86 | 83.7 | 91.1 | 1162 | 138 |  | No
6106858 | Active | BRYANT | CARRIER CORPORATION | CBL105-RF* |  | Oil |  | Non-Weatherized | 105 | 86 | 83.7 | 91.1 | 1162 | 138 |  | No
6452043 | Active | TEMPSTAR,ARCOAIRE,KENMORE,ICP COMMERCIAL,HEIL,DAY & NIGHT,AIRQUEST,KEEPRITE,COMFORTMAKER | CARRIER CORPORATION | AMT105-RF |  | Oil |  | Non-Weatherized | 105 | 86 | 83.7 | 91.1 | 1162 | 138 |  | No
5592129 | Active | DETTSON | DETTSON INDUSTRIES, INC. | AMT105R50-IEV |  | Oil |  | Non-Weatherized | 105 | 86 | 84.4 | 93.1 | 478 | 138 | Yes | Yes | AMACF
5939724 | Active | CARRIER | CARRIER CORPORATION | CVL105-RF |  | Oil |  | Non-Weatherized | 105 | 86 | 84.4 | 93.1 | 478 | 138 |  | Yes | AMACF
6106859 | Active | BRYANT | CARRIER CORPORATION | CVL105-RF* |  | Oil |  | Non-Weatherized | 105 | 86 | 84.4 | 93.1 | 478 | 138 |  | Yes | AMACF
6452044 | Active | TEMPSTAR,ARCOAIRE,KENMORE,ICP COMMERCIAL,HEIL,DAY & NIGHT,AIRQUEST,KEEPRITE,COMFORTMAKER | CARRIER CORPORATION | AMT105R50-IEV |  | Oil |  | Non-Weatherized | 105 | 86 | 84.4 | 93.1 | 478 | 138 |  | Yes | AMACF
5592131 | Active | DETTSON | DETTSON INDUSTRIES, INC. | AMT120-RF |  | Oil |  | Non-Weatherized | 119 | 99 | 84.8 | 111.2 | 558 | 138 | Yes | No | AMACF
5939736 | Active | CARRIER | CARRIER CORPORATION | CBL120-RF |  | Oil |  | Non-Weatherized | 119 | 99 | 84.8 | 111.2 | 558 | 138 |  | No | AMACF
6106870 | Active | BRYANT | CARRIER CORPORATION | CBL120-RF* |  | Oil |  | Non-Weatherized | 119 | 99 | 84.8 | 111.2 | 558 | 138 |  | No | AMACF
6452056 | Active | TEMPSTAR,ARCOAIRE,KENMORE,ICP COMMERCIAL,HEIL,DAY & NIGHT,AIRQUEST,KEEPRITE,COMFORTMAKER | CARRIER CORPORATION | AMT120-RF |  | Oil |  | Non-Weatherized | 119 | 99 | 84.8 | 111.2 | 558 | 138 |  | No | AMACF
5592132 | Active | DETTSON | DETTSON INDUSTRIES, INC. | AMT120R50-IEV |  | Oil |  | Non-Weatherized | 119 | 99 | 84.8 | 111.6 | 443 | 138 | Yes | Yes | AMACF
5939737 | Active | CARRIER | CARRIER CORPORATION | CVL120-RF |  | Oil |  | Non-Weatherized | 119 | 99 | 84.8 | 111.6 | 443 | 138 |  | Yes | AMACF
6106871 | Active | BRYANT | CARRIER CORPORATION | CVL120-RF* |  | Oil |  | Non-Weatherized | 119 | 99 | 84.8 | 111.6 | 443 | 138 |  | Yes | AMACF
6452057 | Active | TEMPSTAR,ARCOAIRE,KENMORE,ICP COMMERCIAL,HEIL,DAY & NIGHT,AIRQUEST,KEEPRITE,COMFORTMAKER | CARRIER CORPORATION | AMT120R50-IEV |  | Oil |  | Non-Weatherized | 119 | 99 | 84.8 | 111.6 | 443 | 138 |  | Yes | AMACF
5592134 | Active | DETTSON | DETTSON INDUSTRIES, INC. | AMT140-RF |  | Oil |  | Non-Weatherized | 140 | 114 | 83.5 | 131.2 | 788 | 138 | Yes | No | AMACF
5939745 | Active | CARRIER | CARRIER CORPORATION | CBL140-RF |  | Oil |  | Non-Weatherized | 140 | 114 | 83.5 | 131.2 | 788 | 138 |  | No | AMACF
6106878 | Active | BRYANT | CARRIER CORPORATION | CBL140-RF* |  | Oil |  | Non-Weatherized | 140 | 114 | 83.5 | 131.2 | 788 | 138 |  | No | AMACF
6452065 | Active | TEMPSTAR,ARCOAIRE,KENMORE,ICP COMMERCIAL,HEIL,DAY & NIGHT,AIRQUEST,KEEPRITE,COMFORTMAKER | CARRIER CORPORATION | AMT140-RF |  | Oil |  | Non-Weatherized | 140 | 114 | 83.5 | 131.2 | 788 | 138 |  | No | AMACF
5592135 | Active | DETTSON | DETTSON INDUSTRIES, INC. | AMT140R50-IEV |  | Oil |  | Non-Weatherized | 140 | 115 | 83.5 | 113.2 | 509 | 138 | Yes | Yes | AMACF
5939746 | Active | CARRIER | CARRIER CORPORATION | CVL140-RF |  | Oil |  | Non-Weatherized | 140 | 115 | 83.5 | 113.2 | 509 | 138 |  | Yes | AMACF
6106879 | Active | BRYANT | CARRIER CORPORATION | CVL140-RF* |  | Oil |  | Non-Weatherized | 140 | 115 | 83.5 | 113.2 | 509 | 138 |  | Yes | AMACF
6452066 | Active | TEMPSTAR,ARCOAIRE,KENMORE,ICP COMMERCIAL,HEIL,DAY & NIGHT,AIRQUEST,KEEPRITE,COMFORTMAKER | CARRIER CORPORATION | AMT140R50-IEV |  | Oil |  | Non-Weatherized | 140 | 115 | 83.5 | 113.2 | 509 | 138 |  | Yes | AMACF
5592139 | Active | DETTSON | DETTSON INDUSTRIES, INC. | AMT168-BF |  | Oil |  | Non-Weatherized | 168 | 138 | 84 | 145.1 | 1900 | 167 | Yes | No
6452076 | Active | TEMPSTAR,ARCOAIRE,KENMORE,ICP COMMERCIAL,HEIL,DAY & NIGHT,AIRQUEST,KEEPRITE,COMFORTMAKER | CARRIER CORPORATION | OLR168-BF |  | Oil |  | Non-Weatherized | 168 | 138 | 84 | 145.1 | 1900 | 167 |  | No
5592140 | Active | DETTSON | DETTSON INDUSTRIES, INC. | AMT168-RF |  | Oil |  | Non-Weatherized | 168 | 140 | 85.4 | 142.9 | 1815 | 138 | Yes | No
6452077 | Active | TEMPSTAR,ARCOAIRE,KENMORE,ICP COMMERCIAL,HEIL,DAY & NIGHT,AIRQUEST,KEEPRITE,COMFORTMAKER | CARRIER CORPORATION | OLR168-RF |  | Oil |  | Non-Weatherized | 168 | 140 | 85.4 | 142.9 | 1815 | 138 |  | No
5592141 | Active | DETTSON | DETTSON INDUSTRIES, INC. | AMT189-BF |  | Oil |  | Non-Weatherized | 189 | 154 | 83.5 | 164.1 | 2160 | 167 | Yes | No
6452078 | Active | TEMPSTAR,ARCOAIRE,KENMORE,ICP COMMERCIAL,HEIL,DAY & NIGHT,AIRQUEST,KEEPRITE,COMFORTMAKER | CARRIER CORPORATION | OLR189-BF |  | Oil |  | Non-Weatherized | 189 | 154 | 83.5 | 164.1 | 2160 | 167 |  | No
5592142 | Active | DETTSON | DETTSON INDUSTRIES, INC. | AMT189-RF |  | Oil |  | Non-Weatherized | 189 | 155 | 83.9 | 163.4 | 2093 | 138 | Yes | No
6452079 | Active | TEMPSTAR,ARCOAIRE,KENMORE,ICP COMMERCIAL,HEIL,DAY & NIGHT,AIRQUEST,KEEPRITE,COMFORTMAKER | CARRIER CORPORATION | OLR189-RF |  | Oil |  | Non-Weatherized | 189 | 155 | 83.9 | 163.4 | 2093 | 138 |  | No
5592143 | Active | DETTSON | DETTSON INDUSTRIES, INC. | AMT210-BF |  | Oil |  | Non-Weatherized | 210 | 170 | 83.1 | 183.5 | 2329 | 167 | Yes | No
6452080 | Active | TEMPSTAR,ARCOAIRE,KENMORE,ICP COMMERCIAL,HEIL,DAY & NIGHT,AIRQUEST,KEEPRITE,COMFORTMAKER | CARRIER CORPORATION | OLR210-BF |  | Oil |  | Non-Weatherized | 210 | 170 | 83.1 | 183.5 | 2329 | 167 |  | No
5592144 | Active | DETTSON | DETTSON INDUSTRIES, INC. | AMT210-RF |  | Oil |  | Non-Weatherized | 210 | 171 | 83.3 | 183.1 | 2266 | 138 | Yes | No
6452081 | Active | TEMPSTAR,ARCOAIRE,KENMORE,ICP COMMERCIAL,HEIL,DAY & NIGHT,AIRQUEST,KEEPRITE,COMFORTMAKER | CARRIER CORPORATION | OLR210-RF |  | Oil |  | Non-Weatherized | 210 | 171 | 83.3 | 183.1 | 2266 | 138 |  | No
5592145 | Active | DETTSON | DETTSON INDUSTRIES, INC. | NOHB53F070-BF |  | Oil | Upflow | Non-Weatherized | 70 | 58 | 84.9 | 72.4 | 896 | 167 | Yes | No
6452082 | Active | TEMPSTAR,ARCOAIRE,KENMORE,ICP COMMERCIAL,HEIL,DAY & NIGHT,AIRQUEST,KEEPRITE,COMFORTMAKER | CARRIER CORPORATION | NOUF070-BF |  | Oil | Upflow | Non-Weatherized | 70 | 58 | 84.9 | 72.4 | 896 | 167 |  | No
5592146 | Active | DETTSON | DETTSON INDUSTRIES, INC. | NOHB53F070-BF2 |  | Oil | Upflow | Non-Weatherized | 70 | 58 | 83.8 | 73.5 | 993 | 167 | Yes | No
6452083 | Active | TEMPSTAR,ARCOAIRE,KENMORE,ICP COMMERCIAL,HEIL,DAY & NIGHT,AIRQUEST,KEEPRITE,COMFORTMAKER | CARRIER CORPORATION | NOUF070-BF2 |  | Oil | Upflow | Non-Weatherized | 70 | 58 | 83.8 | 73.5 | 993 | 167 |  | No
5592147 | Active | DETTSON | DETTSON INDUSTRIES, INC. | NOHB53F070-RBF |  | Oil | Upflow | Non-Weatherized | 70 | 58 | 84.3 | 73.5 | 927 | 138 | Yes | No
6452084 | Active | TEMPSTAR,ARCOAIRE,KENMORE,ICP COMMERCIAL,HEIL,DAY & NIGHT,AIRQUEST,KEEPRITE,COMFORTMAKER | CARRIER CORPORATION | NOUF070-RBF |  | Oil | Upflow | Non-Weatherized | 70 | 58 | 84.3 | 73.5 | 927 | 138 |  | No
5592148 | Active | DETTSON | DETTSON INDUSTRIES, INC. | NOHB53F070-RF |  | Oil | Upflow | Non-Weatherized | 70 | 58 | 84.6 | 72.3 | 865 | 138 | Yes | No
6452085 | Active | TEMPSTAR,ARCOAIRE,KENMORE,ICP COMMERCIAL,HEIL,DAY & NIGHT,AIRQUEST,KEEPRITE,COMFORTMAKER | CARRIER CORPORATION | NOUF070-RF |  | Oil | Upflow | Non-Weatherized | 70 | 58 | 84.6 | 72.3 | 865 | 138 |  | No
5592149 | Active | DETTSON | DETTSON INDUSTRIES, INC. | NOHB53F088-RF |  | Oil | Upflow | Non-Weatherized | 88 | 72 | 83.4 | 95.2 | 958 | 138 | Yes | No
6452089 | Active | TEMPSTAR,ARCOAIRE,KENMORE,ICP COMMERCIAL,HEIL,DAY & NIGHT,AIRQUEST,KEEPRITE,COMFORTMAKER | CARRIER CORPORATION | NOUF088-RF |  | Oil | Upflow | Non-Weatherized | 88 | 72 | 83.4 | 95.2 | 958 | 138 |  | No
5592151 | Active | DETTSON | DETTSON INDUSTRIES, INC. | OHB53F070-BF |  | Oil | Upflow | Non-Weatherized | 70 | 58 | 84.9 | 72.4 | 896 | 167 | Yes | No
6452118 | Active | TEMPSTAR,ARCOAIRE,KENMORE,ICP COMMERCIAL,HEIL,DAY & NIGHT,AIRQUEST,KEEPRITE,COMFORTMAKER | CARRIER CORPORATION | OUF070-BF |  | Oil | Upflow | Non-Weatherized | 70 | 58 | 84.9 | 72.4 | 896 | 167 |  | No
5592152 | Active | DETTSON | DETTSON INDUSTRIES, INC. | OHB53F070-BF2 |  | Oil | Upflow | Non-Weatherized | 70 | 58 | 83.8 | 73.5 | 993 | 167 | Yes | No
6452119 | Active | TEMPSTAR,ARCOAIRE,KENMORE,ICP COMMERCIAL,HEIL,DAY & NIGHT,AIRQUEST,KEEPRITE,COMFORTMAKER | CARRIER CORPORATION | OUF070-BF2 |  | Oil | Upflow | Non-Weatherized | 70 | 58 | 83.8 | 73.5 | 993 | 167 |  | No
5592153 | Active | DETTSON | DETTSON INDUSTRIES, INC. | OHB53F070-RBF |  | Oil | Upflow | Non-Weatherized | 70 | 58 | 84.3 | 73.5 | 927 | 138 | Yes | No
6452120 | Active | TEMPSTAR,ARCOAIRE,KENMORE,ICP COMMERCIAL,HEIL,DAY & NIGHT,AIRQUEST,KEEPRITE,COMFORTMAKER | CARRIER CORPORATION | OUF070-RBF |  | Oil | Upflow | Non-Weatherized | 70 | 58 | 84.3 | 73.5 | 927 | 138 |  | No
5592154 | Active | DETTSON | DETTSON INDUSTRIES, INC. | OHB53F070-RF |  | Oil | Upflow | Non-Weatherized | 70 | 58 | 84.6 | 72.3 | 865 | 138 | Yes | No
6452121 | Active | TEMPSTAR,ARCOAIRE,KENMORE,ICP COMMERCIAL,HEIL,DAY & NIGHT,AIRQUEST,KEEPRITE,COMFORTMAKER | CARRIER CORPORATION | OUF070-RF |  | Oil | Upflow | Non-Weatherized | 70 | 58 | 84.6 | 72.3 | 865 | 138 |  | No
5592155 | Active | DETTSON | DETTSON INDUSTRIES, INC. | OHB53F088-RF |  | Oil | Upflow | Non-Weatherized | 88 | 72 | 83.4 | 95.2 | 958 | 138 | Yes | No
6452125 | Active | TEMPSTAR,ARCOAIRE,KENMORE,ICP COMMERCIAL,HEIL,DAY & NIGHT,AIRQUEST,KEEPRITE,COMFORTMAKER | CARRIER CORPORATION | OUF088-RF |  | Oil | Upflow | Non-Weatherized | 88 | 72 | 83.4 | 95.2 | 958 | 138 |  | No
5592157 | Active | DETTSON | DETTSON INDUSTRIES, INC. | NOHB64F120-BF |  | Oil | Upflow | Non-Weatherized | 119 | 98 | 84.5 | 109.5 | 1327 | 167 | Yes | No
6452094 | Active | TEMPSTAR,ARCOAIRE,KENMORE,ICP COMMERCIAL,HEIL,DAY & NIGHT,AIRQUEST,KEEPRITE,COMFORTMAKER | CARRIER CORPORATION | NOUF120-BF |  | Oil | Upflow | Non-Weatherized | 119 | 98 | 84.5 | 109.5 | 1327 | 167 |  | No
5592158 | Active | DETTSON | DETTSON INDUSTRIES, INC. | NOHB64F120-RF |  | Oil | Upflow | Non-Weatherized | 119 | 98 | 84.7 | 109.1 | 1264 | 138 | Yes | No
6452097 | Active | TEMPSTAR,ARCOAIRE,KENMORE,ICP COMMERCIAL,HEIL,DAY & NIGHT,AIRQUEST,KEEPRITE,COMFORTMAKER | CARRIER CORPORATION | NOUF120-RF |  | Oil | Upflow | Non-Weatherized | 119 | 98 | 84.7 | 109.1 | 1264 | 138 |  | No
5592161 | Active | DETTSON | DETTSON INDUSTRIES, INC. | NOHB64F135-RF |  | Oil | Upflow | Non-Weatherized | 136 | 110 | 83.4 | 129.7 | 1462 | 138 | Yes | No
6452101 | Active | TEMPSTAR,ARCOAIRE,KENMORE,ICP COMMERCIAL,HEIL,DAY & NIGHT,AIRQUEST,KEEPRITE,COMFORTMAKER | CARRIER CORPORATION | NOUF135-RF |  | Oil | Upflow | Non-Weatherized | 136 | 110 | 83.4 | 129.7 | 1462 | 138 |  | No
5592164 | Active | DETTSON | DETTSON INDUSTRIES, INC. | OHB64F120-BF |  | Oil | Upflow | Non-Weatherized | 119 | 97 | 83.8 | 109.5 | 1327 | 167 | Yes | No
6452130 | Active | TEMPSTAR,ARCOAIRE,KENMORE,ICP COMMERCIAL,HEIL,DAY & NIGHT,AIRQUEST,KEEPRITE,COMFORTMAKER | CARRIER CORPORATION | OUF120-BF |  | Oil | Upflow | Non-Weatherized | 119 | 97 | 83.8 | 109.5 | 1327 | 167 |  | No
5592165 | Active | DETTSON | DETTSON INDUSTRIES, INC. | OHB64F120-RF |  | Oil | Upflow | Non-Weatherized | 119 | 97 | 84.3 | 109.1 | 1264 | 138 | Yes | No
6452133 | Active | TEMPSTAR,ARCOAIRE,KENMORE,ICP COMMERCIAL,HEIL,DAY & NIGHT,AIRQUEST,KEEPRITE,COMFORTMAKER | CARRIER CORPORATION | OUF120-RF |  | Oil | Upflow | Non-Weatherized | 119 | 97 | 84.3 | 109.1 | 1264 | 138 |  | No
5592168 | Active | DETTSON | DETTSON INDUSTRIES, INC. | OHB64F135-RF |  | Oil | Upflow | Non-Weatherized | 136 | 110 | 83.4 | 129.7 | 1462 | 138 | Yes | No
6452137 | Active | TEMPSTAR,ARCOAIRE,KENMORE,ICP COMMERCIAL,HEIL,DAY & NIGHT,AIRQUEST,KEEPRITE,COMFORTMAKER | CARRIER CORPORATION | OUF135-RF |  | Oil | Upflow | Non-Weatherized | 136 | 110 | 83.4 | 129.7 | 1462 | 138 |  | No
5592171 | Active | DETTSON | DETTSON INDUSTRIES, INC. | NOLB53F070-BF |  | Oil |  | Non-Weatherized | 70 | 58 | 85.2 | 72.5 | 755 | 167 | Yes | No
6452106 | Active | TEMPSTAR,ARCOAIRE,KENMORE,ICP COMMERCIAL,HEIL,DAY & NIGHT,AIRQUEST,KEEPRITE,COMFORTMAKER | CARRIER CORPORATION | NOLF070-BF |  | Oil |  | Non-Weatherized | 70 | 58 | 85.2 | 72.5 | 755 | 167 |  | No
5592172 | Active | DETTSON | DETTSON INDUSTRIES, INC. | NOLB53F070-RF |  | Oil |  | Non-Weatherized | 70 | 59 | 86 | 71.9 | 681 | 138 | Yes | No
6452109 | Active | TEMPSTAR,ARCOAIRE,KENMORE,ICP COMMERCIAL,HEIL,DAY & NIGHT,AIRQUEST,KEEPRITE,COMFORTMAKER | CARRIER CORPORATION | NOLF070-RF |  | Oil |  | Non-Weatherized | 70 | 59 | 86 | 71.9 | 681 | 138 |  | No
5592173 | Active | DETTSON | DETTSON INDUSTRIES, INC. | NOLB53F088-BF |  | Oil |  | Non-Weatherized | 88 | 72 | 83.4 | 95.1 | 870 | 167 | Yes | No
6452110 | Active | TEMPSTAR,ARCOAIRE,KENMORE,ICP COMMERCIAL,HEIL,DAY & NIGHT,AIRQUEST,KEEPRITE,COMFORTMAKER | CARRIER CORPORATION | NOLF088-BF |  | Oil |  | Non-Weatherized | 88 | 72 | 83.4 | 95.1 | 870 | 167 |  | No
5592175 | Active | DETTSON | DETTSON INDUSTRIES, INC. | NOLB53F088-RBF |  | Oil |  | Non-Weatherized | 88 | 72 | 83.2 | 95.2 | 879 | 138 | Yes | No
6452112 | Active | TEMPSTAR,ARCOAIRE,KENMORE,ICP COMMERCIAL,HEIL,DAY & NIGHT,AIRQUEST,KEEPRITE,COMFORTMAKER | CARRIER CORPORATION | NOLF088-RBF |  | Oil |  | Non-Weatherized | 88 | 72 | 83.2 | 95.2 | 879 | 138 |  | No
5592176 | Active | DETTSON | DETTSON INDUSTRIES, INC. | NOLB53F088-RF |  | Oil |  | Non-Weatherized | 88 | 73 | 83.4 | 92.8 | 830 | 138 | Yes | No
6452113 | Active | TEMPSTAR,ARCOAIRE,KENMORE,ICP COMMERCIAL,HEIL,DAY & NIGHT,AIRQUEST,KEEPRITE,COMFORTMAKER | CARRIER CORPORATION | NOLF088-RF |  | Oil |  | Non-Weatherized | 88 | 73 | 83.4 | 92.8 | 830 | 138 |  | No
5592179 | Active | DETTSON | DETTSON INDUSTRIES, INC. | OLB53F070-BF |  | Oil |  | Non-Weatherized | 70 | 58 | 85.2 | 72.5 | 755 | 167 | Yes | No
6452142 | Active | TEMPSTAR,ARCOAIRE,KENMORE,ICP COMMERCIAL,HEIL,DAY & NIGHT,AIRQUEST,KEEPRITE,COMFORTMAKER | CARRIER CORPORATION | OLF070-BF |  | Oil |  | Non-Weatherized | 70 | 58 | 85.2 | 72.5 | 755 | 167 |  | No
5592180 | Active | DETTSON | DETTSON INDUSTRIES, INC. | OLB53F070-RF |  | Oil |  | Non-Weatherized | 70 | 59 | 86 | 71.9 | 681 | 138 | Yes | No
6452145 | Active | TEMPSTAR,ARCOAIRE,KENMORE,ICP COMMERCIAL,HEIL,DAY & NIGHT,AIRQUEST,KEEPRITE,COMFORTMAKER | CARRIER CORPORATION | OLF070-RF |  | Oil |  | Non-Weatherized | 70 | 59 | 86 | 71.9 | 681 | 138 |  | No
5592181 | Active | DETTSON | DETTSON INDUSTRIES, INC. | OLB53F088-BF |  | Oil |  | Non-Weatherized | 88 | 72 | 83.4 | 95.1 | 870 | 167 | Yes | No
6452146 | Active | TEMPSTAR,ARCOAIRE,KENMORE,ICP COMMERCIAL,HEIL,DAY & NIGHT,AIRQUEST,KEEPRITE,COMFORTMAKER | CARRIER CORPORATION | OLF088-BF |  | Oil |  | Non-Weatherized | 88 | 72 | 83.4 | 95.1 | 870 | 167 |  | No
5592183 | Active | DETTSON | DETTSON INDUSTRIES, INC. | OLB53F088-RBF |  | Oil |  | Non-Weatherized | 88 | 72 | 83.2 | 95.2 | 879 | 138 | Yes | No
6452148 | Active | TEMPSTAR,ARCOAIRE,KENMORE,ICP COMMERCIAL,HEIL,DAY & NIGHT,AIRQUEST,KEEPRITE,COMFORTMAKER | CARRIER CORPORATION | OLF088-RBF |  | Oil |  | Non-Weatherized | 88 | 72 | 83.2 | 95.2 | 879 | 138 |  | No
5592184 | Active | DETTSON | DETTSON INDUSTRIES, INC. | OLB53F088-RF |  | Oil |  | Non-Weatherized | 88 | 73 | 83.4 | 92.8 | 830 | 138 | Yes | No
6452149 | Active | TEMPSTAR,ARCOAIRE,KENMORE,ICP COMMERCIAL,HEIL,DAY & NIGHT,AIRQUEST,KEEPRITE,COMFORTMAKER | CARRIER CORPORATION | OLF088-RF |  | Oil |  | Non-Weatherized | 88 | 73 | 83.4 | 92.8 | 830 | 138 |  | No
5592187 | Active | DETTSON | DETTSON INDUSTRIES, INC. | OLB53R070-RBF |  | Oil |  | Non-Weatherized | 70 | 59 | 85.1 | 72.3 | 782 | 138 | Yes | No
6452156 | Active | TEMPSTAR,ARCOAIRE,KENMORE,ICP COMMERCIAL,HEIL,DAY & NIGHT,AIRQUEST,KEEPRITE,COMFORTMAKER | CARRIER CORPORATION | OLR070-RBF |  | Oil |  | Non-Weatherized | 70 | 59 | 85.1 | 72.3 | 782 | 138 |  | No
5592188 | Active | DETTSON | DETTSON INDUSTRIES, INC. | OLB53R070-RF |  | Oil |  | Non-Weatherized | 70 | 59 | 85.7 | 72 | 745 | 138 | Yes | No
6452157 | Active | TEMPSTAR,ARCOAIRE,KENMORE,ICP COMMERCIAL,HEIL,DAY & NIGHT,AIRQUEST,KEEPRITE,COMFORTMAKER | CARRIER CORPORATION | OLR070-RF |  | Oil |  | Non-Weatherized | 70 | 59 | 85.7 | 72 | 745 | 138 |  | No
5592189 | Active | DETTSON | DETTSON INDUSTRIES, INC. | OLB53R088-RBF |  | Oil |  | Non-Weatherized | 88 | 74 | 84 | 93.2 | 839 | 138 | Yes | No
6452160 | Active | TEMPSTAR,ARCOAIRE,KENMORE,ICP COMMERCIAL,HEIL,DAY & NIGHT,AIRQUEST,KEEPRITE,COMFORTMAKER | CARRIER CORPORATION | OLR088-RBF |  | Oil |  | Non-Weatherized | 88 | 74 | 84 | 93.2 | 839 | 138 |  | No
5592190 | Active | DETTSON | DETTSON INDUSTRIES, INC. | OLB53R100-RBF |  | Oil |  | Non-Weatherized | 101 | 82 | 83.5 | 95.2 | 1052 | 138 | Yes | No
6452162 | Active | TEMPSTAR,ARCOAIRE,KENMORE,ICP COMMERCIAL,HEIL,DAY & NIGHT,AIRQUEST,KEEPRITE,COMFORTMAKER | CARRIER CORPORATION | OLR100-RBF |  | Oil |  | Non-Weatherized | 101 | 82 | 83.5 | 95.2 | 1052 | 138 |  | No
5592191 | Active | DETTSON | DETTSON INDUSTRIES, INC. | OLB53R105-RF |  | Oil |  | Non-Weatherized | 105 | 86 | 83.1 | 92.6 | 967 | 138 | Yes | No
6452165 | Active | TEMPSTAR,ARCOAIRE,KENMORE,ICP COMMERCIAL,HEIL,DAY & NIGHT,AIRQUEST,KEEPRITE,COMFORTMAKER | CARRIER CORPORATION | OLR105-RF |  | Oil |  | Non-Weatherized | 105 | 86 | 83.1 | 92.6 | 967 | 138 |  | No
5592192 | Active | DETTSON | DETTSON INDUSTRIES, INC. | ODH53F070-RBF |  | Oil | Downflow | Non-Weatherized | 70 | 57 | 83.2 | 71.9 | 1275 | 138 | Yes | No
5592194 | Active | DETTSON | DETTSON INDUSTRIES, INC. | ODH53F088-BF |  | Oil | Downflow | Non-Weatherized | 88 | 72 | 83.1 | 90.5 | 1491 | 167 | Yes | No
5592199 | Active | DETTSON | DETTSON INDUSTRIES, INC. | OLB64R120-BF |  | Oil |  | Non-Weatherized | 119 | 97 | 83.3 | 111.5 | 1091 | 167 | Yes | No
6452166 | Active | TEMPSTAR,ARCOAIRE,KENMORE,ICP COMMERCIAL,HEIL,DAY & NIGHT,AIRQUEST,KEEPRITE,COMFORTMAKER | CARRIER CORPORATION | OLR120-BF |  | Oil |  | Non-Weatherized | 119 | 97 | 83.3 | 111.5 | 1091 | 167 |  | No
5592200 | Active | DETTSON | DETTSON INDUSTRIES, INC. | OLB64R120-RF |  | Oil |  | Non-Weatherized | 119 | 97 | 83.6 | 113.1 | 1044 | 138 | Yes | No
6452169 | Active | TEMPSTAR,ARCOAIRE,KENMORE,ICP COMMERCIAL,HEIL,DAY & NIGHT,AIRQUEST,KEEPRITE,COMFORTMAKER | CARRIER CORPORATION | OLR120-RF |  | Oil |  | Non-Weatherized | 119 | 97 | 83.6 | 113.1 | 1044 | 138 |  | No
5592201 | Active | DETTSON | DETTSON INDUSTRIES, INC. | OLB64R135-BF |  | Oil |  | Non-Weatherized | 136 | 110 | 83.2 | 129.9 | 1546 | 167 | Yes | No
6452170 | Active | TEMPSTAR,ARCOAIRE,KENMORE,ICP COMMERCIAL,HEIL,DAY & NIGHT,AIRQUEST,KEEPRITE,COMFORTMAKER | CARRIER CORPORATION | OLR135-BF |  | Oil |  | Non-Weatherized | 136 | 110 | 83.2 | 129.9 | 1546 | 167 |  | No
5592202 | Active | DETTSON | DETTSON INDUSTRIES, INC. | OLB64R135-RF |  | Oil |  | Non-Weatherized | 136 | 111 | 83.5 | 129.4 | 1491 | 138 | Yes | No
6452173 | Active | TEMPSTAR,ARCOAIRE,KENMORE,ICP COMMERCIAL,HEIL,DAY & NIGHT,AIRQUEST,KEEPRITE,COMFORTMAKER | CARRIER CORPORATION | OLR135-RF |  | Oil |  | Non-Weatherized | 136 | 111 | 83.5 | 129.4 | 1491 | 138 |  | No
5592725 | Active | DETTSON | DETTSON INDUSTRIES, INC. | AMT126SD-RBF |  | Oil |  | Non-Weatherized | 126 | 107 | 87.5 | 105.4 | 1196 | 138 | Yes | No
5939739 | Active | CARRIER | CARRIER CORPORATION | OBL126-RBF |  | Oil |  | Non-Weatherized | 126 | 107 | 87.5 | 105.4 | 1196 | 138 |  | No
6106873 | Active | BRYANT | CARRIER CORPORATION | OBL126-RBF* |  | Oil |  | Non-Weatherized | 126 | 107 | 87.5 | 105.4 | 1196 | 138 |  | No
6452059 | Active | TEMPSTAR,ARCOAIRE,KENMORE,ICP COMMERCIAL,HEIL,DAY & NIGHT,AIRQUEST,KEEPRITE,COMFORTMAKER | CARRIER CORPORATION | OLR126-RBF |  | Oil |  | Non-Weatherized | 126 | 107 | 87.5 | 105.4 | 1196 | 138 |  | No
5592726 | Active | DETTSON | DETTSON INDUSTRIES, INC. | NOHB53F088-BF |  | Oil | Upflow | Non-Weatherized | 88 | 73 | 83.2 | 91.7 | 1021 | 167 | Yes | No
6452086 | Active | TEMPSTAR,ARCOAIRE,KENMORE,ICP COMMERCIAL,HEIL,DAY & NIGHT,AIRQUEST,KEEPRITE,COMFORTMAKER | CARRIER CORPORATION | NOUF088-BF |  | Oil | Upflow | Non-Weatherized | 88 | 73 | 83.2 | 91.7 | 1021 | 167 |  | No
5592732 | Active | DETTSON | DETTSON INDUSTRIES, INC. | OHB53F088-BF |  | Oil | Upflow | Non-Weatherized | 88 | 73 | 83.2 | 91.7 | 1021 | 167 | Yes | No
6452122 | Active | TEMPSTAR,ARCOAIRE,KENMORE,ICP COMMERCIAL,HEIL,DAY & NIGHT,AIRQUEST,KEEPRITE,COMFORTMAKER | CARRIER CORPORATION | OUF088-BF |  | Oil | Upflow | Non-Weatherized | 88 | 73 | 83.2 | 91.7 | 1021 | 167 |  | No
5592738 | Active | DETTSON | DETTSON INDUSTRIES, INC. | NOHB64F120-BF2 |  | Oil | Upflow | Non-Weatherized | 119 | 97 | 83.2 | 110.9 | 1415 | 167 | Yes | No
6452095 | Active | TEMPSTAR,ARCOAIRE,KENMORE,ICP COMMERCIAL,HEIL,DAY & NIGHT,AIRQUEST,KEEPRITE,COMFORTMAKER | CARRIER CORPORATION | NOUF120-BF2 |  | Oil | Upflow | Non-Weatherized | 119 | 97 | 83.2 | 110.9 | 1415 | 167 |  | No
5592739 | Active | DETTSON | DETTSON INDUSTRIES, INC. | NOHB64F120-RBF |  | Oil | Upflow | Non-Weatherized | 119 | 97 | 83.1 | 111.5 | 1338 | 138 | Yes | No
6452096 | Active | TEMPSTAR,ARCOAIRE,KENMORE,ICP COMMERCIAL,HEIL,DAY & NIGHT,AIRQUEST,KEEPRITE,COMFORTMAKER | CARRIER CORPORATION | NOUF120-RBF |  | Oil | Upflow | Non-Weatherized | 119 | 97 | 83.1 | 111.5 | 1338 | 138 |  | No
5592740 | Active | DETTSON | DETTSON INDUSTRIES, INC. | NOHB64F135-BF |  | Oil | Upflow | Non-Weatherized | 136 | 110 | 83.4 | 128.9 | 1668 | 167 | Yes | No
6452098 | Active | TEMPSTAR,ARCOAIRE,KENMORE,ICP COMMERCIAL,HEIL,DAY & NIGHT,AIRQUEST,KEEPRITE,COMFORTMAKER | CARRIER CORPORATION | NOUF135-BF |  | Oil | Upflow | Non-Weatherized | 136 | 110 | 83.4 | 128.9 | 1668 | 167 |  | No
5592743 | Active | DETTSON | DETTSON INDUSTRIES, INC. | OHB64F120-BF2 |  | Oil | Upflow | Non-Weatherized | 119 | 97 | 83.2 | 110.9 | 1415 | 167 | Yes | No
6452131 | Active | TEMPSTAR,ARCOAIRE,KENMORE,ICP COMMERCIAL,HEIL,DAY & NIGHT,AIRQUEST,KEEPRITE,COMFORTMAKER | CARRIER CORPORATION | OUF120-BF2 |  | Oil | Upflow | Non-Weatherized | 119 | 97 | 83.2 | 110.9 | 1415 | 167 |  | No
5592744 | Active | DETTSON | DETTSON INDUSTRIES, INC. | OHB64F120-RBF |  | Oil | Upflow | Non-Weatherized | 119 | 97 | 83.1 | 111.5 | 1338 | 138 | Yes | No
6452132 | Active | TEMPSTAR,ARCOAIRE,KENMORE,ICP COMMERCIAL,HEIL,DAY & NIGHT,AIRQUEST,KEEPRITE,COMFORTMAKER | CARRIER CORPORATION | OUF120-RBF |  | Oil | Upflow | Non-Weatherized | 119 | 97 | 83.1 | 111.5 | 1338 | 138 |  | No
5592745 | Active | DETTSON | DETTSON INDUSTRIES, INC. | OHB64F135-BF |  | Oil | Upflow | Non-Weatherized | 136 | 110 | 83.4 | 128.9 | 1668 | 167 | Yes | No
6452134 | Active | TEMPSTAR,ARCOAIRE,KENMORE,ICP COMMERCIAL,HEIL,DAY & NIGHT,AIRQUEST,KEEPRITE,COMFORTMAKER | CARRIER CORPORATION | OUF135-BF |  | Oil | Upflow | Non-Weatherized | 136 | 110 | 83.4 | 128.9 | 1668 | 167 |  | No
5592748 | Active | DETTSON | DETTSON INDUSTRIES, INC. | NOLB53F070-BF2 |  | Oil |  | Non-Weatherized | 70 | 57 | 83.1 | 73.5 | 958 | 167 | Yes | No
6452107 | Active | TEMPSTAR,ARCOAIRE,KENMORE,ICP COMMERCIAL,HEIL,DAY & NIGHT,AIRQUEST,KEEPRITE,COMFORTMAKER | CARRIER CORPORATION | NOLF070-BF2 |  | Oil |  | Non-Weatherized | 70 | 57 | 83.1 | 73.5 | 958 | 167 |  | No
5592749 | Active | DETTSON | DETTSON INDUSTRIES, INC. | NOLB53F070-RBF |  | Oil |  | Non-Weatherized | 70 | 57 | 84.7 | 72.3 | 876 | 138 | Yes | No
6452108 | Active | TEMPSTAR,ARCOAIRE,KENMORE,ICP COMMERCIAL,HEIL,DAY & NIGHT,AIRQUEST,KEEPRITE,COMFORTMAKER | CARRIER CORPORATION | NOLF070-RBF |  | Oil |  | Non-Weatherized | 70 | 57 | 84.7 | 72.3 | 876 | 138 |  | No
5592752 | Active | DETTSON | DETTSON INDUSTRIES, INC. | OLB53F070-BF2 |  | Oil |  | Non-Weatherized | 70 | 57 | 83.1 | 73.5 | 958 | 167 | Yes | No
6452143 | Active | TEMPSTAR,ARCOAIRE,KENMORE,ICP COMMERCIAL,HEIL,DAY & NIGHT,AIRQUEST,KEEPRITE,COMFORTMAKER | CARRIER CORPORATION | OLF070-BF2 |  | Oil |  | Non-Weatherized | 70 | 57 | 83.1 | 73.5 | 958 | 167 |  | No
5592753 | Active | DETTSON | DETTSON INDUSTRIES, INC. | OLB53F070-RBF |  | Oil |  | Non-Weatherized | 70 | 57 | 84.7 | 72.3 | 876 | 138 | Yes | No
6452144 | Active | TEMPSTAR,ARCOAIRE,KENMORE,ICP COMMERCIAL,HEIL,DAY & NIGHT,AIRQUEST,KEEPRITE,COMFORTMAKER | CARRIER CORPORATION | OLF070-RBF |  | Oil |  | Non-Weatherized | 70 | 57 | 84.7 | 72.3 | 876 | 138 |  | No
5592756 | Active | DETTSON | DETTSON INDUSTRIES, INC. | OLB53R070-BF |  | Oil |  | Non-Weatherized | 70 | 58 | 85.4 | 72.6 | 835 | 167 | Yes | No
6452154 | Active | TEMPSTAR,ARCOAIRE,KENMORE,ICP COMMERCIAL,HEIL,DAY & NIGHT,AIRQUEST,KEEPRITE,COMFORTMAKER | CARRIER CORPORATION | OLR070-BF |  | Oil |  | Non-Weatherized | 70 | 58 | 85.4 | 72.6 | 835 | 167 |  | No
5592757 | Active | DETTSON | DETTSON INDUSTRIES, INC. | OLB53R070-BF2 |  | Oil |  | Non-Weatherized | 70 | 59 | 85.9 | 74.7 | 895 | 167 | Yes | No
6452155 | Active | TEMPSTAR,ARCOAIRE,KENMORE,ICP COMMERCIAL,HEIL,DAY & NIGHT,AIRQUEST,KEEPRITE,COMFORTMAKER | CARRIER CORPORATION | OLR070-BF2 |  | Oil |  | Non-Weatherized | 70 | 59 | 85.9 | 74.7 | 895 | 167 |  | No
5592758 | Active | DETTSON | DETTSON INDUSTRIES, INC. | OLB53R088-BF |  | Oil |  | Non-Weatherized | 88 | 72 | 83.9 | 91.8 | 972 | 167 | Yes | No
6452158 | Active | TEMPSTAR,ARCOAIRE,KENMORE,ICP COMMERCIAL,HEIL,DAY & NIGHT,AIRQUEST,KEEPRITE,COMFORTMAKER | CARRIER CORPORATION | OLR088-BF |  | Oil |  | Non-Weatherized | 88 | 72 | 83.9 | 91.8 | 972 | 167 |  | No
5592759 | Active | DETTSON | DETTSON INDUSTRIES, INC. | OLB53R088-BF2 |  | Oil |  | Non-Weatherized | 88 | 73 | 85 | 91.1 | 1028 | 167 | Yes | No
6452159 | Active | TEMPSTAR,ARCOAIRE,KENMORE,ICP COMMERCIAL,HEIL,DAY & NIGHT,AIRQUEST,KEEPRITE,COMFORTMAKER | CARRIER CORPORATION | OLR088-BF2 |  | Oil |  | Non-Weatherized | 88 | 73 | 85 | 91.1 | 1028 | 167 |  | No
5592760 | Active | DETTSON | DETTSON INDUSTRIES, INC. | OLB53R088-RF |  | Oil |  | Non-Weatherized | 88 | 73 | 83.9 | 92 | 898 | 138 | Yes | No
6452161 | Active | TEMPSTAR,ARCOAIRE,KENMORE,ICP COMMERCIAL,HEIL,DAY & NIGHT,AIRQUEST,KEEPRITE,COMFORTMAKER | CARRIER CORPORATION | OLR088-RF |  | Oil |  | Non-Weatherized | 88 | 73 | 83.9 | 92 | 898 | 138 |  | No
5592761 | Active | DETTSON | DETTSON INDUSTRIES, INC. | OLB53R105-BF |  | Oil |  | Non-Weatherized | 105 | 85 | 83.5 | 92.7 | 1051 | 167 | Yes | No
6452163 | Active | TEMPSTAR,ARCOAIRE,KENMORE,ICP COMMERCIAL,HEIL,DAY & NIGHT,AIRQUEST,KEEPRITE,COMFORTMAKER | CARRIER CORPORATION | OLR105-BF |  | Oil |  | Non-Weatherized | 105 | 85 | 83.5 | 92.7 | 1051 | 167 |  | No
5592762 | Active | DETTSON | DETTSON INDUSTRIES, INC. | OLB53R105-BF2 |  | Oil |  | Non-Weatherized | 105 | 85 | 83 | 93 | 1116 | 167 | Yes | No
6452164 | Active | TEMPSTAR,ARCOAIRE,KENMORE,ICP COMMERCIAL,HEIL,DAY & NIGHT,AIRQUEST,KEEPRITE,COMFORTMAKER | CARRIER CORPORATION | OLR105-BF2 |  | Oil |  | Non-Weatherized | 105 | 85 | 83 | 93 | 1116 | 167 |  | No
5592763 | Active | DETTSON | DETTSON INDUSTRIES, INC. | ODH53F070-BF |  | Oil | Downflow | Non-Weatherized | 70 | 56 | 83.3 | 71.3 | 1440 | 167 | Yes | No
5592769 | Active | DETTSON | DETTSON INDUSTRIES, INC. | OLB64R120-RBF |  | Oil |  | Non-Weatherized | 119 | 97 | 83 | 110.4 | 1327 | 138 | Yes | No
6452168 | Active | TEMPSTAR,ARCOAIRE,KENMORE,ICP COMMERCIAL,HEIL,DAY & NIGHT,AIRQUEST,KEEPRITE,COMFORTMAKER | CARRIER CORPORATION | OLR120-RBF |  | Oil |  | Non-Weatherized | 119 | 97 | 83 | 110.4 | 1327 | 138 |  | No
5599652 | Active | BROAN,FRIGIDAIRE,INTERTHERM,MAYTAG,MILLER, TAPPAN,WESTINGHOUSE,PHILCO | NORDYNE, LLC. | R6GI-E24K080X | Yes | Natural Gas,Propane Gas | Downflow,Horizontal | Weatherized | 80 | 65 | 81 | 75 | 332 | 39 | Yes | Yes
5599656 | Active | MAYTAG | NORDYNE, LLC. | PPG2GIE24K080X | Yes | Natural Gas,Propane Gas | Downflow,Horizontal | Weatherized | 80 | 65 | 81 | 75 | 332 | 39 |  | Yes
5599653 | Active | BROAN,FRIGIDAIRE,INTERTHERM,MAYTAG,MILLER, TAPPAN,WESTINGHOUSE,PHILCO | NORDYNE, LLC. | R6GI-E48K120X | Yes | Natural Gas,Propane Gas | Downflow,Horizontal | Weatherized | 120 | 97 | 81 | 112 | 466 | 36 | Yes | Yes
5599658 | Active | MAYTAG | NORDYNE, LLC. | PPG2GIE48K120X | Yes | Natural Gas,Propane Gas | Downflow,Horizontal | Weatherized | 120 | 97 | 81 | 112 | 466 | 36 |  | Yes
5599654 | Active | BROAN,FRIGIDAIRE,INTERTHERM,MAYTAG,MILLER, TAPPAN,WESTINGHOUSE,PHILCO | NORDYNE, LLC. | R6GI-E60K120X | Yes | Natural Gas,Propane Gas | Downflow,Horizontal | Weatherized | 120 | 97 | 81 | 112 | 466 | 36 | Yes | Yes
5599659 | Active | MAYTAG | NORDYNE, LLC. | PPG2GIE60K120X | Yes | Natural Gas,Propane Gas | Downflow,Horizontal | Weatherized | 120 | 97 | 81 | 112 | 466 | 36 |  | Yes
5599655 | Active | BROAN,FRIGIDAIRE,INTERTHERM,MAYTAG,MILLER, TAPPAN,WESTINGHOUSE,PHILCO | NORDYNE, LLC. | R6GI-E36K100X | Yes | Natural Gas,Propane Gas | Downflow,Horizontal | Weatherized | 100 | 81 | 81 | 93 | 618 | 43 | Yes | Yes
5599657 | Active | MAYTAG | NORDYNE, LLC. | PPG2GIE36K100X | Yes | Natural Gas,Propane Gas | Downflow,Horizontal | Weatherized | 100 | 81 | 81 | 93 | 618 | 43 |  | Yes
5620602 | Active | AIRTEMP | THERMO PRODUCTS, INC. | RHF-ANE-XX* |  | Oil | Upflow | Non-Weatherized | 85 | 72 | 85.5 | 73.5 | 457 | 138 |  | Yes | AMACF
5620603 | Active | AIRTEMP | THERMO PRODUCTS, INC. | RHF-ANP-XX* |  | Oil | Upflow | Non-Weatherized | 85 | 72 | 85.5 | 72.6 | 685 | 146 |  | No
5620608 | Active | AIRTEMP | THERMO PRODUCTS, INC. | RH8-ABP-XXX |  | Oil | Upflow | Non-Weatherized | 140 | 120 | 85.8 | 126.2 | 1315 | 127 |  | No
5625146 | Active | ELITE 90 | LENNOX INDUSTRIES, INC. | EL296DF090XV60C-* |  | Natural Gas,Propane Gas | Downflow | Non-Weatherized | 88 | 85 | 96 | 80.8 | 398 | 55 | Yes | Yes | AFUE & AMACF
7364527 | Active | AIREASE, ALLIED, ARMSTRONG AIR | ALLIED AIR ENTERPRISES, LLC | A96DS2V090C20S-* |  | Natural Gas,Propane Gas | Downflow | Non-Weatherized | 88 | 85 | 96 | 80.8 | 398 | 55 |  | Yes | AFUE & AMACF
5625717 | Active | ELITE 90 | LENNOX INDUSTRIES, INC. | EL296UH045XE36B-* |  | Natural Gas,Propane Gas | Upflow,Horizontal | Non-Weatherized | 44 | 43 | 96 | 48.9 | 335 | 57 | Yes | Yes | AFUE & AMACF
5625718 | Active | ELITE | LENNOX INDUSTRIES, INC. | EL296UH070XE36B-* |  | Natural Gas,Propane Gas | Upflow,Horizontal | Non-Weatherized | 66 | 64 | 96 | 64.6 | 327 | 53 | Yes | Yes | AFUE & AMACF
5625719 | Active | ELITE 90 | LENNOX INDUSTRIES, INC. | EL296UH090XE48C-* |  | Natural Gas,Propane Gas | Upflow,Horizontal | Non-Weatherized | 88 | 85 | 96 | 81.2 | 405 | 52 | Yes | Yes | AFUE & AMACF
5625720 | Active | ELITE 90 | LENNOX INDUSTRIES, INC. | EL296UH110XE60C-* |  | Natural Gas,Propane Gas | Upflow,Horizontal | Non-Weatherized | 110 | 106 | 96 | 96 | 481 | 57 | Yes | Yes | AFUE & AMACF
5625721 | Active | ELITE 90 | LENNOX INDUSTRIES, INC. | EL296UH135XE60D-* |  | Natural Gas,Propane Gas | Upflow,Horizontal | Non-Weatherized | 132 | 127 | 96 | 111.9 | 641 | 58 | Yes | Yes | AFUE & AMACF
5625722 | Active | ELITE 90 | LENNOX INDUSTRIES, INC. | EL296DF045XE36B-* |  | Natural Gas,Propane Gas | Downflow | Non-Weatherized | 44 | 43 | 96 | 48.9 | 326 | 53 | Yes | Yes | AFUE & AMACF
5625723 | Active | ELITE | LENNOX INDUSTRIES, INC. | EL296DF070XE48B-* |  | Natural Gas,Propane Gas | Downflow | Non-Weatherized | 66 | 64 | 96 | 64.8 | 333 | 54 | Yes | Yes | AFUE & AMACF
5625725 | Active | ELITE 90 | LENNOX INDUSTRIES, INC. | EL296DF110XE60C-* |  | Natural Gas,Propane Gas | Downflow | Non-Weatherized | 110 | 106 | 96 | 96.7 | 498 | 55 | Yes | Yes | AFUE & AMACF
5693584 | Active | TEMPSTAR,ARCOAIRE,KENMORE, ICP COMMERCIAL | INTERNATIONAL COMFORT PRODUCTS | F9MXE1202422A* |  | Natural Gas, Propane Gas | Upflow, Downflow, Horizontal | Non-Weatherized | 120 | 117 | 96 | 113.5 | 990 | 59 |  | Yes | AFUE
5693585 | Active | TEMPSTAR,ARCOAIRE,KENMORE, ICP COMMERCIAL | INTERNATIONAL COMFORT PRODUCTS | F9MXE0401410A* |  | Natural Gas, Propane Gas | Upflow, Downflow, Horizontal | Non-Weatherized | 40 | 39 | 96 | 32.8 | 195 | 42 |  | Yes | AFUE & AMACF
5693586 | Active | TEMPSTAR,ARCOAIRE,KENMORE, ICP COMMERCIAL | INTERNATIONAL COMFORT PRODUCTS | F9MXE0601714A* |  | Natural Gas, Propane Gas | Upflow, Downflow, Horizontal | Non-Weatherized | 60 | 58 | 96 | 49.3 | 254 | 53 |  | Yes | AFUE & AMACF
5693587 | Active | ARCOAIRE, ICP COMMERCIAL, KENMORE, TEMPSTAR | INTERNATIONAL COMFORT PRODUCTS | F9MXE0801716A* |  | Natural Gas,Propane Gas | Upflow,Downflow,Horizontal | Non-Weatherized | 80 | 78 | 96 | 81.9 | 483 | 52 |  | Yes | AFUE & AMACF
5693588 | Active | TEMPSTAR,ARCOAIRE,KENMORE | INTERNATIONAL COMFORT PRODUCTS | F9MXE0802120A* |  | Natural Gas, Propane | Upflow, Downflow, Horizontal | Non-Weatherized | 80 | 78 | 96 | 82 | 498 | 54 |  | Yes | AFUE & AMACF
5693589 | Active | TEMPSTAR,ARCOAIRE,KENMORE | INTERNATIONAL COMFORT PRODUCTS | F9MXE1002120A* |  | Natural Gas, Propane | Upflow, Downflow, Horizontal | Non-Weatherized | 100 | 97 | 96 | 98 | 697 | 62 |  | Yes | AFUE
5696241 | Active | REGAL | BOYERTOWN FURNACE CO. | RSH 500 |  | Oil | Upflow,Horizontal | Non-Weatherized | 70 | 60 | 86.5 | 68.7 | 1402 | 146 | Yes | No
5720601 | Active | RHEEM, RUUD | RHEEM MANUFACTURING COMPANY | ROCB-060P04*F |  | Oil | Upflow,Horizontal | Non-Weatherized | 70 | 60 | 86.5 | 68.7 | 1402 | 146 |  | No
5720688 | Active | EFM | EFM | RSH 500 |  | Oil | Upflow,Horizontal | Non-Weatherized | 70 | 60 | 86.5 | 68.7 | 1402 | 146 |  | No
5696853 | Active | REGAL | BOYERTOWN FURNACE CO. | RSH 600 |  | Oil | Upflow,Horizontal | Non-Weatherized | 84 | 72 | 86.2 | 70 | 1194 | 150 |  | No
5720602 | Active | RHEEM, RUUD | RHEEM MANUFACTURING COMPANY | ROCB-072P04*F |  | Oil | Upflow,Horizontal | Non-Weatherized | 84 | 72 | 86.2 | 70 | 1194 | 150 |  | No
5720689 | Active | EFM | EFM | RSH 600 |  | Oil | Upflow,Horizontal | Non-Weatherized | 84 | 72 | 86.2 | 70 | 1194 | 150 |  | No
5696855 | Active | REGAL | BOYERTOWN FURNACE CO. | RSH 750 |  | Oil | Upflow,Horizontal | Non-Weatherized | 105 | 89 | 85.1 | 89.4 | 1230 | 160 |  | No
5720603 | Active | RHEEM, RUUD | RHEEM MANUFACTURING COMPANY | ROCB-089P04*F |  | Oil | Upflow,Horizontal | Non-Weatherized | 105 | 89 | 85.1 | 89.4 | 1230 | 160 |  | No
5720690 | Active | EFM | EFM | RSH 750 |  | Oil | Upflow,Horizontal | Non-Weatherized | 105 | 89 | 85.1 | 89.4 | 1230 | 160 |  | No
5699200 | Active | REGAL | BOYERTOWN FURNACE CO. | ECM RSH 600 |  | Oil | Upflow,Horizontal | Non-Weatherized | 84 | 72 | 86.2 | 72.6 | 470 | 150 | Yes | Yes | AMACF
5720596 | Active | RHEEM, RUUD | RHEEM MANUFACTURING COMPANY | ROCB-072E04*F |  | Oil | Upflow,Horizontal | Non-Weatherized | 84 | 72 | 86.2 | 72.6 | 470 | 150 |  | Yes | AMACF
5720683 | Active | EFM | EFM | ECM RSH 600 |  | Oil | Upflow,Horizontal | Non-Weatherized | 84 | 72 | 86.2 | 72.6 | 470 | 150 |  | Yes | AMACF
5699201 | Active | REGAL | BOYERTOWN FURNACE CO. | RSM 600 |  | Oil | Upflow,Horizontal | Non-Weatherized | 84 | 72 | 86.2 | 69.8 | 1194 | 150 | Yes | No
5720605 | Active | RHEEM, RUUD | RHEEM MANUFACTURING COMPANY | ROCB-072P04*M |  | Oil | Upflow,Horizontal | Non-Weatherized | 84 | 72 | 86.2 | 69.8 | 1194 | 150 |  | No
5720692 | Active | EFM | EFM | RSM 600 |  | Oil | Upflow,Horizontal | Non-Weatherized | 84 | 72 | 86.2 | 69.8 | 1194 | 150 |  | No
5699202 | Active | REGAL | BOYERTOWN FURNACE CO. | ECM RSM 600 |  | Oil | Upflow,Horizontal | Non-Weatherized | 84 | 72 | 86.2 | 72.6 | 470 | 150 | Yes | Yes | AMACF
5720599 | Active | RHEEM, RUUD | RHEEM MANUFACTURING COMPANY | ROCB-072E04*M |  | Oil | Upflow,Horizontal | Non-Weatherized | 84 | 72 | 86.2 | 72.6 | 470 | 150 |  | Yes | AMACF
5720686 | Active | EFM | EFM | ECM RSM 600 |  | Oil | Upflow,Horizontal | Non-Weatherized | 84 | 72 | 86.2 | 72.6 | 470 | 150 |  | Yes | AMACF
5699659 | Active | REGAL | BOYERTOWN FURNACE CO. | ECM RSH 500 |  | Oil | Upflow,Horizontal | Non-Weatherized | 70 | 60 | 86.5 | 72.6 | 427 | 146 |  | Yes | AMACF
5718700 | Active | RHEEM, RUUD | RHEEM MANUFACTURING COMPANY | ROCB-060E04*F |  | Oil | Upflow,Horizontal | Non-Weatherized | 70 | 60 | 86.5 | 72.6 | 427 | 146 |  | Yes | AMACF
5720682 | Active | EFM | EFM | ECM RSH 500 |  | Oil | Upflow,Horizontal | Non-Weatherized | 70 | 60 | 86.5 | 72.6 | 427 | 146 |  | Yes | AMACF
5699660 | Active | REGAL | BOYERTOWN FURNACE CO. | ECM RSH 750 |  | Oil | Upflow,Horizontal | Non-Weatherized | 105 | 89 | 85.1 | 91.7 | 655 | 160 |  | Yes
5720597 | Active | RHEEM, RUUD | RHEEM MANUFACTURING COMPANY | ROCB-089E04*F |  | Oil | Upflow,Horizontal | Non-Weatherized | 105 | 89 | 85.1 | 91.7 | 655 | 160 |  | Yes
5720684 | Active | EFM | EFM | ECM RSH 750 |  | Oil | Upflow,Horizontal | Non-Weatherized | 105 | 89 | 85.1 | 91.7 | 655 | 160 |  | Yes
5699661 | Active | REGAL | BOYERTOWN FURNACE CO. | RSM 500 |  | Oil | Upflow,Horizontal | Non-Weatherized | 70 | 60 | 86.5 | 68.7 | 1402 | 150 |  | No
5720604 | Active | RHEEM, RUUD | RHEEM MANUFACTURING COMPANY | ROCB-060P04*M |  | Oil | Upflow,Horizontal | Non-Weatherized | 70 | 60 | 86.5 | 68.7 | 1402 | 150 |  | No
5720691 | Active | EFM | EFM | RSM 500 |  | Oil | Upflow,Horizontal | Non-Weatherized | 70 | 60 | 86.5 | 68.7 | 1402 | 150 |  | No
5699662 | Active | REGAL | BOYERTOWN FURNACE CO. | RSM 750 |  | Oil | Upflow,Horizontal | Non-Weatherized | 105 | 89 | 85.1 | 89.4 | 1230 | 160 |  | No
5720606 | Active | RHEEM, RUUD | RHEEM MANUFACTURING COMPANY | ROCB-089P04*M |  | Oil | Upflow,Horizontal | Non-Weatherized | 105 | 89 | 85.1 | 89.4 | 1230 | 160 |  | No
5720693 | Active | EFM | EFM | RSM 750 |  | Oil | Upflow,Horizontal | Non-Weatherized | 105 | 89 | 85.1 | 89.4 | 1230 | 160 |  | No
5699663 | Active | REGAL | BOYERTOWN FURNACE CO. | ECM RSM 500 |  | Oil | Upflow,Horizontal | Non-Weatherized | 70 | 60 | 86.5 | 72.6 | 427 | 150 |  | Yes | AMACF
5720598 | Active | RHEEM, RUUD | RHEEM MANUFACTURING COMPANY | ROCB-060E04*M |  | Oil | Upflow,Horizontal | Non-Weatherized | 70 | 60 | 86.5 | 72.6 | 427 | 150 |  | Yes | AMACF
5720685 | Active | EFM | EFM | ECM RSM 500 |  | Oil | Upflow,Horizontal | Non-Weatherized | 70 | 60 | 86.5 | 72.6 | 427 | 150 |  | Yes | AMACF
5699664 | Active | REGAL | BOYERTOWN FURNACE CO. | ECM RSM 750 |  | Oil | Upflow,Horizontal | Non-Weatherized | 105 | 89 | 85.1 | 91.7 | 655 | 160 |  | Yes
5720600 | Active | RHEEM, RUUD | RHEEM MANUFACTURING COMPANY | ROCB-089E04*M |  | Oil | Upflow,Horizontal | Non-Weatherized | 105 | 89 | 85.1 | 91.7 | 655 | 160 |  | Yes
5720687 | Active | EFM | EFM | ECM RSM 750 |  | Oil | Upflow,Horizontal | Non-Weatherized | 105 | 89 | 85.1 | 91.7 | 655 | 160 |  | Yes
5722392 | Active | XV95 | TRANE | TDH2B080A9V3VB* |  | Natural Gas,Propane Gas | Downflow,Horizontal | Non-Weatherized | 80 | 77 | 96 | 70.8 | 379 | 74 | Yes | Yes | AFUE & AMACF
5722425 | Active | GOLD ZM | AMERICAN STANDARD HEATING & AIR CONDITIONING | ADH2B080A9V3VB* |  | Natural Gas,Propane Gas | Downflow,Horizontal | Non-Weatherized | 80 | 77 | 96 | 70.8 | 379 | 74 |  | Yes | AFUE & AMACF
7089051 | Active | AMERISTAR | INGERSOLL RAND | M952V080BD36AA* |  | Natural Gas,Propane Gas | Downflow,Horizontal | Non-Weatherized | 80 | 77 | 96 | 70.8 | 379 | 74 |  | Yes | AFUE & AMACF
5722393 | Active | XV95 | TRANE | TDH2D120A9V5VB* |  | Natural Gas,Propane Gas | Downflow,Horizontal | Non-Weatherized | 120 | 116 | 96 | 108.4 | 516 | 87 | Yes | Yes | AFUE & AMACF
5722428 | Active | GOLD ZM | AMERICAN STANDARD HEATING & AIR CONDITIONING | ADH2D120A9V5VB* |  | Natural Gas,Propane Gas | Downflow,Horizontal | Non-Weatherized | 120 | 116 | 96 | 108.4 | 516 | 87 |  | Yes | AFUE & AMACF
7089053 | Active | AMERISTAR | INGERSOLL RAND | M952V120DD60AA* |  | Natural Gas,Propane Gas | Downflow,Horizontal | Non-Weatherized | 120 | 116 | 96 | 108.4 | 516 | 87 |  | Yes | AFUE & AMACF
5722394 | Active | XV95 | TRANE | TUH2B080A9V3VB* |  | Natural Gas,Propane Gas | Upflow,Horizontal | Non-Weatherized | 80 | 78 | 97 | 78 | 383 | 74 | Yes | Yes | AFUE & AMACF
5722439 | Active | GOLD ZM | AMERICAN STANDARD HEATING & AIR CONDITIONING | AUH2B080A9V3VB* |  | Natural Gas,Propane Gas | Upflow,Horizontal | Non-Weatherized | 80 | 78 | 97 | 78 | 383 | 74 |  | Yes | AFUE & AMACF
7089055 | Active | AMERISTAR | INGERSOLL RAND | M952V080BU36AA* |  | Natural Gas,Propane Gas | Upflow,Horizontal | Non-Weatherized | 80 | 78 | 97 | 78 | 383 | 74 |  | Yes | AFUE & AMACF
5722395 | Active | XV95 | TRANE | TUH2C100A9V4VB* |  | Natural Gas,Propane Gas | Upflow,Horizontal | Non-Weatherized | 100 | 97 | 96.7 | 93.4 | 496 | 83 | Yes | Yes | AFUE & AMACF
5722441 | Active | GOLD ZM | AMERICAN STANDARD HEATING & AIR CONDITIONING | AUH2C100A9V4VB* |  | Natural Gas,Propane Gas | Upflow,Horizontal | Non-Weatherized | 100 | 97 | 96.7 | 93.4 | 496 | 83 |  | Yes | AFUE & AMACF
7089056 | Active | AMERISTAR | INGERSOLL RAND | M952V100CU48AA* |  | Natural Gas,Propane Gas | Upflow,Horizontal | Non-Weatherized | 100 | 97 | 96.7 | 93.4 | 496 | 83 |  | Yes | AFUE & AMACF
5722396 | Active | XV95 | TRANE | TUH2B060A9V3VB* |  | Natural Gas,Propane Gas | Upflow,Horizontal | Non-Weatherized | 60 | 58 | 97 | 47.4 | 256 | 59 | Yes | Yes | AFUE & AMACF
5722438 | Active | GOLD ZM | AMERICAN STANDARD HEATING & AIR CONDITIONING | AUH2B060A9V3VB* |  | Natural Gas,Propane Gas | Upflow,Horizontal | Non-Weatherized | 60 | 58 | 97 | 47.4 | 256 | 59 |  | Yes | AFUE & AMACF
7089054 | Active | AMERISTAR | INGERSOLL RAND | M952V060BU36AA* |  | Natural Gas,Propane Gas | Upflow,Horizontal | Non-Weatherized | 60 | 58 | 97 | 47.4 | 256 | 59 |  | Yes | AFUE & AMACF
5722397 | Active | XV95 | TRANE | TDH2C100A9V4VB* |  | Natural Gas,Propane Gas | Downflow,Horizontal | Non-Weatherized | 100 | 96 | 96 | 93.8 | 517 | 76 | Yes | Yes | AFUE & AMACF
5722427 | Active | GOLD ZM | AMERICAN STANDARD HEATING & AIR CONDITIONING | ADH2C100A9V4VB* |  | Natural Gas,Propane Gas | Downflow,Horizontal | Non-Weatherized | 100 | 96 | 96 | 93.8 | 517 | 76 |  | Yes | AFUE & AMACF
7089052 | Active | AMERISTAR | INGERSOLL RAND | M952V100CD48AA* |  | Natural Gas,Propane Gas | Downflow,Horizontal | Non-Weatherized | 100 | 96 | 96 | 93.8 | 517 | 76 |  | Yes | AFUE & AMACF
5722398 | Active | XV95 | TRANE | TUH2D120A9V5VB* |  | Natural Gas,Propane Gas | Upflow,Horizontal | Non-Weatherized | 120 | 116 | 96.7 | 108.5 | 570 | 88 | Yes | Yes | AFUE & AMACF
5722443 | Active | GOLD ZM | AMERICAN STANDARD HEATING & AIR CONDITIONING | AUH2D120A9V5VB* |  | Natural Gas,Propane Gas | Upflow,Horizontal | Non-Weatherized | 120 | 116 | 96.7 | 108.5 | 570 | 88 |  | Yes | AFUE & AMACF
7089057 | Active | AMERISTAR | INGERSOLL RAND | M952V120DU60AA* |  | Natural Gas,Propane Gas | Upflow,Horizontal | Non-Weatherized | 120 | 116 | 96.7 | 108.5 | 570 | 88 |  | Yes | AFUE & AMACF
5722399 | Active | XV95 | TRANE | TDH2B060A9V3VB* |  | Natural Gas,Propane Gas | Downflow,Horizontal | Non-Weatherized | 60 | 59 | 96 | 47.4 | 248 | 63 | Yes | Yes | AFUE & AMACF
5722424 | Active | GOLD ZM | AMERICAN STANDARD HEATING & AIR CONDITIONING | ADH2B060A9V3VB* |  | Natural Gas,Propane Gas | Downflow,Horizontal | Non-Weatherized | 60 | 59 | 96 | 47.4 | 248 | 63 |  | Yes | AFUE & AMACF
7089050 | Active | AMERISTAR | INGERSOLL RAND | M952V060BD36AA* |  | Natural Gas,Propane Gas | Downflow,Horizontal | Non-Weatherized | 60 | 59 | 96 | 47.4 | 248 | 63 |  | Yes | AFUE & AMACF
5722400 | Active | XC95M | TRANE | TUHMB080ACV3VB* |  | Natural Gas, Propane Gas | Upflow, Horizontal | Non-Weatherized | 80 | 76 | 96.7 | 62.8 | 359 | 70 | Yes | Yes | AFUE & AMACF
5722445 | Active | PLATINUM ZV | AMERICAN STANDARD HEATING & AIR CONDITIONING | AUHMB080ACV3VB* |  | Natural Gas, Propane Gas | Upflow, Horizontal | Non-Weatherized | 80 | 76 | 96.7 | 62.8 | 359 | 70 |  | Yes | AFUE & AMACF
5722401 | Active | XC95M | TRANE | TUHMD120ACV5VB* |  | Natural Gas, Propane Gas | Upflow, Horizontal | Non-Weatherized | 120 | 116 | 97 | 107.6 | 499 | 69 | Yes | Yes | AFUE & AMACF
5722447 | Active | PLATINUM ZV | AMERICAN STANDARD HEATING & AIR CONDITIONING | AUHMD120ACV5VB* |  | Natural Gas, Propane Gas | Upflow, Horizontal | Non-Weatherized | 120 | 116 | 97 | 107.6 | 499 | 69 |  | Yes | AFUE & AMACF
5722402 | Active | XC95M | TRANE | TDHMB080ACV3VB* |  | Natural Gas, Propane Gas | Downflow, Horizontal | Non-Weatherized | 80 | 76 | 96 | 70.2 | 491 | 58 | Yes | Yes | AFUE & AMACF
5722430 | Active | PLATINUM ZV | AMERICAN STANDARD HEATING & AIR CONDITIONING | ADHMB080ACV3VB* |  | Natural Gas, Propane Gas | Downflow, Horizontal | Non-Weatherized | 80 | 76 | 96 | 70.2 | 491 | 58 |  | Yes | AFUE & AMACF
5722403 | Active | XC95M | TRANE | TDHMC100ACV4VB* |  | Natural Gas, Propane Gas | Downflow, Horizontal | Non-Weatherized | 100 | 96 | 96 | 94.5 | 633 | 85 | Yes | Yes | AFUE
5722431 | Active | PLATINUM ZV | AMERICAN STANDARD HEATING & AIR CONDITIONING | ADHMC100ACV4VB* |  | Natural Gas, Propane Gas | Downflow, Horizontal | Non-Weatherized | 100 | 96 | 96 | 94.5 | 633 | 85 |  | Yes | AFUE
5722404 | Active | XC95M | TRANE | TUHMB060ACV3VB* |  | Natural Gas, Propane Gas | Upflow, Horizontal | Non-Weatherized | 60 | 58 | 97.3 | 47.8 | 298 | 52 | Yes | Yes | AFUE & AMACF
5722444 | Active | PLATINUM ZV | AMERICAN STANDARD HEATING & AIR CONDITIONING | AUHMB060ACV3VB* |  | Natural Gas, Propane Gas | Upflow, Horizontal | Non-Weatherized | 60 | 58 | 97.3 | 47.8 | 298 | 52 |  | Yes | AFUE & AMACF
5722405 | Active | XC95M | TRANE | TUHMC100ACV4VB* |  | Natural Gas,Propane Gas | Upflow,Horizontal | Non-Weatherized | 100 | 96 | 96 | 92.9 | 622 | 66 | Yes | Yes | AFUE
5722446 | Active | PLATINUM ZV | AMERICAN STANDARD HEATING & AIR CONDITIONING | AUHMC100ACV4VB* |  | Natural Gas,Propane Gas | Upflow,Horizontal | Non-Weatherized | 100 | 96 | 96 | 92.9 | 622 | 66 |  | Yes | AFUE
5722406 | Active | XV95 | TRANE | TDH2B080A9V4VB* |  | Natural Gas,Propane Gas | Downflow,Horizontal | Non-Weatherized | 80 | 76 | 95 | 63.6 | 362 | 76 | Yes | Yes | AFUE & AMACF
5722426 | Active | GOLD ZM | AMERICAN STANDARD HEATING & AIR CONDITIONING | ADH2B080A9V4VB* |  | Natural Gas,Propane Gas | Downflow,Horizontal | Non-Weatherized | 80 | 76 | 95 | 63.6 | 362 | 76 |  | Yes | AFUE & AMACF
5722407 | Active | XV95 | TRANE | TUH2B080A9V4VB* |  | Natural Gas,Propane Gas | Upflow,Horizontal | Non-Weatherized | 80 | 78 | 97 | 78.1 | 430 | 85 | Yes | Yes | AFUE & AMACF
5722440 | Active | GOLD ZM | AMERICAN STANDARD HEATING & AIR CONDITIONING | AUH2B080A9V4VB* |  | Natural Gas,Propane Gas | Upflow,Horizontal | Non-Weatherized | 80 | 78 | 97 | 78.1 | 430 | 85 |  | Yes | AFUE & AMACF
5722408 | Active | XV95 | TRANE | TUH2C100A9V5VB* |  | Natural Gas,Propane Gas | Upflow,Horizontal | Non-Weatherized | 100 | 97 | 96.7 | 93.3 | 426 | 73 | Yes | Yes | AFUE & AMACF
5722442 | Active | GOLD ZM | AMERICAN STANDARD HEATING & AIR CONDITIONING | AUH2C100A9V5VB* |  | Natural Gas,Propane Gas | Upflow,Horizontal | Non-Weatherized | 100 | 97 | 96.7 | 93.3 | 426 | 73 |  | Yes | AFUE & AMACF
5722409 | Active | XC95M | TRANE | TDHMB060BCV3VB* |  | Natural Gas, Propane Gas | Downflow, Horizontal | Non-Weatherized | 60 | 57 | 95 | 47.8 | 281 | 65 | Yes | Yes | AFUE & AMACF
5722429 | Active | PLATINUM ZV | AMERICAN STANDARD HEATING & AIR CONDITIONING | ADHMB060BCV3VB* |  | Natural Gas, Propane Gas | Downflow, Horizontal | Non-Weatherized | 60 | 57 | 95 | 47.8 | 281 | 65 |  | Yes | AFUE & AMACF
5722410 | Active | XC95M | TRANE | TDHMD120BCV5VB* |  | Natural Gas,Propane Gas | Downflow,Horizontal | Non-Weatherized | 120 | 114 | 95 | 110 | 673 | 68 | Yes | Yes | AFUE & AMACF
5722432 | Active | PLATINUM ZV | AMERICAN STANDARD HEATING & AIR CONDITIONING | ADHMD120BCV5VB* |  | Natural Gas,Propane Gas | Downflow,Horizontal | Non-Weatherized | 120 | 114 | 95 | 110 | 673 | 68 |  | Yes | AFUE & AMACF
5722411 | Active | XT95 | TRANE | TUH1C100A9H41B* |  | Natural Gas,Propane Gas | Upflow,Horizontal | Non-Weatherized | 97 | 92 | 95 | 98.8 | 691 | 71 | Yes | Yes | AFUE
5722436 | Active | GOLD XI | AMERICAN STANDARD HEATING & AIR CONDITIONING | AUH1C100A9H41B* |  | Natural Gas,Propane Gas | Upflow,Horizontal | Non-Weatherized | 97 | 92 | 95 | 98.8 | 691 | 71 |  | Yes | AFUE
5722412 | Active | XT95 | TRANE | TUH1D120A9H51B* |  | Natural Gas,Propane Gas | Upflow,Horizontal | Non-Weatherized | 110 | 105 | 95 | 98.4 | 623 | 165 | Yes | Yes | AFUE & AMACF
5722437 | Active | GOLD XI | AMERICAN STANDARD HEATING & AIR CONDITIONING | AUH1D120A9H51B* |  | Natural Gas,Propane Gas | Upflow,Horizontal | Non-Weatherized | 110 | 105 | 95 | 98.4 | 623 | 165 |  | Yes | AFUE & AMACF
5722413 | Active | XT95 | TRANE | TUH1B040A9H21B* |  | Natural Gas,Propane Gas | Upflow,Horizontal | Non-Weatherized | 40 | 38 | 95 | 32.8 | 258 | 85 | Yes | Yes | AFUE
5722433 | Active | GOLD XI | AMERICAN STANDARD HEATING & AIR CONDITIONING | AUH1B040A9H21B* |  | Natural Gas,Propane Gas | Upflow,Horizontal | Non-Weatherized | 40 | 38 | 95 | 32.8 | 258 | 85 |  | Yes | AFUE
5722414 | Active | XT95 | TRANE | TUH1B060A9H31B* |  | Natural Gas,Propane Gas | Upflow,Horizontal | Non-Weatherized | 60 | 57 | 95 | 49.2 | 421 | 118 | Yes | Yes | AFUE
5722434 | Active | GOLD XI | AMERICAN STANDARD HEATING & AIR CONDITIONING | AUH1B060A9H31B* |  | Natural Gas,Propane Gas | Upflow,Horizontal | Non-Weatherized | 60 | 57 | 95 | 49.2 | 421 | 118 |  | Yes | AFUE
5722415 | Active | XT95 | TRANE | TDH1B040A9H21B* |  | Natural Gas,Propane Gas | Downflow,Horizontal | Non-Weatherized | 40 | 38 | 95 | 33 | 270 | 80 | Yes | Yes | AFUE
5722420 | Active | GOLD XI | AMERICAN STANDARD HEATING & AIR CONDITIONING | ADH1B040A9H21B* |  | Natural Gas,Propane Gas | Downflow,Horizontal | Non-Weatherized | 40 | 38 | 95 | 33 | 270 | 80 |  | Yes | AFUE
5722416 | Active | XT95 | TRANE | TDH1B065A9H31B* |  | Natural Gas,Propane Gas | Downflow,Horizontal | Non-Weatherized | 60 | 57 | 95 | 48.4 | 688 | 97 | Yes | Yes | AFUE
5722421 | Active | GOLD XI | AMERICAN STANDARD HEATING & AIR CONDITIONING | ADH1B065A9H31B* |  | Natural Gas,Propane Gas | Downflow,Horizontal | Non-Weatherized | 60 | 57 | 95 | 48.4 | 688 | 97 |  | Yes | AFUE
5722417 | Active | XT95 | TRANE | TDH1C085A9H41B* |  | Natural Gas,Propane Gas | Downflow,Horizontal | Non-Weatherized | 80 | 76 | 95 | 81.4 | 663 | 66 | Yes | Yes | AFUE
5722422 | Active | GOLD XI | AMERICAN STANDARD HEATING & AIR CONDITIONING | ADH1C085A9H41B* |  | Natural Gas,Propane Gas | Downflow,Horizontal | Non-Weatherized | 80 | 76 | 95 | 81.4 | 663 | 66 |  | Yes | AFUE
5722418 | Active | XT95 | TRANE | TDH1D110A9H51B* |  | Natural Gas,Propane Gas | Downflow,Horizontal | Non-Weatherized | 110 | 105 | 95 | 98.4 | 803 | 67 | Yes | Yes | AFUE
5722423 | Active | GOLD XI | AMERICAN STANDARD HEATING & AIR CONDITIONING | ADH1D110A9H51B* |  | Natural Gas,Propane Gas | Downflow,Horizontal | Non-Weatherized | 110 | 105 | 95 | 98.4 | 803 | 67 |  | Yes | AFUE
5722419 | Active | XT95 | TRANE | TUH1B080A9H31C* |  | Natural Gas,Propane Gas | Upflow,Horizontal | Non-Weatherized | 77 | 73 | 95 | 65 | 681 | 80 | Yes | Yes | AFUE
5722435 | Active | GOLD XI | AMERICAN STANDARD HEATING & AIR CONDITIONING | AUH1B080A9H31C* |  | Natural Gas,Propane Gas | Upflow,Horizontal | Non-Weatherized | 77 | 73 | 95 | 65 | 681 | 80 |  | Yes | AFUE
5722770 | Active | COMFORTMAKER, AIRQUEST, ARCOAIRE, DAY & NIGHT, HEIL, ICP COMMERCIAL, KEEPRITE, KENMORE, MARATHERM, TEMPSTAR | INTERNATIONAL COMFORT PRODUCTS | N9MSE0401410A* |  | Natural Gas, Propane | Upflow, Downflow, Horizontal | Non-Weatherized | 40 | 39 | 95.5 | 32.3 | 417 | 42 |  | No | AFUE
5722771 | Active | COMFORTMAKER, AIRQUEST, ARCOAIRE, DAY & NIGHT, HEIL, ICP COMMERCIAL, KEEPRITE, KENMORE, MARATHERM, TEMPSTAR | INTERNATIONAL COMFORT PRODUCTS | N9MSE0601410A* |  | Natural Gas, Propane | Upflow, Downflow, Horizontal | Non-Weatherized | 60 | 58 | 95.5 | 48.6 | 559 | 52 |  | No | AFUE
5722772 | Active | COMFORTMAKER, AIRQUEST, ARCOAIRE, DAY & NIGHT, HEIL, ICP COMMERCIAL, KEEPRITE, KENMORE, MARATHERM, TEMPSTAR | INTERNATIONAL COMFORT PRODUCTS | N9MSE0601714A* |  | Natural Gas, Propane | Upflow, Downflow, Horizontal | Non-Weatherized | 60 | 58 | 95.5 | 48.3 | 636 | 53 |  | No | AFUE
5722773 | Active | COMFORTMAKER, AIRQUEST, ARCOAIRE, DAY & NIGHT, HEIL, ICP COMMERCIAL, KEEPRITE, KENMORE, MARATHERM, TEMPSTAR | INTERNATIONAL COMFORT PRODUCTS | N9MSE0801716A* |  | Natural Gas, Propane | Upflow, Downflow, Horizontal | Non-Weatherized | 80 | 78 | 95.5 | 80.8 | 946 | 52 |  | No | AFUE
5722774 | Active | COMFORTMAKER, AIRQUEST, ARCOAIRE, DAY & NIGHT, HEIL, ICP COMMERCIAL, KEEPRITE, KENMORE, MARATHERM, TEMPSTAR | INTERNATIONAL COMFORT PRODUCTS | N9MSE0802120A* |  | Natural Gas, Propane | Upflow, Downflow, Horizontal | Non-Weatherized | 80 | 78 | 95.5 | 80.7 | 982 | 52 |  | No | AFUE
5722775 | Active | COMFORTMAKER, AIRQUEST, ARCOAIRE, DAY & NIGHT, HEIL, ICP COMMERCIAL, KEEPRITE, KENMORE, MARATHERM, TEMPSTAR | INTERNATIONAL COMFORT PRODUCTS | N9MSE1002114A* |  | Natural Gas, Propane | Upflow, Downflow, Horizontal | Non-Weatherized | 100 | 97 | 95.5 | 96.7 | 1205 | 53 |  | No | AFUE
5722776 | Active | COMFORTMAKER, AIRQUEST, ARCOAIRE, DAY & NIGHT, HEIL, ICP COMMERCIAL, KEEPRITE, KENMORE, MARATHERM, TEMPSTAR | INTERNATIONAL COMFORT PRODUCTS | N9MSE1002120A* |  | Natural Gas, Propane | Upflow, Downflow, Horizontal | Non-Weatherized | 100 | 97 | 95.5 | 96.7 | 1198 | 53 |  | No | AFUE
5722777 | Active | COMFORTMAKER, AIRQUEST, ARCOAIRE, DAY & NIGHT, HEIL, ICP COMMERCIAL, KEEPRITE, KENMORE, MARATHERM, TEMPSTAR | INTERNATIONAL COMFORT PRODUCTS | N9MSE1202420A* |  | Natural Gas, Propane | Upflow, Downflow, Horizontal | Non-Weatherized | 120 | 117 | 95.5 | 112.8 | 1379 | 62 |  | No | AFUE
5722778 | Active | COMFORTMAKER, AIRQUEST, ARCOAIRE, DAY & NIGHT, HEIL, ICP COMMERCIAL, KEEPRITE, KENMORE, MARATHERM, TEMPSTAR | INTERNATIONAL COMFORT PRODUCTS | N9MSE1402420A* |  | Natural Gas, Propane | Upflow, Downflow, Horizontal | Non-Weatherized | 140 | 135 | 95.5 | 128.9 | 1563 | 63 |  | No | AFUE
2008926 | Active | CROWN | CROWN BOILER CO. | CSHB60-90XE-72-N |  | Oil | Upflow | Non-Weatherized | 85 | 72 | 85.5 | 73.5 | 457 | 138 |  | Yes | AMACF
5722970 | Active | SPIRIT | THERMO PRODUCTS, INC. | VHF-ANE-72 |  | Oil | Upflow | Non-Weatherized | 85 | 72 | 85.5 | 73.5 | 457 | 138 | Yes | Yes | AMACF
2008921 | Active | CROWN | CROWN BOILER CO. | CSHB60-90XP-72-N |  | Oil | Upflow | Non-Weatherized | 85 | 72 | 85.5 | 73.5 | 457 | 138 |  | No
5722974 | Active | SPIRIT | THERMO PRODUCTS, INC. | VHF-ANP-72 |  | Oil | Upflow | Non-Weatherized | 85 | 72 | 85.5 | 73.5 | 457 | 138 |  | No
4711101 | Active | AIREASE,ARMSTRONG AIR,ADVANCE COMFORT SYSTEM,GREAT LAKES,ALLIED | ALLIED AIR ENTERPRISES, LLC | A80UH1E045A12-* |  | Natural Gas,Propane Gas | Upflow,Horizontal | Non-Weatherized | 44 | 36 | 80 | 38.9 | 376 | 80 |  | Yes
4711236 | Active | CONCORD,DUCANE,ADVANCE COMFORT SYSTEM,GREAT LAKES,ALLIED | ALLIED AIR ENTERPRISES, LLC | 80G1UH045AE12-* |  | Natural Gas,Propane Gas | Upflow,Horizontal | Non-Weatherized | 44 | 36 | 80 | 38.9 | 376 | 80 |  | Yes
4713927 | Active | AIREASE,ARMSTRONG AIR,ADVANCE COMFORT SYSTEM,GREAT LAKES,ALLIED | ALLIED AIR ENTERPRISES, LLC | A80UH1E045A12L |  | Natural Gas,Propane Gas | Upflow,Horizontal | Non-Weatherized | 44 | 36 | 80 | 38.9 | 376 | 80 |  | Yes
4713928 | Active | CONCORD,DUCANE,ADVANCE COMFORT SYSTEM,GREAT LAKES,ALLIED | ALLIED AIR ENTERPRISES, LLC | 80G1UH045AE12L |  | Natural Gas,Propane Gas | Upflow,Horizontal | Non-Weatherized | 44 | 36 | 80 | 38.9 | 376 | 80 |  | Yes
5727009 | Active | ELITE 80 | LENNOX INDUSTRIES, INC. | EL180UH045E36A-* |  | Natural Gas,Propane Gas | Upflow,Horizontal | Non-Weatherized | 44 | 36 | 80 | 38.9 | 376 | 80 | Yes | Yes
4713929 | Active | AIREASE,ARMSTRONG AIR,ADVANCE COMFORT SYSTEM,GREAT LAKES,ALLIED | ALLIED AIR ENTERPRISES, LLC | A80UH1E070B12-* |  | Natural Gas,Propane Gas | Upflow,Horizontal | Non-Weatherized | 66 | 53 | 80 | 59.4 | 250 | 77 |  | Yes | AMACF
4714107 | Active | CONCORD,DUCANE,ADVANCE COMFORT SYSTEM,GREAT LAKES,ALLIED | ALLIED AIR ENTERPRISES, LLC | 80G1UH070BE12-* |  | Natural Gas,Propane Gas | Upflow,Horizontal | Non-Weatherized | 66 | 53 | 80 | 59.4 | 250 | 77 |  | Yes | AMACF
4714264 | Active | AIREASE,ARMSTRONG AIR,ADVANCE COMFORT SYSTEM,GREAT LAKES,ALLIED | ALLIED AIR ENTERPRISES, LLC | A80UH1E070B12L-* |  | Natural Gas,Propane Gas | Upflow,Horizontal | Non-Weatherized | 66 | 53 | 80 | 59.4 | 250 | 77 |  | Yes | AMACF
4714437 | Active | CONCORD,DUCANE,ADVANCE COMFORT SYSTEM,GREAT LAKES,ALLIED | ALLIED AIR ENTERPRISES, LLC | 80G1UH070BE12L-* |  | Natural Gas,Propane Gas | Upflow,Horizontal | Non-Weatherized | 66 | 53 | 80 | 59.4 | 250 | 77 |  | Yes | AMACF
5727010 | Active | ELITE 80 | LENNOX INDUSTRIES, INC. | EL180UH070E36B-* |  | Natural Gas,Propane Gas | Upflow,Horizontal | Non-Weatherized | 66 | 53 | 80 | 59.4 | 250 | 77 | Yes | Yes | AMACF
4714685 | Active | AIREASE,ARMSTRONG AIR,ADVANCE COMFORT SYSTEM,GREAT LAKES,ALLIED | ALLIED AIR ENTERPRISES, LLC | A80UH1E090B16-* |  | Natural Gas,Propane Gas | Upflow,Horizontal | Non-Weatherized | 88 | 72 | 80 | 78.6 | 449 | 83 |  | Yes | AMACF
4714794 | Active | CONCORD,DUCANE,ADVANCE COMFORT SYSTEM,GREAT LAKES,ALLIED | ALLIED AIR ENTERPRISES, LLC | 80G1UH090BE16-* |  | Natural Gas,Propane Gas | Upflow,Horizontal | Non-Weatherized | 88 | 72 | 80 | 78.6 | 449 | 83 |  | Yes | AMACF
4714936 | Active | AIREASE,ARMSTRONG AIR,ADVANCE COMFORT SYSTEM,GREAT LAKES,ALLIED | ALLIED AIR ENTERPRISES, LLC | A80UH1E090B16L-* |  | Natural Gas,Propane Gas | Upflow,Horizontal | Non-Weatherized | 88 | 72 | 80 | 78.6 | 449 | 83 |  | Yes | AMACF
4715090 | Active | CONCORD,DUCANE,ADVANCE COMFORT SYSTEM,GREAT LAKES,ALLIED | ALLIED AIR ENTERPRISES, LLC | 80G1UH090BE16L-* |  | Natural Gas,Propane Gas | Upflow,Horizontal | Non-Weatherized | 88 | 72 | 80 | 78.6 | 449 | 83 |  | Yes | AMACF
5727011 | Active | ELITE 80 | LENNOX INDUSTRIES, INC. | EL180UH090E48B-* |  | Natural Gas,Propane Gas | Upflow,Horizontal | Non-Weatherized | 88 | 72 | 80 | 78.6 | 449 | 83 | Yes | Yes | AMACF
4715328 | Active | AIREASE,ARMSTRONG AIR,ADVANCE COMFORT SYSTEM,GREAT LAKES,ALLIED | ALLIED AIR ENTERPRISES, LLC | A80UH1E090C20-* |  | Natural Gas,Propane Gas | Upflow,Horizontal | Non-Weatherized | 88 | 72 | 80 | 78.5 | 489 | 83 |  | Yes | AMACF
4715430 | Active | CONCORD,DUCANE,ADVANCE COMFORT SYSTEM,GREAT LAKES,ALLIED | ALLIED AIR ENTERPRISES, LLC | 80G1UH090CE20-* |  | Natural Gas,Propane Gas | Upflow,Horizontal | Non-Weatherized | 88 | 72 | 80 | 78.5 | 489 | 83 |  | Yes | AMACF
5727012 | Active | ELITE 80 | LENNOX INDUSTRIES, INC. | EL180UH090E60C-* |  | Natural Gas,Propane Gas | Upflow,Horizontal | Non-Weatherized | 88 | 72 | 80 | 78.5 | 489 | 83 | Yes | Yes | AMACF
4715431 | Active | AIREASE,ARMSTRONG AIR,ADVANCE COMFORT SYSTEM,GREAT LAKES,ALLIED | ALLIED AIR ENTERPRISES, LLC | A80UH1E110C20-* |  | Natural Gas,Propane Gas | Upflow,Horizontal | Non-Weatherized | 110 | 90 | 80 | 97.8 | 657 | 86 |  | Yes
4715432 | Active | CONCORD,DUCANE,ADVANCE COMFORT SYSTEM,GREAT LAKES,ALLIED | ALLIED AIR ENTERPRISES, LLC | 80G1UH110CE20-* |  | Natural Gas,Propane Gas | Upflow,Horizontal | Non-Weatherized | 110 | 90 | 80 | 97.8 | 657 | 86 |  | Yes
4715433 | Active | AIREASE,ARMSTRONG AIR,ADVANCE COMFORT SYSTEM,GREAT LAKES,ALLIED | ALLIED AIR ENTERPRISES, LLC | A80UH1E110C20L-* |  | Natural Gas,Propane Gas | Upflow,Horizontal | Non-Weatherized | 110 | 90 | 80 | 97.8 | 657 | 86 |  | Yes
4715434 | Active | CONCORD,DUCANE,ADVANCE COMFORT SYSTEM,GREAT LAKES,ALLIED | ALLIED AIR ENTERPRISES, LLC | 80G1UH110CE20L-* |  | Natural Gas,Propane Gas | Upflow,Horizontal | Non-Weatherized | 110 | 90 | 80 | 97.8 | 657 | 86 |  | Yes
5727013 | Active | ELITE 80 | LENNOX INDUSTRIES, INC. | EL180UH110E60C-* |  | Natural Gas,Propane Gas | Upflow,Horizontal | Non-Weatherized | 110 | 90 | 80 | 97.8 | 657 | 86 | Yes | Yes
4715435 | Active | AIREASE,ARMSTRONG AIR,ADVANCE COMFORT SYSTEM,GREAT LAKES,ALLIED | ALLIED AIR ENTERPRISES, LLC | A80UH1E135D20-* |  | Natural Gas,Propane Gas | Upflow,Horizontal | Non-Weatherized | 132 | 107 | 80 | 117 | 836 | 86 |  | Yes
4715495 | Active | CONCORD,DUCANE,ADVANCE COMFORT SYSTEM,GREAT LAKES,ALLIED | ALLIED AIR ENTERPRISES, LLC | 80G1UH135DE20-* |  | Natural Gas,Propane Gas | Upflow,Horizontal | Non-Weatherized | 132 | 107 | 80 | 117 | 836 | 86 |  | Yes
5727014 | Active | ELITE 80 | LENNOX INDUSTRIES, INC. | EL180UH135E60D-* |  | Natural Gas,Propane Gas | Upflow,Horizontal | Non-Weatherized | 132 | 107 | 80 | 117 | 836 | 86 | Yes | Yes
4715694 | Active | AIREASE,ARMSTRONG AIR,ADVANCE COMFORT SYSTEM,GREAT LAKES,ALLIED | ALLIED AIR ENTERPRISES, LLC | A80DF1E045A12-* |  | Natural Gas,Propane Gas | Downflow | Non-Weatherized | 44 | 36 | 80 | 38.9 | 380 | 76 |  | Yes
4715872 | Active | CONCORD,DUCANE,ADVANCE COMFORT SYSTEM,GREAT LAKES,ALLIED | ALLIED AIR ENTERPRISES, LLC | 80G1DF045AE12-* |  | Natural Gas,Propane Gas | Downflow | Non-Weatherized | 44 | 36 | 80 | 38.9 | 380 | 76 |  | Yes
5727015 | Active | ELITE 80 | LENNOX INDUSTRIES, INC. | EL180DF045E36A-* |  | Natural Gas,Propane Gas | Downflow | Non-Weatherized | 44 | 36 | 80 | 38.9 | 380 | 76 | Yes | Yes
4715994 | Active | AIREASE,ARMSTRONG AIR,ADVANCE COMFORT SYSTEM,GREAT LAKES,ALLIED | ALLIED AIR ENTERPRISES, LLC | A80DF1E070A12-* |  | Natural Gas,Propane Gas | Downflow | Non-Weatherized | 66 | 54 | 80 | 59.1 | 328 | 77 |  | Yes | AMACF
4716023 | Active | CONCORD,DUCANE,ADVANCE COMFORT SYSTEM,GREAT LAKES,ALLIED | ALLIED AIR ENTERPRISES, LLC | 80G1DF070AE12-* |  | Natural Gas,Propane Gas | Downflow | Non-Weatherized | 66 | 54 | 80 | 59.1 | 328 | 77 |  | Yes | AMACF
5727016 | Active | ELITE 80 | LENNOX INDUSTRIES, INC. | EL180DF070E36B-* |  | Natural Gas,Propane Gas | Downflow | Non-Weatherized | 66 | 54 | 80 | 59.1 | 328 | 77 | Yes | Yes | AMACF
4716024 | Active | AIREASE,ARMSTRONG AIR,ADVANCE COMFORT SYSTEM,GREAT LAKES,ALLIED | ALLIED AIR ENTERPRISES, LLC | A80DF1E090B16-* |  | Natural Gas,Propane Gas | Downflow | Non-Weatherized | 88 | 72 | 80 | 78.6 | 462 | 85 |  | Yes | AMACF
4716025 | Active | CONCORD,DUCANE,ADVANCE COMFORT SYSTEM,GREAT LAKES,ALLIED | ALLIED AIR ENTERPRISES, LLC | 80G1DF090BE16-* |  | Natural Gas,Propane Gas | Downflow | Non-Weatherized | 88 | 72 | 80 | 78.6 | 462 | 85 |  | Yes | AMACF
5727017 | Active | ELITE 80 | LENNOX INDUSTRIES, INC. | EL180DF090E48B-* |  | Natural Gas,Propane Gas | Downflow | Non-Weatherized | 88 | 72 | 80 | 78.6 | 462 | 85 | Yes | Yes | AMACF
4716026 | Active | AIREASE,ARMSTRONG AIR,ADVANCE COMFORT SYSTEM,GREAT LAKES,ALLIED | ALLIED AIR ENTERPRISES, LLC | A80DF1E110C20-* |  | Natural Gas,Propane Gas | Downflow | Non-Weatherized | 110 | 90 | 80 | 98 | 607 | 87 |  | Yes | AMACF
4716027 | Active | CONCORD,DUCANE,ADVANCE COMFORT SYSTEM,GREAT LAKES,ALLIED | ALLIED AIR ENTERPRISES, LLC | 80G1DF110CE20-* |  | Natural Gas,Propane Gas | Downflow | Non-Weatherized | 110 | 90 | 80 | 98 | 607 | 87 |  | Yes | AMACF
5727018 | Active | ELITE 80 | LENNOX INDUSTRIES, INC. | EL180DF110E60C-* |  | Natural Gas,Propane Gas | Downflow | Non-Weatherized | 110 | 90 | 80 | 98 | 607 | 87 | Yes | Yes | AMACF
5727019 | Active | ELITE 80 | LENNOX INDUSTRIES, INC. | EL180UH045XE36A-* |  | Natural Gas | Upflow,Horizontal | Non-Weatherized | 44 | 36 | 80 | 38.9 | 376 | 80 | Yes | Yes
5727020 | Active | ELITE 80 | LENNOX INDUSTRIES, INC. | EL180UH070XE36B-* |  | Natural Gas | Upflow,Horizontal | Non-Weatherized | 66 | 53 | 80 | 59.4 | 250 | 77 | Yes | Yes | AMACF
5727021 | Active | ELITE 80 | LENNOX INDUSTRIES, INC. | EL180UH090XE48B-* |  | Natural Gas | Upflow,Horizontal | Non-Weatherized | 88 | 72 | 80 | 78.6 | 449 | 83 | Yes | Yes | AMACF
5727022 | Active | ELITE 80 | LENNOX INDUSTRIES, INC. | EL180UH110XE60C-* |  | Natural Gas | Upflow,Horizontal | Non-Weatherized | 110 | 90 | 80 | 97.8 | 657 | 86 | Yes | Yes
5732669 | Active | NAPOLEON | WOLF STEEL LTD. | NBM030S2A |  | Natural Gas,Propane Gas | Upflow, Horizontal | Non-Weatherized | 30 | 28 | 94 | 32.4 | 481 | 115 | Yes | No
5732670 | Active | NAPOLEON | WOLF STEEL LTD. | NBM040S2A |  | Natural Gas,Propane Gas | Upflow, Horizontal | Non-Weatherized | 40 | 37 | 92.1 | 33.1 | 481 | 116 | Yes | No
5732671 | Active | NAPOLEON | WOLF STEEL LTD. | NBM040S3A |  | Natural Gas,Propane Gas | Upflow, Horizontal | Non-Weatherized | 40 | 37 | 92.1 | 33.1 | 538 | 119 | Yes | No
5732672 | Active | NAPOLEON | WOLF STEEL LTD. | NBM060S2A |  | Natural Gas,Propane Gas | Upflow, Horizontal | Non-Weatherized | 60 | 55 | 92.1 | 49.7 | 847 | 119 | Yes | No
5732673 | Active | NAPOLEON | WOLF STEEL LTD. | NBM060S3A |  | Natural Gas,Propane Gas | Upflow, Horizontal | Non-Weatherized | 60 | 55 | 92.1 | 49.5 | 788 | 122 | Yes | No
5732674 | Active | NAPOLEON | WOLF STEEL LTD. | NBM080S3A |  | Natural Gas,Propane Gas | Upflow, Horizontal | Non-Weatherized | 80 | 74 | 92.1 | 66.2 | 939 | 121 | Yes | No
5732675 | Active | NAPOLEON | WOLF STEEL LTD. | NBM080S4A |  | Natural Gas,Propane Gas | Upflow, Horizontal | Non-Weatherized | 80 | 74 | 92.1 | 67.2 | 1007 | 124 | Yes | No
5732676 | Active | NAPOLEON | WOLF STEEL LTD. | NBM100S4A |  | Natural Gas,Propane Gas | Upflow, Horizontal | Non-Weatherized | 100 | 92 | 92.1 | 82.9 | 1381 | 124 | Yes | No
5732677 | Active | NAPOLEON | WOLF STEEL LTD. | NBM100S5A |  | Natural Gas,Propane Gas | Upflow, Horizontal | Non-Weatherized | 100 | 92 | 92.1 | 82.3 | 1381 | 125 | Yes | No
5732678 | Active | NAPOLEON | WOLF STEEL LTD. | NBM120S5A |  | Natural Gas,Propane Gas | Upflow, Horizontal | Non-Weatherized | 120 | 111 | 92.1 | 115.5 | 1825 | 124 | Yes | No
5732679 | Active | CONTINENTAL | WOLF STEEL LTD. | CBM030S2A |  | Natural Gas,Propane Gas | Upflow, Horizontal | Non-Weatherized | 30 | 28 | 94 | 32.4 | 481 | 115 | Yes | No
5732680 | Active | CONTINENTAL | WOLF STEEL LTD. | CBM040S2A |  | Natural Gas,Propane Gas | Upflow, Horizontal | Non-Weatherized | 40 | 37 | 92.1 | 33.1 | 481 | 116 | Yes | No
5732681 | Active | CONTINENTAL | WOLF STEEL LTD. | CBM040S3A |  | Natural Gas,Propane Gas | Upflow, Horizontal | Non-Weatherized | 40 | 37 | 92.1 | 33.1 | 538 | 119 | Yes | No
5732682 | Active | CONTINENTAL | WOLF STEEL LTD. | CBM060S2A |  | Natural Gas,Propane Gas | Upflow, Horizontal | Non-Weatherized | 60 | 55 | 92.1 | 49.7 | 847 | 119 | Yes | No
5732683 | Active | CONTINENTAL | WOLF STEEL LTD. | CBM060S3A |  | Natural Gas,Propane Gas | Upflow, Horizontal | Non-Weatherized | 60 | 55 | 92.1 | 49.5 | 788 | 122 | Yes | No
5732684 | Active | CONTINENTAL | WOLF STEEL LTD. | CBM080S3A |  | Natural Gas,Propane Gas | Upflow, Horizontal | Non-Weatherized | 80 | 74 | 92.1 | 66.2 | 939 | 121 | Yes | No
5732685 | Active | CONTINENTAL | WOLF STEEL LTD. | CBM080S4A |  | Natural Gas,Propane Gas | Upflow, Horizontal | Non-Weatherized | 80 | 74 | 92.1 | 67.2 | 1007 | 124 | Yes | No
5732686 | Active | CONTINENTAL | WOLF STEEL LTD. | CBM100S4A |  | Natural Gas,Propane Gas | Upflow, Horizontal | Non-Weatherized | 100 | 92 | 92.1 | 82.9 | 1381 | 124 | Yes | No
5732687 | Active | CONTINENTAL | WOLF STEEL LTD. | CBM100S5A |  | Natural Gas,Propane Gas | Upflow, Horizontal | Non-Weatherized | 100 | 92 | 92.1 | 82.3 | 1381 | 125 | Yes | No
5732688 | Active | CONTINENTAL | WOLF STEEL LTD. | CBM120S5A |  | Natural Gas,Propane Gas | Upflow, Horizontal | Non-Weatherized | 120 | 111 | 92.1 | 115.5 | 1825 | 124 | Yes | No
5831890 | Discontinued | RAIDER | LENNOX INDUSTRIES, INC. | ZGA036**BS*P |  | Natural Gas,Propane Gas | Downflow,Horizontal | Weatherized | 65 | 52 | 80 | 57.2 | 795 | 81 | Yes | No
5841872 | Discontinued | Z SERIES | ALLIED AIR ENTERPRISES, LLC | ZGA036**BS*P |  | Natural Gas,Propane Gas | Downflow,Horizontal | Weatherized | 65 | 52 | 80 | 57.2 | 795 | 81 |  | No
5831891 | Discontinued | RAIDER | LENNOX INDUSTRIES, INC. | ZGA036**BM*P |  | Natural Gas,Propane Gas | Downflow,Horizontal | Weatherized | 108 | 87 | 80 | 96.7 | 934 | 90 | Yes | No
5841842 | Discontinued | Z SERIES | ALLIED AIR ENTERPRISES, LLC | ZGA036**BM*P |  | Natural Gas,Propane Gas | Downflow,Horizontal | Weatherized | 108 | 87 | 80 | 96.7 | 934 | 90 |  | No
5831892 | Discontinued | RAIDER | LENNOX INDUSTRIES, INC. | ZGA048**BH*P |  | Natural Gas,Propane Gas | Downflow,Horizontal | Weatherized | 150 | 121 | 80 | 132.5 | 1248 | 86 | Yes | No
5841932 | Discontinued | Z SERIES | ALLIED AIR ENTERPRISES, LLC | ZGA048**BH*P |  | Natural Gas,Propane Gas | Downflow,Horizontal | Weatherized | 150 | 121 | 80 | 132.5 | 1248 | 86 |  | No
5831893 | Discontinued | RAIDER | LENNOX INDUSTRIES, INC. | ZGA048**BT*P |  | Natural Gas,Propane Gas | Downflow,Horizontal | Weatherized | 150 | 121 | 80 | 136.1 | 1090 | 86 | Yes | No
5842015 | Discontinued | Z SERIES | ALLIED AIR ENTERPRISES, LLC | ZGA048**BT*P |  | Natural Gas,Propane Gas | Downflow,Horizontal | Weatherized | 150 | 121 | 80 | 136.1 | 1090 | 86 |  | No
5831894 | Discontinued | RAIDER | LENNOX INDUSTRIES, INC. | ZGA036**BU*P |  | Natural Gas,Propane Gas | Downflow,Horizontal | Weatherized | 108 | 87 | 80 | 93.8 | 1013 | 90 | Yes | No
5841889 | Discontinued | Z SERIES | ALLIED AIR ENTERPRISES, LLC | ZGA036**BU*P |  | Natural Gas,Propane Gas | Downflow,Horizontal | Weatherized | 108 | 87 | 80 | 93.8 | 1013 | 90 |  | No
5831902 | Discontinued | RAIDER | LENNOX INDUSTRIES, INC. | ZGA048**BS*P |  | Natural Gas,Propane Gas | Downflow,Horizontal | Weatherized | 65 | 52 | 80 | 57.2 | 795 | 81 |  | No
5841988 | Discontinued | Z SERIES | ALLIED AIR ENTERPRISES, LLC | ZGA048**BS*P |  | Natural Gas,Propane Gas | Downflow,Horizontal | Weatherized | 65 | 52 | 80 | 57.2 | 795 | 81 |  | No
5831903 | Discontinued | RAIDER | LENNOX INDUSTRIES, INC. | ZGA060**BS*P |  | Natural Gas,Propane Gas | Downflow,Horizontal | Weatherized | 65 | 52 | 80 | 57.2 | 795 | 81 |  | No
5842034 | Discontinued | Z SERIES | ALLIED AIR ENTERPRISES, LLC | ZGA060**BS*P |  | Natural Gas,Propane Gas | Downflow,Horizontal | Weatherized | 65 | 52 | 80 | 57.2 | 795 | 81 |  | No
5831904 | Discontinued | RAIDER | LENNOX INDUSTRIES, INC. | ZGA048**BM*P |  | Natural Gas,Propane Gas | Downflow,Horizontal | Weatherized | 108 | 87 | 80 | 96.7 | 934 | 90 |  | No
5841947 | Discontinued | Z SERIES | ALLIED AIR ENTERPRISES, LLC | ZGA048**BM*P |  | Natural Gas,Propane Gas | Downflow,Horizontal | Weatherized | 108 | 87 | 80 | 96.7 | 934 | 90 |  | No
5831905 | Discontinued | RAIDER | LENNOX INDUSTRIES, INC. | ZGA060**BM*P |  | Natural Gas,Propane Gas | Downflow,Horizontal | Weatherized | 108 | 87 | 80 | 96.7 | 934 | 90 |  | No
5842032 | Discontinued | Z SERIES | ALLIED AIR ENTERPRISES, LLC | ZGA060**BM*P |  | Natural Gas,Propane Gas | Downflow,Horizontal | Weatherized | 108 | 87 | 80 | 96.7 | 934 | 90 |  | No
5831906 | Discontinued | RAIDER | LENNOX INDUSTRIES, INC. | ZGA060**BH*P |  | Natural Gas,Propane Gas | Downflow,Horizontal | Weatherized | 150 | 121 | 80 | 132.5 | 1248 | 86 |  | No
5842031 | Discontinued | Z SERIES | ALLIED AIR ENTERPRISES, LLC | ZGA060**BH*P |  | Natural Gas,Propane Gas | Downflow,Horizontal | Weatherized | 150 | 121 | 80 | 132.5 | 1248 | 86 |  | No
5831907 | Discontinued | RAIDER | LENNOX INDUSTRIES, INC. | ZGA060**BT*P |  | Natural Gas,Propane Gas | Downflow,Horizontal | Weatherized | 150 | 121 | 80 | 136.1 | 1090 | 86 |  | No
5842036 | Discontinued | Z SERIES | ALLIED AIR ENTERPRISES, LLC | ZGA060**BT*P |  | Natural Gas,Propane Gas | Downflow,Horizontal | Weatherized | 150 | 121 | 80 | 136.1 | 1090 | 86 |  | No
5831908 | Discontinued | RAIDER | LENNOX INDUSTRIES, INC. | ZGA048**BU*P |  | Natural Gas,Propane Gas | Downflow,Horizontal | Weatherized | 108 | 87 | 80 | 93.8 | 1013 | 90 |  | No
5842026 | Discontinued | Z SERIES | ALLIED AIR ENTERPRISES, LLC | ZGA048**BU*P |  | Natural Gas,Propane Gas | Downflow,Horizontal | Weatherized | 108 | 87 | 80 | 93.8 | 1013 | 90 |  | No
5831909 | Discontinued | RAIDER | LENNOX INDUSTRIES, INC. | ZGA060**BU*P |  | Natural Gas,Propane Gas | Downflow,Horizontal | Weatherized | 108 | 87 | 80 | 93.8 | 1013 | 90 |  | No
5842037 | Discontinued | Z SERIES | ALLIED AIR ENTERPRISES, LLC | ZGA060**BU*P |  | Natural Gas,Propane Gas | Downflow,Horizontal | Weatherized | 108 | 87 | 80 | 93.8 | 1013 | 90 |  | No
5831910 | Discontinued | RAIDER | LENNOX INDUSTRIES, INC. | ZGA036**BQ*P |  | Natural Gas,Propane Gas | Downflow,Horizontal | Weatherized | 108 | 87 | 80 | 93.8 | 1013 | 90 |  | No
5841865 | Discontinued | Z SERIES | ALLIED AIR ENTERPRISES, LLC | ZGA036**BQ*P |  | Natural Gas,Propane Gas | Downflow,Horizontal | Weatherized | 108 | 87 | 80 | 93.8 | 1013 | 90 |  | No
5831911 | Discontinued | RAIDER | LENNOX INDUSTRIES, INC. | ZGA048**BQ*P |  | Natural Gas,Propane Gas | Downflow,Horizontal | Weatherized | 108 | 87 | 80 | 93.8 | 1013 | 90 |  | No
5841970 | Discontinued | Z SERIES | ALLIED AIR ENTERPRISES, LLC | ZGA048**BQ*P |  | Natural Gas,Propane Gas | Downflow,Horizontal | Weatherized | 108 | 87 | 80 | 93.8 | 1013 | 90 |  | No
5831912 | Discontinued | RAIDER | LENNOX INDUSTRIES, INC. | ZGA060**BQ*P |  | Natural Gas,Propane Gas | Downflow,Horizontal | Weatherized | 108 | 87 | 80 | 93.8 | 1013 | 90 |  | No
5842033 | Discontinued | Z SERIES | ALLIED AIR ENTERPRISES, LLC | ZGA060**BQ*P |  | Natural Gas,Propane Gas | Downflow,Horizontal | Weatherized | 108 | 87 | 80 | 93.8 | 1013 | 90 |  | No
5831913 | Discontinued | RAIDER | LENNOX INDUSTRIES, INC. | ZGA036**BW*P |  | Natural Gas,Propane Gas | Downflow,Horizontal | Weatherized | 65 | 52 | 80 | 57.2 | 795 | 81 |  | No
5841907 | Discontinued | Z SERIES | ALLIED AIR ENTERPRISES, LLC | ZGA036**BW*P |  | Natural Gas,Propane Gas | Downflow,Horizontal | Weatherized | 65 | 52 | 80 | 57.2 | 795 | 81 |  | No
5831914 | Discontinued | RAIDER | LENNOX INDUSTRIES, INC. | ZGA048**BW*P |  | Natural Gas,Propane Gas | Downflow,Horizontal | Weatherized | 65 | 52 | 80 | 57.2 | 795 | 81 |  | No
5842027 | Discontinued | Z SERIES | ALLIED AIR ENTERPRISES, LLC | ZGA048**BW*P |  | Natural Gas,Propane Gas | Downflow,Horizontal | Weatherized | 65 | 52 | 80 | 57.2 | 795 | 81 |  | No
5831915 | Discontinued | RAIDER | LENNOX INDUSTRIES, INC. | ZGA060**BW*P |  | Natural Gas,Propane Gas | Downflow,Horizontal | Weatherized | 65 | 52 | 80 | 57.2 | 795 | 81 |  | No
5842038 | Discontinued | Z SERIES | ALLIED AIR ENTERPRISES, LLC | ZGA060**BW*P |  | Natural Gas,Propane Gas | Downflow,Horizontal | Weatherized | 65 | 52 | 80 | 57.2 | 795 | 81 |  | No
5831916 | Discontinued | RAIDER | LENNOX INDUSTRIES, INC. | ZGA036**BY*P |  | Natural Gas,Propane Gas | Downflow,Horizontal | Weatherized | 108 | 87 | 80 | 96.7 | 934 | 90 |  | No
5841923 | Discontinued | Z SERIES | ALLIED AIR ENTERPRISES, LLC | ZGA036**BY*P |  | Natural Gas,Propane Gas | Downflow,Horizontal | Weatherized | 108 | 87 | 80 | 96.7 | 934 | 90 |  | No
5831917 | Discontinued | RAIDER | LENNOX INDUSTRIES, INC. | ZGA048**BY*P |  | Natural Gas,Propane Gas | Downflow,Horizontal | Weatherized | 108 | 87 | 80 | 96.7 | 934 | 90 |  | No
5842029 | Discontinued | Z SERIES | ALLIED AIR ENTERPRISES, LLC | ZGA048**BY*P |  | Natural Gas,Propane Gas | Downflow,Horizontal | Weatherized | 108 | 87 | 80 | 96.7 | 934 | 90 |  | No
5831918 | Discontinued | RAIDER | LENNOX INDUSTRIES, INC. | ZGA060**BY*P |  | Natural Gas,Propane Gas | Downflow,Horizontal | Weatherized | 108 | 87 | 80 | 96.7 | 934 | 90 |  | No
5842040 | Discontinued | Z SERIES | ALLIED AIR ENTERPRISES, LLC | ZGA060**BY*P |  | Natural Gas,Propane Gas | Downflow,Horizontal | Weatherized | 108 | 87 | 80 | 96.7 | 934 | 90 |  | No
5831919 | Discontinued | RAIDER | LENNOX INDUSTRIES, INC. | ZGA048**BX*P |  | Natural Gas,Propane Gas | Downflow,Horizontal | Weatherized | 150 | 121 | 80 | 132.5 | 1248 | 86 |  | No
5842028 | Discontinued | Z SERIES | ALLIED AIR ENTERPRISES, LLC | ZGA048**BX*P |  | Natural Gas,Propane Gas | Downflow,Horizontal | Weatherized | 150 | 121 | 80 | 132.5 | 1248 | 86 |  | No
5831920 | Discontinued | RAIDER | LENNOX INDUSTRIES, INC. | ZGA060**BX*P |  | Natural Gas,Propane Gas | Downflow,Horizontal | Weatherized | 150 | 121 | 80 | 132.5 | 1248 | 86 |  | No
5842039 | Discontinued | Z SERIES | ALLIED AIR ENTERPRISES, LLC | ZGA060**BX*P |  | Natural Gas,Propane Gas | Downflow,Horizontal | Weatherized | 150 | 121 | 80 | 132.5 | 1248 | 86 |  | No
5831921 | Discontinued | RAIDER | LENNOX INDUSTRIES, INC. | ZGA048**BZ*P |  | Natural Gas,Propane Gas | Downflow,Horizontal | Weatherized | 150 | 121 | 80 | 136.1 | 1090 | 86 |  | No
5842030 | Discontinued | Z SERIES | ALLIED AIR ENTERPRISES, LLC | ZGA048**BZ*P |  | Natural Gas,Propane Gas | Downflow,Horizontal | Weatherized | 150 | 121 | 80 | 136.1 | 1090 | 86 |  | No
5831922 | Discontinued | RAIDER | LENNOX INDUSTRIES, INC. | ZGA060**BZ*P |  | Natural Gas,Propane Gas | Downflow,Horizontal | Weatherized | 150 | 121 | 80 | 136.1 | 1090 | 86 |  | No
5842041 | Discontinued | Z SERIES | ALLIED AIR ENTERPRISES, LLC | ZGA060**BZ*P |  | Natural Gas,Propane Gas | Downflow,Horizontal | Weatherized | 150 | 121 | 80 | 136.1 | 1090 | 86 |  | No
5859628 | Discontinued | CONCORD,DUCANE,ADVANCE COMFORT SYSTEM,GREAT LAKES,ALLIED | ALLIED AIR ENTERPRISES, LLC | RGE13A24075**-*** |  | Natural Gas, Propane Gas | Downflow, Horizontal | Weatherized | 75 | 60 | 80 | 78 | 634 | 92 |  | No
5859629 | Discontinued | ADVANCE COMFORT SYSTEM, ALLIED, CONCORD, DUCANE, GREAT LAKES | ALLIED AIR ENTERPRISES, LLC | RGE13A48125**-*** |  | Natural Gas,Propane Gas | Downflow,Horizontal | Weatherized | 125 | 100 | 80 | 116.6 | 973 | 87 |  | No
5859630 | Discontinued | CONCORD,DUCANE,ADVANCE COMFORT SYSTEM,GREAT LAKES,ALLIED | ALLIED AIR ENTERPRISES, LLC | RGE13A30050**-*** |  | Natural Gas, Propane Gas | Downflow, Horizontal | Weatherized | 50 | 40 | 80 | 38.9 | 395 | 84 |  | No
5859631 | Discontinued | ADVANCE COMFORT SYSTEM, ALLIED, CONCORD, DUCANE, GREAT LAKES | ALLIED AIR ENTERPRISES, LLC | RGE13A36075**-*** |  | Natural Gas,Propane Gas | Downflow,Horizontal | Weatherized | 75 | 60 | 80 | 78 | 634 | 92 |  | No
5859632 | Discontinued | CONCORD,DUCANE,ADVANCE COMFORT SYSTEM,GREAT LAKES,ALLIED | ALLIED AIR ENTERPRISES, LLC | RGE13A36100**-*** |  | Natural Gas, Propane Gas | Downflow, Horizontal | Weatherized | 100 | 80 | 80 | 97.5 | 758 | 97 |  | No
5859633 | Discontinued | ADVANCE COMFORT SYSTEM, ALLIED, CONCORD, DUCANE, GREAT LAKES | ALLIED AIR ENTERPRISES, LLC | RGE13A60125**-*** |  | Natural Gas,Propane Gas | Downflow,Horizontal | Weatherized | 125 | 100 | 80 | 116.6 | 973 | 87 |  | No
5859634 | Discontinued | ADVANCE COMFORT SYSTEM, ALLIED, CONCORD, DUCANE, GREAT LAKES | ALLIED AIR ENTERPRISES, LLC | RGE13A30075**-*** |  | Natural Gas,Propane Gas | Downflow,Horizontal | Weatherized | 75 | 60 | 80 | 78 | 634 | 92 |  | No
5859635 | Discontinued | ADVANCE COMFORT SYSTEM, ALLIED, CONCORD, DUCANE, GREAT LAKES | ALLIED AIR ENTERPRISES, LLC | RGE13A42075**-*** |  | Natural Gas,Propane Gas | Downflow,Horizontal | Weatherized | 75 | 60 | 80 | 78.2 | 586 | 97 |  | No
5859636 | Discontinued | ADVANCE COMFORT SYSTEM, ALLIED, CONCORD, DUCANE, GREAT LAKES | ALLIED AIR ENTERPRISES, LLC | RGE13A24050**-*** |  | Natural Gas,Propane Gas | Downflow,Horizontal | Weatherized | 50 | 40 | 80 | 38.9 | 395 | 84 |  | No
5859644 | Discontinued | ADVANCE COMFORT SYSTEM, AIREASE, ALLIED, ARMSTRONG, ARMSTRONG AIR, GREAT LAKES | ALLIED AIR ENTERPRISES, LLC | RPGE13A48125**-*** |  | Natural Gas,Propane Gas | Downflow,Horizontal | Weatherized | 125 | 100 | 80 | 116.6 | 973 | 87 | Yes | No
5859645 | Discontinued | ADVANCE COMFORT SYSTEM, AIREASE, ALLIED, ARMSTRONG, ARMSTRONG AIR, GREAT LAKES | ALLIED AIR ENTERPRISES, LLC | RPGE13A24075**-*** |  | Natural Gas,Propane Gas | Downflow,Horizontal | Weatherized | 75 | 60 | 80 | 78 | 634 | 92 | Yes | No
5859646 | Discontinued | ADVANCE COMFORT SYSTEM, AIREASE, ALLIED, ARMSTRONG, ARMSTRONG AIR, GREAT LAKES | ALLIED AIR ENTERPRISES, LLC | RPGE13A24050**-*** |  | Natural Gas,Propane Gas | Downflow,Horizontal | Weatherized | 50 | 40 | 80 | 38.9 | 395 | 84 | Yes | No
5932321 | Discontinued | MERIT | LENNOX INDUSTRIES, INC. | 13GEP24050A**-** |  | Natural Gas,Propane Gas | Downflow,Horizontal | Weatherized | 50 | 40 | 80 | 38.9 | 395 | 84 |  | No
5859647 | Discontinued | ADVANCE COMFORT SYSTEM, AIREASE, ALLIED, ARMSTRONG, ARMSTRONG AIR, GREAT LAKES | ALLIED AIR ENTERPRISES, LLC | RPGE13A42100**-*** |  | Natural Gas,Propane Gas | Downflow,Horizontal | Weatherized | 100 | 80 | 80 | 97.4 | 763 | 88 | Yes | No
5859648 | Discontinued | ADVANCE COMFORT SYSTEM, AIREASE, ALLIED, ARMSTRONG, ARMSTRONG AIR, GREAT LAKES | ALLIED AIR ENTERPRISES, LLC | RPGE13A36100**-*** |  | Natural Gas,Propane Gas | Downflow,Horizontal | Weatherized | 100 | 80 | 80 | 97.5 | 758 | 97 | Yes | No
5859649 | Discontinued | ADVANCE COMFORT SYSTEM, AIREASE, ALLIED, ARMSTRONG, ARMSTRONG AIR, GREAT LAKES | ALLIED AIR ENTERPRISES, LLC | RPGE13A42075**-*** |  | Natural Gas,Propane Gas | Downflow,Horizontal | Weatherized | 75 | 60 | 80 | 78.2 | 586 | 97 | Yes | No
5932325 | Discontinued | MERIT | LENNOX INDUSTRIES, INC. | 13GEP42075A**-** |  | Natural Gas,Propane Gas | Downflow,Horizontal | Weatherized | 75 | 60 | 80 | 78.2 | 586 | 97 |  | No
5860496 | Active | GOODMAN | GOODMAN MANUFACTURING CO., LP. | GME80805DXA* |  | Natural Gas, Propane Gas | Upflow, Horizontal | Non-Weatherized | 80 | 65 | 80 | 77.9 | 567 | 65 | Yes | Yes
6647994 | Active | DAIKIN | DAIKIN MANUFACTURING COMPANY, L.P. | DM80HE0805DX |  | Natural Gas, Propane Gas | Upflow, Horizontal | Non-Weatherized | 80 | 65 | 80 | 77.9 | 567 | 65 |  | Yes
6647995 | Active | AMANA | AMANA HEATING AND AIR CONDITIONING | AMEH800805DX |  | Natural Gas, Propane Gas | Upflow, Horizontal | Non-Weatherized | 80 | 65 | 80 | 77.9 | 567 | 65 |  | Yes
5860497 | Active | GOODMAN | GOODMAN MANUFACTURING CO., LP. | GME80805DNA* |  | Natural Gas, Propane Gas | Upflow, Horizontal | Non-Weatherized | 80 | 65 | 80 | 77.9 | 567 | 65 | Yes | Yes
6647996 | Active | DAIKIN | DAIKIN MANUFACTURING COMPANY, L.P. | DM80HE0805DN |  | Natural Gas, Propane Gas | Upflow, Horizontal | Non-Weatherized | 80 | 65 | 80 | 77.9 | 567 | 65 |  | Yes
6647997 | Active | AMANA | AMANA HEATING AND AIR CONDITIONING | AMEH800805DN |  | Natural Gas, Propane Gas | Upflow, Horizontal | Non-Weatherized | 80 | 65 | 80 | 77.9 | 567 | 65 |  | Yes
5882249 | Discontinued | CARRIER | CARRIER CORPORATION | 48VG-A240403*** |  | Natural Gas, Propane Gas | Downflow, Horizontal | Weatherized | 40 | 32 | 78 | 39.6 | 212 | 40 | Yes | Yes | AMACF
5886927 | Discontinued | BRYANT | BRYANT HEATING & COOLING SYSTEMS | 577ENWA24040A*** |  | Natural Gas, Propane Gas | Downflow, Horizontal | Weatherized | 40 | 32 | 78 | 39.6 | 212 | 40 |  | Yes | AMACF
5882250 | Discontinued | CARRIER | CARRIER CORPORATION | 48VG-A240603*** |  | Natural Gas, Propane Gas | Downflow, Horizontal | Weatherized | 60 | 49 | 78.6 | 57.9 | 283 | 43 | Yes | Yes | AMACF
5886928 | Discontinued | BRYANT | BRYANT HEATING & COOLING SYSTEMS | 577ENWA24060A*** |  | Natural Gas, Propane Gas | Downflow, Horizontal | Weatherized | 60 | 49 | 78.6 | 57.9 | 283 | 43 |  | Yes | AMACF
5882251 | Discontinued | CARRIER | CARRIER CORPORATION | 48VG-A300403*** |  | Natural Gas, Propane Gas | Downflow, Horizontal | Weatherized | 40 | 32 | 78 | 39.6 | 212 | 40 | Yes | Yes | AMACF
5886929 | Discontinued | BRYANT | BRYANT HEATING & COOLING SYSTEMS | 577ENWA30040A*** |  | Natural Gas, Propane Gas | Downflow, Horizontal | Weatherized | 40 | 32 | 78 | 39.6 | 212 | 40 |  | Yes | AMACF
5882252 | Discontinued | CARRIER | CARRIER CORPORATION | 48VG-A300603*** |  | Natural Gas, Propane Gas | Downflow, Horizontal | Weatherized | 60 | 49 | 78.6 | 57.9 | 283 | 43 | Yes | Yes | AMACF
5886930 | Discontinued | BRYANT | BRYANT HEATING & COOLING SYSTEMS | 577ENWA30060A*** |  | Natural Gas, Propane Gas | Downflow, Horizontal | Weatherized | 60 | 49 | 78.6 | 57.9 | 283 | 43 |  | Yes | AMACF
5882253 | Discontinued | CARRIER | CARRIER CORPORATION | 48VG-A360603*** |  | Natural Gas, Propane Gas | Downflow, Horizontal | Weatherized | 60 | 49 | 78.6 | 59.2 | 218 | 44 | Yes | Yes | AMACF
5886931 | Discontinued | BRYANT | BRYANT HEATING & COOLING SYSTEMS | 577ENWA36060A*** |  | Natural Gas, Propane Gas | Downflow, Horizontal | Weatherized | 60 | 49 | 78.6 | 59.2 | 218 | 44 |  | Yes | AMACF
5882254 | Discontinued | CARRIER | CARRIER CORPORATION | 48VG-A360903*** |  | Natural Gas, Propane Gas | Downflow, Horizontal | Weatherized | 90 | 74 | 79.2 | 77.9 | 247 | 44 | Yes | Yes | AMACF
5886932 | Discontinued | BRYANT | BRYANT HEATING & COOLING SYSTEMS | 577ENWA36090A*** |  | Natural Gas, Propane Gas | Downflow, Horizontal | Weatherized | 90 | 74 | 79.2 | 77.9 | 247 | 44 |  | Yes | AMACF
5882255 | Discontinued | CARRIER | CARRIER CORPORATION | 48VG-A420603*** |  | Natural Gas, Propane Gas | Downflow, Horizontal | Weatherized | 60 | 49 | 78.6 | 59.2 | 218 | 44 | Yes | Yes | AMACF
5886933 | Discontinued | BRYANT | BRYANT HEATING & COOLING SYSTEMS | 577ENWA42060A*** |  | Natural Gas, Propane Gas | Downflow, Horizontal | Weatherized | 60 | 49 | 78.6 | 59.2 | 218 | 44 |  | Yes | AMACF
5882256 | Discontinued | CARRIER | CARRIER CORPORATION | 48VG-A420903*** |  | Natural Gas, Propane Gas | Downflow, Horizontal | Weatherized | 90 | 74 | 79.2 | 77.9 | 247 | 44 | Yes | Yes | AMACF
5886934 | Discontinued | BRYANT | BRYANT HEATING & COOLING SYSTEMS | 577ENWA42090A*** |  | Natural Gas, Propane Gas | Downflow, Horizontal | Weatherized | 90 | 74 | 79.2 | 77.9 | 247 | 44 |  | Yes | AMACF
5882257 | Discontinued | CARRIER | CARRIER CORPORATION | 48VG-A480903*** |  | Natural Gas, Propane Gas | Downflow, Horizontal | Weatherized | 90 | 74 | 79.2 | 78.4 | 233 | 48 | Yes | Yes | AMACF
5886935 | Discontinued | BRYANT | BRYANT HEATING & COOLING SYSTEMS | 577ENWA48090A*** |  | Natural Gas, Propane Gas | Downflow, Horizontal | Weatherized | 90 | 74 | 79.2 | 78.4 | 233 | 48 |  | Yes | AMACF
5882258 | Discontinued | CARRIER | CARRIER CORPORATION | 48VG-A481153*** |  | Natural Gas, Propane Gas | Downflow, Horizontal | Weatherized | 115 | 93 | 80.1 | 94.1 | 393 | 46 | Yes | Yes | AMACF
5886936 | Discontinued | BRYANT | BRYANT HEATING & COOLING SYSTEMS | 577ENWA48115A*** |  | Natural Gas, Propane Gas | Downflow, Horizontal | Weatherized | 115 | 93 | 80.1 | 94.1 | 393 | 46 |  | Yes | AMACF
5882259 | Discontinued | CARRIER | CARRIER CORPORATION | 48VG-A481303*** |  | Natural Gas, Propane Gas | Downflow, Horizontal | Weatherized | 130 | 103 | 80 | 113.7 | 471 | 51 | Yes | Yes | AMACF
5886937 | Discontinued | BRYANT | BRYANT HEATING & COOLING SYSTEMS | 577ENWA48130A*** |  | Natural Gas, Propane Gas | Downflow, Horizontal | Weatherized | 130 | 103 | 80 | 113.7 | 471 | 51 |  | Yes | AMACF
5882260 | Discontinued | CARRIER | CARRIER CORPORATION | 48VG-A600903*** |  | Natural Gas, Propane Gas | Downflow, Horizontal | Weatherized | 90 | 74 | 79.2 | 78.4 | 233 | 48 | Yes | Yes | AMACF
5886938 | Discontinued | BRYANT | BRYANT HEATING & COOLING SYSTEMS | 577ENWA60090A*** |  | Natural Gas, Propane Gas | Downflow, Horizontal | Weatherized | 90 | 74 | 79.2 | 78.4 | 233 | 48 |  | Yes | AMACF
5882261 | Discontinued | CARRIER | CARRIER CORPORATION | 48VG-A601153*** |  | Natural Gas, Propane Gas | Downflow, Horizontal | Weatherized | 115 | 93 | 80.1 | 94.1 | 393 | 46 | Yes | Yes | AMACF
5886939 | Discontinued | BRYANT | BRYANT HEATING & COOLING SYSTEMS | 577ENWA60115A*** |  | Natural Gas, Propane Gas | Downflow, Horizontal | Weatherized | 115 | 93 | 80.1 | 94.1 | 393 | 46 |  | Yes | AMACF
5882262 | Discontinued | CARRIER | CARRIER CORPORATION | 48VG-A601303*** |  | Natural Gas, Propane Gas | Downflow, Horizontal | Weatherized | 130 | 103 | 80 | 113.7 | 471 | 51 | Yes | Yes | AMACF
5886940 | Discontinued | BRYANT | BRYANT HEATING & COOLING SYSTEMS | 577ENWA60130A*** |  | Natural Gas, Propane Gas | Downflow, Horizontal | Weatherized | 130 | 103 | 80 | 113.7 | 471 | 51 |  | Yes | AMACF
5882263 | Discontinued | CARRIER | CARRIER CORPORATION | 48VGNA240403*** |  | Natural Gas,Propane Gas | Downflow,Horizontal | Weatherized | 40 | 32 | 78 | 39.6 | 212 | 40 | Yes | Yes | AMACF
5886925 | Discontinued | BRYANT | BRYANT HEATING & COOLING SYSTEMS | 577ENWA24040N*** |  | Natural Gas,Propane Gas | Downflow,Horizontal | Weatherized | 40 | 32 | 78 | 39.6 | 212 | 40 |  | Yes | AMACF
5882264 | Discontinued | CARRIER | CARRIER CORPORATION | 48VGNA240603*** |  | Natural Gas,Propane Gas | Downflow,Horizontal | Weatherized | 60 | 49 | 78.6 | 57.9 | 283 | 43 | Yes | Yes | AMACF
5886926 | Discontinued | BRYANT | BRYANT HEATING & COOLING SYSTEMS | 577ENWA24060N*** |  | Natural Gas,Propane Gas | Downflow,Horizontal | Weatherized | 60 | 49 | 78.6 | 57.9 | 283 | 43 |  | Yes | AMACF
5882265 | Discontinued | CARRIER | CARRIER CORPORATION | 48VGNA300403*** |  | Natural Gas,Propane Gas | Downflow,Horizontal | Weatherized | 40 | 32 | 78 | 39.6 | 212 | 40 | Yes | Yes | AMACF
5886913 | Discontinued | BRYANT | BRYANT HEATING & COOLING SYSTEMS | 577ENWA30040N*** |  | Natural Gas,Propane Gas | Downflow,Horizontal | Weatherized | 40 | 32 | 78 | 39.6 | 212 | 40 |  | Yes | AMACF
5882266 | Discontinued | CARRIER | CARRIER CORPORATION | 48VGNA300603*** |  | Natural Gas,Propane Gas | Downflow,Horizontal | Weatherized | 60 | 49 | 78.6 | 57.9 | 283 | 43 | Yes | Yes | AMACF
5886914 | Discontinued | BRYANT | BRYANT HEATING & COOLING SYSTEMS | 577ENWA30060N*** |  | Natural Gas,Propane Gas | Downflow,Horizontal | Weatherized | 60 | 49 | 78.6 | 57.9 | 283 | 43 |  | Yes | AMACF
5882267 | Discontinued | CARRIER | CARRIER CORPORATION | 48VGNA360603*** |  | Natural Gas,Propane Gas | Downflow,Horizontal | Weatherized | 60 | 49 | 78.6 | 59.2 | 218 | 44 | Yes | Yes | AMACF
5886915 | Discontinued | BRYANT | BRYANT HEATING & COOLING SYSTEMS | 577ENWA36060N*** |  | Natural Gas,Propane Gas | Downflow,Horizontal | Weatherized | 60 | 49 | 78.6 | 59.2 | 218 | 44 |  | Yes | AMACF
5882268 | Discontinued | CARRIER | CARRIER CORPORATION | 48VGNA360903*** |  | Natural Gas,Propane Gas | Downflow,Horizontal | Weatherized | 90 | 74 | 79.2 | 77.9 | 247 | 44 | Yes | Yes | AMACF
5886916 | Discontinued | BRYANT | BRYANT HEATING & COOLING SYSTEMS | 577ENWA36090N*** |  | Natural Gas,Propane Gas | Downflow,Horizontal | Weatherized | 90 | 74 | 79.2 | 77.9 | 247 | 44 |  | Yes | AMACF
5882269 | Discontinued | CARRIER | CARRIER CORPORATION | 48VGNA420603*** |  | Natural Gas,Propane Gas | Downflow,Horizontal | Weatherized | 60 | 49 | 78.6 | 59.2 | 218 | 44 | Yes | Yes | AMACF
5886917 | Discontinued | BRYANT | BRYANT HEATING & COOLING SYSTEMS | 577ENWA42060N*** |  | Natural Gas,Propane Gas | Downflow,Horizontal | Weatherized | 60 | 49 | 78.6 | 59.2 | 218 | 44 |  | Yes | AMACF
5882270 | Discontinued | CARRIER | CARRIER CORPORATION | 48VGNA420903*** |  | Natural Gas,Propane Gas | Downflow,Horizontal | Weatherized | 90 | 74 | 79.2 | 77.9 | 247 | 44 | Yes | Yes | AMACF
5886918 | Discontinued | BRYANT | BRYANT HEATING & COOLING SYSTEMS | 577ENWA42090N*** |  | Natural Gas,Propane Gas | Downflow,Horizontal | Weatherized | 90 | 74 | 79.2 | 77.9 | 247 | 44 |  | Yes | AMACF
5882271 | Discontinued | CARRIER | CARRIER CORPORATION | 48VGNA480903*** |  | Natural Gas,Propane Gas | Downflow,Horizontal | Weatherized | 90 | 74 | 79.2 | 78.4 | 233 | 48 | Yes | Yes | AMACF
5886919 | Discontinued | BRYANT | BRYANT HEATING & COOLING SYSTEMS | 577ENWA48090N*** |  | Natural Gas,Propane Gas | Downflow,Horizontal | Weatherized | 90 | 74 | 79.2 | 78.4 | 233 | 48 |  | Yes | AMACF
5882272 | Discontinued | CARRIER | CARRIER CORPORATION | 48VGNA481153*** |  | Natural Gas,Propane Gas | Downflow,Horizontal | Weatherized | 115 | 93 | 80.1 | 94.1 | 393 | 46 | Yes | Yes | AMACF
5886920 | Discontinued | BRYANT | BRYANT HEATING & COOLING SYSTEMS | 577ENWA48115N*** |  | Natural Gas,Propane Gas | Downflow,Horizontal | Weatherized | 115 | 93 | 80.1 | 94.1 | 393 | 46 |  | Yes | AMACF
5882273 | Discontinued | CARRIER | CARRIER CORPORATION | 48VGNA481303*** |  | Natural Gas,Propane Gas | Downflow,Horizontal | Weatherized | 130 | 103 | 80 | 113.7 | 471 | 51 | Yes | Yes | AMACF
5886921 | Discontinued | BRYANT | BRYANT HEATING & COOLING SYSTEMS | 577ENWA48130N*** |  | Natural Gas,Propane Gas | Downflow,Horizontal | Weatherized | 130 | 103 | 80 | 113.7 | 471 | 51 |  | Yes | AMACF
5882274 | Discontinued | CARRIER | CARRIER CORPORATION | 48VGNA600903*** |  | Natural Gas,Propane Gas | Downflow,Horizontal | Weatherized | 90 | 74 | 79.2 | 78.4 | 233 | 48 | Yes | Yes | AMACF
5886922 | Discontinued | BRYANT | BRYANT HEATING & COOLING SYSTEMS | 577ENWA60090N*** |  | Natural Gas,Propane Gas | Downflow,Horizontal | Weatherized | 90 | 74 | 79.2 | 78.4 | 233 | 48 |  | Yes | AMACF
5882275 | Discontinued | CARRIER | CARRIER CORPORATION | 48VGNA601153*** |  | Natural Gas,Propane Gas | Downflow,Horizontal | Weatherized | 115 | 93 | 80.1 | 94.1 | 393 | 46 | Yes | Yes | AMACF
5886923 | Discontinued | BRYANT | BRYANT HEATING & COOLING SYSTEMS | 577ENWA60115N*** |  | Natural Gas,Propane Gas | Downflow,Horizontal | Weatherized | 115 | 93 | 80.1 | 94.1 | 393 | 46 |  | Yes | AMACF
5882276 | Discontinued | CARRIER | CARRIER CORPORATION | 48VGNA601303*** |  | Natural Gas,Propane Gas | Downflow,Horizontal | Weatherized | 130 | 103 | 80 | 113.7 | 471 | 51 | Yes | Yes | AMACF
5886924 | Discontinued | BRYANT | BRYANT HEATING & COOLING SYSTEMS | 577ENWA60130N*** |  | Natural Gas,Propane Gas | Downflow,Horizontal | Weatherized | 130 | 103 | 80 | 113.7 | 471 | 51 |  | Yes | AMACF
5906747 | Discontinued | TEMPSTAR,ARCOAIRE,KENMORE,ICP COMMERCIAL, HEIL,COMFORTMAKER,DAY & NIGHT,AIRQUEST,KEEPRITE | INTERNATIONAL COMFORT PRODUCTS | PGR524040K**0** |  | Natural Gas, Propane Gas | Downflow, Horizontal | Weatherized | 40 | 32 | 78 | 39.6 | 212 | 40 | Yes | Yes | AMACF
5906748 | Discontinued | TEMPSTAR,ARCOAIRE,KENMORE,ICP COMMERCIAL, HEIL,COMFORTMAKER,DAY & NIGHT,AIRQUEST,KEEPRITE | INTERNATIONAL COMFORT PRODUCTS | PGR524060K**0** |  | Natural Gas, Propane Gas | Downflow, Horizontal | Weatherized | 60 | 49 | 78.6 | 57.9 | 283 | 43 | Yes | Yes | AMACF
5906749 | Discontinued | TEMPSTAR,ARCOAIRE,KENMORE,ICP COMMERCIAL, HEIL,COMFORTMAKER,DAY & NIGHT,AIRQUEST,KEEPRITE | INTERNATIONAL COMFORT PRODUCTS | PGR530040K**0** |  | Natural Gas, Propane Gas | Downflow, Horizontal | Weatherized | 40 | 32 | 78 | 39.6 | 212 | 40 | Yes | Yes | AMACF
5906750 | Discontinued | TEMPSTAR,ARCOAIRE,KENMORE,ICP COMMERCIAL, HEIL,COMFORTMAKER,DAY & NIGHT,AIRQUEST,KEEPRITE | INTERNATIONAL COMFORT PRODUCTS | PGR530060K**0** |  | Natural Gas, Propane Gas | Downflow, Horizontal | Weatherized | 60 | 49 | 78.6 | 57.9 | 283 | 43 | Yes | Yes | AMACF
5906751 | Discontinued | TEMPSTAR,ARCOAIRE,KENMORE,ICP COMMERCIAL, HEIL,COMFORTMAKER,DAY & NIGHT,AIRQUEST,KEEPRITE | INTERNATIONAL COMFORT PRODUCTS | PGR536060K**0** |  | Natural Gas, Propane Gas | Downflow, Horizontal | Weatherized | 60 | 49 | 78.6 | 59.2 | 218 | 44 | Yes | Yes | AMACF
5906752 | Discontinued | TEMPSTAR,ARCOAIRE,KENMORE,ICP COMMERCIAL, HEIL,COMFORTMAKER,DAY & NIGHT,AIRQUEST,KEEPRITE | INTERNATIONAL COMFORT PRODUCTS | PGR536090K**0** |  | Natural Gas, Propane Gas | Downflow, Horizontal | Weatherized | 90 | 74 | 79.2 | 77.9 | 247 | 44 | Yes | Yes | AMACF
5906753 | Discontinued | TEMPSTAR,ARCOAIRE,KENMORE,ICP COMMERCIAL, HEIL,COMFORTMAKER,DAY & NIGHT,AIRQUEST,KEEPRITE | INTERNATIONAL COMFORT PRODUCTS | PGR542060K**0** |  | Natural Gas, Propane Gas | Downflow, Horizontal | Weatherized | 60 | 49 | 78.6 | 59.2 | 218 | 44 | Yes | Yes | AMACF
5906754 | Discontinued | TEMPSTAR,ARCOAIRE,KENMORE,ICP COMMERCIAL, HEIL,COMFORTMAKER,DAY & NIGHT,AIRQUEST,KEEPRITE | INTERNATIONAL COMFORT PRODUCTS | PGR542090K**0** |  | Natural Gas, Propane Gas | Downflow, Horizontal | Weatherized | 90 | 74 | 79.2 | 77.9 | 247 | 44 | Yes | Yes | AMACF
5906755 | Discontinued | TEMPSTAR,ARCOAIRE,KENMORE,ICP COMMERCIAL, HEIL,COMFORTMAKER,DAY & NIGHT,AIRQUEST,KEEPRITE | INTERNATIONAL COMFORT PRODUCTS | PGR548090K**0** |  | Natural Gas, Propane Gas | Downflow, Horizontal | Weatherized | 90 | 74 | 79.2 | 78.4 | 233 | 48 | Yes | Yes | AMACF
5906756 | Discontinued | TEMPSTAR,ARCOAIRE,KENMORE,ICP COMMERCIAL, HEIL,COMFORTMAKER,DAY & NIGHT,AIRQUEST,KEEPRITE | INTERNATIONAL COMFORT PRODUCTS | PGR548115K**0** |  | Natural Gas, Propane Gas | Downflow, Horizontal | Weatherized | 115 | 93 | 80.1 | 94.1 | 393 | 46 | Yes | Yes | AMACF
5906757 | Discontinued | TEMPSTAR,ARCOAIRE,KENMORE,ICP COMMERCIAL, HEIL,COMFORTMAKER,DAY & NIGHT,AIRQUEST,KEEPRITE | INTERNATIONAL COMFORT PRODUCTS | PGR548130K**0** |  | Natural Gas, Propane Gas | Downflow, Horizontal | Weatherized | 130 | 103 | 80 | 113.7 | 471 | 51 | Yes | Yes | AMACF
5906758 | Discontinued | TEMPSTAR,ARCOAIRE,KENMORE,ICP COMMERCIAL, HEIL,COMFORTMAKER,DAY & NIGHT,AIRQUEST,KEEPRITE | INTERNATIONAL COMFORT PRODUCTS | PGR560090K**0** |  | Natural Gas, Propane Gas | Downflow, Horizontal | Weatherized | 90 | 74 | 79.2 | 78.4 | 233 | 48 | Yes | Yes | AMACF
5906759 | Discontinued | TEMPSTAR,ARCOAIRE,KENMORE,ICP COMMERCIAL, HEIL,COMFORTMAKER,DAY & NIGHT,AIRQUEST,KEEPRITE | INTERNATIONAL COMFORT PRODUCTS | PGR560115K**0** |  | Natural Gas, Propane Gas | Downflow, Horizontal | Weatherized | 115 | 93 | 80.1 | 94.1 | 393 | 46 | Yes | Yes | AMACF
5906760 | Discontinued | TEMPSTAR,ARCOAIRE,KENMORE,ICP COMMERCIAL, HEIL,COMFORTMAKER,DAY & NIGHT,AIRQUEST,KEEPRITE | INTERNATIONAL COMFORT PRODUCTS | PGR560130K**0** |  | Natural Gas, Propane Gas | Downflow, Horizontal | Weatherized | 130 | 103 | 80 | 113.7 | 471 | 51 | Yes | Yes | AMACF
5906763 | Discontinued | TEMPSTAR,ARCOAIRE,KENMORE,ICP COMMERCIAL, HEIL,COMFORTMAKER,DAY & NIGHT,AIRQUEST,KEEPRITE | INTERNATIONAL COMFORT PRODUCTS | PGR524040K**1** |  | Natural Gas, Propane Gas | Downflow, Horizontal | Weatherized | 40 | 32 | 78 | 39.6 | 212 | 40 | Yes | Yes | AMACF
5906765 | Discontinued | TEMPSTAR,ARCOAIRE,KENMORE,ICP COMMERCIAL, HEIL,COMFORTMAKER,DAY & NIGHT,AIRQUEST,KEEPRITE | INTERNATIONAL COMFORT PRODUCTS | PGR524060K**1** |  | Natural Gas, Propane Gas | Downflow, Horizontal | Weatherized | 60 | 49 | 78.6 | 57.9 | 283 | 43 | Yes | Yes | AMACF
5906766 | Discontinued | TEMPSTAR,ARCOAIRE,KENMORE,ICP COMMERCIAL, HEIL,COMFORTMAKER,DAY & NIGHT,AIRQUEST,KEEPRITE | INTERNATIONAL COMFORT PRODUCTS | PGR530040K**1** |  | Natural Gas, Propane Gas | Downflow, Horizontal | Weatherized | 40 | 32 | 78 | 39.6 | 212 | 40 | Yes | Yes | AMACF
5906768 | Discontinued | TEMPSTAR,ARCOAIRE,KENMORE,ICP COMMERCIAL, HEIL,COMFORTMAKER,DAY & NIGHT,AIRQUEST,KEEPRITE | INTERNATIONAL COMFORT PRODUCTS | PGR530060K**1** |  | Natural Gas, Propane Gas | Downflow, Horizontal | Weatherized | 60 | 49 | 78.6 | 57.9 | 283 | 43 | Yes | Yes | AMACF
5906770 | Discontinued | TEMPSTAR,ARCOAIRE,KENMORE,ICP COMMERCIAL, HEIL,COMFORTMAKER,DAY & NIGHT,AIRQUEST,KEEPRITE | INTERNATIONAL COMFORT PRODUCTS | PGR536060K**1** |  | Natural Gas, Propane Gas | Downflow, Horizontal | Weatherized | 60 | 49 | 78.6 | 59.2 | 218 | 44 | Yes | Yes | AMACF
5906771 | Discontinued | TEMPSTAR,ARCOAIRE,KENMORE,ICP COMMERCIAL, HEIL,COMFORTMAKER,DAY & NIGHT,AIRQUEST,KEEPRITE | INTERNATIONAL COMFORT PRODUCTS | PGR536090K**1** |  | Natural Gas, Propane Gas | Downflow, Horizontal | Weatherized | 90 | 74 | 79.2 | 77.9 | 247 | 44 | Yes | Yes | AMACF
5906773 | Discontinued | TEMPSTAR,ARCOAIRE,KENMORE,ICP COMMERCIAL, HEIL,COMFORTMAKER,DAY & NIGHT,AIRQUEST,KEEPRITE | INTERNATIONAL COMFORT PRODUCTS | PGR542060K**1** |  | Natural Gas, Propane Gas | Downflow, Horizontal | Weatherized | 60 | 49 | 78.6 | 59.2 | 218 | 44 | Yes | Yes | AMACF
5906775 | Discontinued | TEMPSTAR,ARCOAIRE,KENMORE,ICP COMMERCIAL, HEIL,COMFORTMAKER,DAY & NIGHT,AIRQUEST,KEEPRITE | INTERNATIONAL COMFORT PRODUCTS | PGR542090K**1** |  | Natural Gas, Propane Gas | Downflow, Horizontal | Weatherized | 90 | 74 | 79.2 | 77.9 | 247 | 44 | Yes | Yes | AMACF
5906776 | Discontinued | TEMPSTAR,ARCOAIRE,KENMORE,ICP COMMERCIAL, HEIL,COMFORTMAKER,DAY & NIGHT,AIRQUEST,KEEPRITE | INTERNATIONAL COMFORT PRODUCTS | PGR548090K**1** |  | Natural Gas, Propane Gas | Downflow, Horizontal | Weatherized | 90 | 74 | 79.2 | 78.4 | 233 | 48 | Yes | Yes | AMACF
5906778 | Discontinued | TEMPSTAR,ARCOAIRE,KENMORE,ICP COMMERCIAL, HEIL,COMFORTMAKER,DAY & NIGHT,AIRQUEST,KEEPRITE | INTERNATIONAL COMFORT PRODUCTS | PGR548115K**1** |  | Natural Gas, Propane Gas | Downflow, Horizontal | Weatherized | 115 | 93 | 80.1 | 94.1 | 393 | 46 | Yes | Yes | AMACF
5906780 | Discontinued | TEMPSTAR,ARCOAIRE,KENMORE,ICP COMMERCIAL, HEIL,COMFORTMAKER,DAY & NIGHT,AIRQUEST,KEEPRITE | INTERNATIONAL COMFORT PRODUCTS | PGR548130K**1** |  | Natural Gas, Propane Gas | Downflow, Horizontal | Weatherized | 130 | 103 | 80 | 113.7 | 471 | 51 | Yes | Yes | AMACF
5906781 | Discontinued | TEMPSTAR,ARCOAIRE,KENMORE,ICP COMMERCIAL, HEIL,COMFORTMAKER,DAY & NIGHT,AIRQUEST,KEEPRITE | INTERNATIONAL COMFORT PRODUCTS | PGR560090K**1** |  | Natural Gas, Propane Gas | Downflow, Horizontal | Weatherized | 90 | 74 | 79.2 | 78.4 | 233 | 48 | Yes | Yes | AMACF
5906783 | Discontinued | TEMPSTAR,ARCOAIRE,KENMORE,ICP COMMERCIAL, HEIL,COMFORTMAKER,DAY & NIGHT,AIRQUEST,KEEPRITE | INTERNATIONAL COMFORT PRODUCTS | PGR560115K**1** |  | Natural Gas, Propane Gas | Downflow, Horizontal | Weatherized | 115 | 93 | 80.1 | 94.1 | 393 | 46 | Yes | Yes | AMACF
5906785 | Discontinued | TEMPSTAR,ARCOAIRE,KENMORE,ICP COMMERCIAL, HEIL,COMFORTMAKER,DAY & NIGHT,AIRQUEST,KEEPRITE | INTERNATIONAL COMFORT PRODUCTS | PGR560130K**1** |  | Natural Gas, Propane Gas | Downflow, Horizontal | Weatherized | 130 | 103 | 80 | 113.7 | 471 | 51 | Yes | Yes | AMACF
5914246 | Discontinued | ADVANCE COMFORT SYSTEM, AIREASE, ALLIED, ARMSTRONG, ARMSTRONG AIR, GREAT LAKES | ALLIED AIR ENTERPRISES, LLC | RPGE13A30050**-*** |  | Natural Gas,Propane Gas | Downflow,Horizontal | Weatherized | 50 | 40 | 80 | 38.9 | 395 | 84 |  | No
5932322 | Discontinued | MERIT | LENNOX INDUSTRIES, INC. | 13GEP30050A**-** |  | Natural Gas,Propane Gas | Downflow,Horizontal | Weatherized | 50 | 40 | 80 | 38.9 | 395 | 84 |  | No
5914247 | Discontinued | ADVANCE COMFORT SYSTEM, AIREASE, ALLIED, ARMSTRONG, ARMSTRONG AIR, GREAT LAKES | ALLIED AIR ENTERPRISES, LLC | RPGE13A30075**-*** |  | Natural Gas,Propane Gas | Downflow,Horizontal | Weatherized | 75 | 60 | 80 | 78 | 634 | 92 |  | No
5932323 | Discontinued | MERIT | LENNOX INDUSTRIES, INC. | 13GEP30075A**-** |  | Natural Gas,Propane Gas | Downflow,Horizontal | Weatherized | 75 | 60 | 80 | 78 | 634 | 92 |  | No
5914248 | Discontinued | ADVANCE COMFORT SYSTEM, AIREASE, ALLIED, ARMSTRONG, ARMSTRONG AIR, GREAT LAKES | ALLIED AIR ENTERPRISES, LLC | RPGE13A36075**-*** |  | Natural Gas,Propane Gas | Downflow,Horizontal | Weatherized | 75 | 60 | 80 | 78 | 634 | 92 |  | No
5932324 | Discontinued | MERIT | LENNOX INDUSTRIES, INC. | 13GEP36075A**-** |  | Natural Gas,Propane Gas | Downflow,Horizontal | Weatherized | 75 | 60 | 80 | 78 | 634 | 92 |  | No
5914249 | Discontinued | ADVANCE COMFORT SYSTEM, AIREASE, ALLIED, ARMSTRONG, ARMSTRONG AIR, GREAT LAKES | ALLIED AIR ENTERPRISES, LLC | RPGE13A48100**-*** |  | Natural Gas,Propane Gas | Downflow,Horizontal | Weatherized | 100 | 80 | 80 | 97.4 | 763 | 88 |  | No
5932326 | Discontinued | MERIT | LENNOX INDUSTRIES, INC. | 13GEP48100A**-** |  | Natural Gas,Propane Gas | Downflow,Horizontal | Weatherized | 100 | 80 | 80 | 97.4 | 763 | 88 |  | No
5914250 | Discontinued | ADVANCE COMFORT SYSTEM, AIREASE, ALLIED, ARMSTRONG, ARMSTRONG AIR, GREAT LAKES | ALLIED AIR ENTERPRISES, LLC | RPGE13A60100**-*** |  | Natural Gas,Propane Gas | Downflow,Horizontal | Weatherized | 100 | 80 | 80 | 97.4 | 763 | 88 |  | No
5932327 | Discontinued | MERIT | LENNOX INDUSTRIES, INC. | 13GEP60100A**-** |  | Natural Gas,Propane Gas | Downflow,Horizontal | Weatherized | 100 | 80 | 80 | 97.4 | 763 | 88 |  | No
5914251 | Discontinued | ADVANCE COMFORT SYSTEM, AIREASE, ALLIED, ARMSTRONG, ARMSTRONG AIR, GREAT LAKES | ALLIED AIR ENTERPRISES, LLC | RPGE13A60125**-*** |  | Natural Gas,Propane Gas | Downflow,Horizontal | Weatherized | 125 | 100 | 80 | 116.6 | 973 | 87 |  | No
5915075 | Discontinued | ADVANCE COMFORT SYSTEM, ALLIED, CONCORD, DUCANE, GREAT LAKES | ALLIED AIR ENTERPRISES, LLC | RGE13A42100**-*** |  | Natural Gas,Propane Gas | Downflow,Horizontal | Weatherized | 100 | 80 | 80 | 97.4 | 763 | 88 |  | No
5915076 | Discontinued | ADVANCE COMFORT SYSTEM, ALLIED, CONCORD, DUCANE, GREAT LAKES | ALLIED AIR ENTERPRISES, LLC | RGE13A48100**-*** |  | Natural Gas,Propane Gas | Downflow,Horizontal | Weatherized | 100 | 80 | 80 | 97.4 | 763 | 88 |  | No
5915077 | Discontinued | ADVANCE COMFORT SYSTEM, ALLIED, CONCORD, DUCANE, GREAT LAKES | ALLIED AIR ENTERPRISES, LLC | RGE13A60100**-*** |  | Natural Gas,Propane Gas | Downflow,Horizontal | Weatherized | 100 | 80 | 80 | 97.4 | 763 | 88 |  | No
5940633 | Active | ELITE 90 | LENNOX INDUSTRIES, INC. | EL296DF090XE48C-* |  | Natural Gas,Propane Gas | Downflow | Non-Weatherized | 88 | 85 | 96 | 80.9 | 378 | 54 | Yes | Yes | AFUE & AMACF
6139098 | Discontinued | MIDEA | GD MIDEA HEATING & VENTILATING EQUIPMENT CO., LTD. | MRB-24S060CWN1-M13 |  | Natural Gas,Propane Gas | Upflow,Downflow,Horizontal | Weatherized | 60 | 48 | 80 | 55.4 | 291 | 82 | Yes | No
6465053 | Discontinued | AMERISTAR | INGERSOLL RAND COMPANY | M4PG3024A1064AA |  | Natural Gas,Propane Gas | Upflow,Downflow,Horizontal | Weatherized | 60 | 48 | 80 | 55.4 | 291 | 82 |  | No
6139099 | Discontinued | MIDEA | GD MIDEA HEATING & VENTILATING EQUIPMENT CO., LTD. | MRB-36S060CWN1-M13 |  | Natural Gas,Propane Gas | Upflow,Downflow,Horizontal | Weatherized | 60 | 48 | 80 | 54.9 | 413 | 82 | Yes | No
6465054 | Discontinued | AMERISTAR | INGERSOLL RAND COMPANY | M4PG3036A1064AA |  | Natural Gas,Propane Gas | Upflow,Downflow,Horizontal | Weatherized | 60 | 48 | 80 | 54.9 | 413 | 82 |  | No
6139100 | Discontinued | MIDEA | GD MIDEA HEATING & VENTILATING EQUIPMENT CO., LTD. | MRB-**S090CWN1-M13 |  | Natural Gas,Propane Gas | Upflow,Downflow,Horizontal | Weatherized | 90 | 72 | 80 | 80.7 | 994 | 82 | Yes | No
6465051 | Discontinued | AMERISTAR | INGERSOLL RAND COMPANY | M4PG3048A1096AA |  | Natural Gas,Propane Gas | Upflow,Downflow,Horizontal | Weatherized | 90 | 72 | 80 | 80.7 | 994 | 82 |  | No
6465052 | Discontinued | AMERISTAR | INGERSOLL RAND COMPANY | M4PG3060A1096AA |  | Natural Gas,Propane Gas | Upflow,Downflow,Horizontal | Weatherized | 90 | 72 | 80 | 80.7 | 994 | 82 |  | No
6139101 | Discontinued | MIDEA | GD MIDEA HEATING & VENTILATING EQUIPMENT CO., LTD. | MRB-**S0130CWN1-M13 |  | Natural Gas,Propane Gas | Upflow,Downflow,Horizontal | Weatherized | 130 | 104 | 80 | 115.7 | 1609 | 82 | Yes | No
6465050 | Discontinued | AMERISTAR | INGERSOLL RAND COMPANY | M4PG3060A1120AA |  | Natural Gas,Propane Gas | Upflow,Downflow,Horizontal | Weatherized | 130 | 104 | 80 | 115.7 | 1609 | 82 |  | No
6292886 | Active | TEMPSTAR,ARCOAIRE,KENMORE, ICP COMMERCIAL | INTERNATIONAL COMFORT PRODUCTS | F9MVE0401712A |  | Natural Gas, Propane Gas | Upflow, Downflow, Horizontal | Non-Weatherized | 40 | 39 | 96 | 32.4 | 197 | 32 |  | Yes | AFUE & AMACF
6299170 | Active | CARRIER | CARRIER CORPORATION | 59TP5A040E17--12 |  | Natural Gas, Propane Gas | Upflow, Downflow, Horizontal | Non-Weatherized | 40 | 39 | 96 | 32.4 | 197 | 42 | Yes | Yes | AFUE & AMACF
6332461 | Active | PAYNE | PAYNE HEATING & COOLING | PG95XAT36040B |  | Natural Gas, Propane Gas | Upflow, Downflow, Horizontal | Non-Weatherized | 40 | 39 | 96 | 32.4 | 197 | 42 |  | Yes | AFUE & AMACF
8236778 | Active | AIRQUEST, COMFORTMAKER, DAY & NIGHT, HEIL, ICP COMMERCIAL, KEEPRITE, KENMORE | INTERNATIONAL COMFORT PRODUCTS | G9MXT0401712A |  | Natural Gas, Propane Gas | Upflow, Downflow, Horizontal | Non-Weatherized | 40 | 39 | 96 | 32.4 | 197 | 42 |  | Yes | AFUE & AMACF
6299261 | Active | CARRIER | CARRIER CORPORATION | 59TP5A060E14--12 |  | Natural Gas, Propane Gas | Upflow, Downflow, Horizontal | Non-Weatherized | 60 | 58 | 95 | 48.7 | 301 | 53 | Yes | Yes | AFUE & AMACF
6332462 | Active | PAYNE | PAYNE HEATING & COOLING | PG95XAT36060A |  | Natural Gas, Propane Gas | Upflow, Downflow, Horizontal | Non-Weatherized | 60 | 58 | 95 | 48.7 | 301 | 53 |  | Yes | AFUE & AMACF
8236777 | Active | AIRQUEST, COMFORTMAKER, DAY & NIGHT, HEIL, ICP COMMERCIAL, KEEPRITE, KENMORE | INTERNATIONAL COMFORT PRODUCTS | G9MXT0601412A |  | Natural Gas, Propane Gas | Upflow, Downflow, Horizontal | Non-Weatherized | 60 | 58 | 95 | 48.7 | 301 | 53 |  | Yes | AFUE & AMACF
6299557 | Active | CARRIER | CARRIER CORPORATION | A2X95-036040E17 |  | Natural Gas, Propane Gas | Upflow, Downflow, Horizontal | Non-Weatherized | 40 | 39 | 96 | 32.4 | 197 | 42 | Yes | Yes | AFUE & AMACF
7559672 | Active | BRYANT | BRYANT HEATING & COOLING SYSTEMS | 577CNWB30040N* |  | Natural Gas, Propane Gas | Downflow, Horizontal | Weatherized | 40 | 33 | 81 | 38.8 | 325 | 83 |  | Yes
6299612 | Active | CARRIER | CARRIER CORPORATION | A2X95-036060E14 |  | Natural Gas, Propane Gas | Upflow, Downflow, Horizontal | Non-Weatherized | 60 | 58 | 95 | 48.7 | 301 | 53 | Yes | Yes | AFUE & AMACF
7559687 | Active | BRYANT | BRYANT HEATING & COOLING SYSTEMS | 577CNWB30060A* |  | Natural Gas, Propane Gas | Downflow, Horizontal | Weatherized | 60 | 49 | 81 | 57.4 | 609 | 85 |  | Yes
6309451 | Active | TEMPSTAR,ARCOAIRE,KENMORE, ICP COMMERCIAL | INTERNATIONAL COMFORT PRODUCTS | F9MVE0601412A |  | Natural Gas, Propane Gas | Upflow, Downflow, Horizontal | Non-Weatherized | 60 | 58 | 95 | 48.4 | 300 | 38 |  | Yes | AFUE & AMACF
6309514 | Discontinued | CARRIER | CARRIER CORPORATION | 48VR-A300603*** |  | Natural Gas, Propane Gas | Downflow, Horizontal | Weatherized | 60 | 49 | 78.6 | 57.9 | 301 | 45 | Yes | Yes | AMACF
6309516 | Discontinued | CARRIER | CARRIER CORPORATION | 48VR-A360603*** |  | Natural Gas, Propane Gas | Downflow, Horizontal | Weatherized | 60 | 49 | 78.6 | 59.2 | 237 | 46 | Yes | Yes | AMACF
6309517 | Discontinued | CARRIER | CARRIER CORPORATION | 48VR-A360903*** |  | Natural Gas, Propane Gas | Downflow, Horizontal | Weatherized | 90 | 74 | 79.2 | 77.9 | 265 | 46 | Yes | Yes | AMACF
6309519 | Discontinued | CARRIER | CARRIER CORPORATION | 48VR-A420603*** |  | Natural Gas, Propane Gas | Downflow, Horizontal | Weatherized | 60 | 49 | 78.6 | 59.2 | 237 | 46 | Yes | Yes | AMACF
6309520 | Discontinued | CARRIER | CARRIER CORPORATION | 48VR-A420903*** |  | Natural Gas, Propane Gas | Downflow, Horizontal | Weatherized | 90 | 74 | 79.2 | 77.9 | 265 | 46 | Yes | Yes | AMACF
6309522 | Discontinued | CARRIER | CARRIER CORPORATION | 48VR-A480903*** |  | Natural Gas, Propane Gas | Downflow, Horizontal | Weatherized | 90 | 74 | 79.2 | 78.4 | 252 | 50 | Yes | Yes | AMACF
6309523 | Discontinued | CARRIER | CARRIER CORPORATION | 48VR-A481153*** |  | Natural Gas, Propane Gas | Downflow, Horizontal | Weatherized | 115 | 93 | 80.1 | 94.1 | 411 | 48 | Yes | Yes | AMACF
6309525 | Discontinued | CARRIER | CARRIER CORPORATION | 48VR-A481303*** |  | Natural Gas, Propane Gas | Downflow, Horizontal | Weatherized | 130 | 103 | 80 | 113.7 | 490 | 53 | Yes | Yes | AMACF
6309527 | Discontinued | CARRIER | CARRIER CORPORATION | 48VR-A600903*** |  | Natural Gas, Propane Gas | Downflow, Horizontal | Weatherized | 90 | 74 | 79.2 | 78.4 | 252 | 50 | Yes | Yes | AMACF
6309529 | Discontinued | CARRIER | CARRIER CORPORATION | 48VR-A601153*** |  | Natural Gas, Propane Gas | Downflow, Horizontal | Weatherized | 115 | 93 | 80.1 | 93.5 | 432 | 51 | Yes | Yes | AMACF
6309530 | Discontinued | CARRIER | CARRIER CORPORATION | 48VR-A601303*** |  | Natural Gas, Propane Gas | Downflow, Horizontal | Weatherized | 130 | 103 | 80 | 113.2 | 473 | 62 | Yes | Yes | AMACF
6309605 | Discontinued | CARRIER | CARRIER CORPORATION | 48VRNA240603*** |  | Natural Gas, Propane Gas | Downflow, Horizontal | Weatherized | 60 | 49 | 78.6 | 57.9 | 301 | 45 | Yes | Yes | AMACF
6309606 | Discontinued | CARRIER | CARRIER CORPORATION | 48VRNA300403*** |  | Natural Gas, Propane Gas | Downflow, Horizontal | Weatherized | 40 | 32 | 78 | 39.6 | 231 | 42 | Yes | Yes | AMACF
6309607 | Discontinued | CARRIER | CARRIER CORPORATION | 48VRNA300603*** |  | Natural Gas, Propane Gas | Downflow, Horizontal | Weatherized | 60 | 49 | 78.6 | 57.9 | 301 | 45 | Yes | Yes | AMACF
6309608 | Discontinued | CARRIER | CARRIER CORPORATION | 48VRNA360603*** |  | Natural Gas, Propane Gas | Downflow, Horizontal | Weatherized | 60 | 49 | 78.6 | 59.2 | 237 | 46 | Yes | Yes | AMACF
6309609 | Discontinued | CARRIER | CARRIER CORPORATION | 48VRNA360903*** |  | Natural Gas, Propane Gas | Downflow, Horizontal | Weatherized | 90 | 74 | 79.2 | 77.9 | 265 | 46 | Yes | Yes | AMACF
6309610 | Discontinued | CARRIER | CARRIER CORPORATION | 48VRNA420603*** |  | Natural Gas, Propane Gas | Downflow, Horizontal | Weatherized | 60 | 49 | 78.6 | 59.2 | 237 | 46 | Yes | Yes | AMACF
6309611 | Discontinued | CARRIER | CARRIER CORPORATION | 48VRNA420903*** |  | Natural Gas, Propane Gas | Downflow, Horizontal | Weatherized | 90 | 74 | 79.2 | 77.9 | 265 | 46 | Yes | Yes | AMACF
6309612 | Discontinued | CARRIER | CARRIER CORPORATION | 48VRNA480903*** |  | Natural Gas, Propane Gas | Downflow, Horizontal | Weatherized | 90 | 74 | 79.2 | 78.4 | 252 | 50 | Yes | Yes | AMACF
6309613 | Discontinued | CARRIER | CARRIER CORPORATION | 48VRNA481153*** |  | Natural Gas, Propane Gas | Downflow, Horizontal | Weatherized | 115 | 93 | 80.1 | 94.1 | 411 | 48 | Yes | Yes | AMACF
6309614 | Discontinued | CARRIER | CARRIER CORPORATION | 48VRNA481303*** |  | Natural Gas, Propane Gas | Downflow, Horizontal | Weatherized | 130 | 103 | 80 | 113.7 | 490 | 53 | Yes | Yes | AMACF
6309615 | Discontinued | CARRIER | CARRIER CORPORATION | 48VRNA600903*** |  | Natural Gas, Propane Gas | Downflow, Horizontal | Weatherized | 90 | 74 | 79.2 | 78.4 | 252 | 50 | Yes | Yes | AMACF
6309616 | Discontinued | CARRIER | CARRIER CORPORATION | 48VRNA601153*** |  | Natural Gas, Propane Gas | Downflow, Horizontal | Weatherized | 115 | 93 | 80.1 | 93.5 | 432 | 51 | Yes | Yes | AMACF
6309617 | Discontinued | CARRIER | CARRIER CORPORATION | 48VRNA601303*** |  | Natural Gas, Propane Gas | Downflow, Horizontal | Weatherized | 130 | 103 | 80 | 113.2 | 473 | 62 | Yes | Yes | AMACF
6309618 | Active | CARRIER | CARRIER CORPORATION | 59SP5A040E17--12 |  | Natural Gas, Propane Gas | Upflow, Downflow, Horizontal | Non-Weatherized | 40 | 39 | 96.5 | 32.7 | 213 | 39 | Yes | Yes | AFUE & AMACF
7559673 | Active | BRYANT | BRYANT HEATING & COOLING SYSTEMS | 577CNWB30060N* |  | Natural Gas, Propane Gas | Downflow, Horizontal | Weatherized | 60 | 49 | 81 | 57.4 | 609 | 85 |  | Yes
6309619 | Active | TEMPSTAR,ARCOAIRE,KENMORE, ICP COMMERCIAL | INTERNATIONAL COMFORT PRODUCTS | F9MXE0401712A |  | Natural Gas, Propane Gas | Upflow, Downflow, Horizontal | Non-Weatherized | 40 | 39 | 96 | 32.9 | 214 | 39 | Yes | Yes | AFUE & AMACF
6311614 | Active | HEIL,COMFORTMAKER,DAY & NIGHT,AIRQUEST,KENMORE,KEEPRITE | INTERNATIONAL COMFORT PRODUCTS | G9MXE0401712A | Yes | Natural Gas, Propane Gas | Upflow, Downflow, Horizontal | Non-Weatherized | 40 | 39 | 96 | 32.9 | 214 | 39 |  | Yes | AFUE & AMACF
6311634 | Active | HEIL,COMFORTMAKER,DAY & NIGHT,AIRQUEST,KENMORE,KEEPRITE | INTERNATIONAL COMFORT PRODUCTS | G9MXE0601412A | Yes | Natural Gas, Propane Gas | Upflow, Downflow, Horizontal | Non-Weatherized | 60 | 58 | 95.5 | 49.4 | 337 | 50 |  | Yes | AFUE & AMACF
6317143 | Active | CARRIER | CARRIER CORPORATION | 59SP5A040E17--12* | Yes | Natural Gas, Propane Gas | Upflow, Downflow, Horizontal | Non-Weatherized | 40 | 39 | 96.5 | 32.7 | 213 | 39 | Yes | Yes | AFUE & AMACF
7559688 | Active | BRYANT | BRYANT HEATING & COOLING SYSTEMS | 577CNWB36060A* |  | Natural Gas, Propane Gas | Downflow, Horizontal | Weatherized | 60 | 49 | 81 | 57.1 | 683 | 83 |  | Yes
6325686 | Active | HEIL,COMFORTMAKER,DAY & NIGHT,AIRQUEST,KENMORE,KEEPRITE | INTERNATIONAL COMFORT PRODUCTS | G9MXE0401712A* |  | Natural Gas, Propane Gas | Upflow, Downflow, Horizontal | Non-Weatherized | 40 | 39 | 96 | 32.9 | 214 | 39 |  | Yes | AFUE & AMACF
6325687 | Active | HEIL,COMFORTMAKER,DAY & NIGHT,AIRQUEST,KENMORE,KEEPRITE | INTERNATIONAL COMFORT PRODUCTS | G9MXE0601412A* |  | Natural Gas, Propane Gas | Upflow, Downflow, Horizontal | Non-Weatherized | 60 | 58 | 95.5 | 49.4 | 337 | 50 |  | Yes | AFUE & AMACF
6325689 | Active | TEMPSTAR,ARCOAIRE,KENMORE, ICP COMMERCIAL | INTERNATIONAL COMFORT PRODUCTS | F9MXE0601412A |  | Natural Gas, Propane Gas | Upflow, Downflow, Horizontal | Non-Weatherized | 60 | 58 | 95.5 | 49.4 | 337 | 50 | Yes | Yes | AFUE & AMACF
6325690 | Active | TEMPSTAR,ARCOAIRE,KENMORE, ICP COMMERCIAL | INTERNATIONAL COMFORT PRODUCTS | F9MXE0401712A* | Yes | Natural Gas, Propane Gas | Upflow, Downflow, Horizontal | Non-Weatherized | 40 | 39 | 96 | 32.9 | 214 | 39 |  | Yes | AFUE & AMACF
6325691 | Active | TEMPSTAR,ARCOAIRE,KENMORE, ICP COMMERCIAL | INTERNATIONAL COMFORT PRODUCTS | F9MXE0601412A* | Yes | Natural Gas, Propane Gas | Upflow, Downflow, Horizontal | Non-Weatherized | 60 | 58 | 95.5 | 49.4 | 337 | 50 |  | Yes | AFUE & AMACF
6331644 | Active | OLSEN, AIRCO | ECR INTERNATIONAL | HML60CNX2 |  | Oil | Upflow | Non-Weatherized | 70 | 60 | 86.4 | 71.8 | 714 | 193 | Yes | No
6331645 | Active | OLSEN, AIRCO | ECR INTERNATIONAL | HML80CNX2 |  | Oil | Upflow | Non-Weatherized | 91 | 76 | 85.7 | 72.5 | 658 | 193 | Yes | No
6331646 | Active | OLSEN, AIRCO | ECR INTERNATIONAL | HML90CNX2 |  | Oil | Upflow | Non-Weatherized | 105 | 88 | 84.3 | 92.2 | 785 | 193 | Yes | No
6331647 | Active | OLSEN, AIRCO | ECR INTERNATIONAL | HML100CNX2 |  | Oil | Upflow | Non-Weatherized | 119 | 98 | 83.4 | 110.8 | 1195 | 193 | Yes | No
6331648 | Active | OLSEN, AIRCO | ECR INTERNATIONAL | HMLV60CNX2 |  | Oil | Upflow | Non-Weatherized | 70 | 60 | 86.4 | 72.9 | 450 | 193 | Yes | Yes
6331649 | Active | OLSEN, AIRCO | ECR INTERNATIONAL | HMLV80CNX2 |  | Oil | Upflow | Non-Weatherized | 91 | 76 | 85.7 | 73.4 | 450 | 193 | Yes | Yes
6331650 | Active | OLSEN, AIRCO | ECR INTERNATIONAL | HMLV90CNX2 |  | Oil | Upflow | Non-Weatherized | 105 | 88 | 84.3 | 93 | 606 | 193 | Yes | Yes
6331651 | Active | OLSEN, AIRCO | ECR INTERNATIONAL | HMLV100CNX2 |  | Oil | Upflow | Non-Weatherized | 119 | 98 | 83.4 | 112.2 | 840 | 193 | Yes | Yes
6332463 | Active | TEMPSTAR,ARCOAIRE,KENMORE, ICP COMMERCIAL | INTERNATIONAL COMFORT PRODUCTS | F9MXT0401712A |  | Natural Gas, Propane Gas | Upflow, Downflow, Horizontal | Non-Weatherized | 40 | 39 | 96 | 32.4 | 197 | 42 |  | Yes | AFUE & AMACF
6332464 | Active | TEMPSTAR,ARCOAIRE,KENMORE, ICP COMMERCIAL | INTERNATIONAL COMFORT PRODUCTS | F9MXT0601412A |  | Natural Gas, Propane Gas | Upflow, Downflow, Horizontal | Non-Weatherized | 60 | 58 | 95 | 48.7 | 301 | 53 |  | Yes | AFUE & AMACF
6333663 | Active | ADVANCE COMFORT SYSTEM, AIREASE, ALLIED, ARMSTRONG AIR, CONCORD, DUCANE, GREAT LAKES | ALLIED AIR ENTERPRISES, LLC | L83UF1V57/72E12-*** |  | Oil | Upflow | Non-Weatherized | 67 | 57 | 84 | 57.2 | 346 | 134 |  | Yes | AMACF
6345608 | Discontinued | AFFINITY | YORK BY JOHNSON CONTROLS | D6NQ024N03606NX |  | Natural Gas,Propane Gas | Downflow,Horizontal | Weatherized | 45 | 36 | 80.2 | 37.9 | 538 | 69 | Yes | Yes
6345931 | Discontinued | ECHELON | COLEMAN BY JOHNSON CONTROLS | D6NQ024N03606NX |  | Natural Gas,Propane Gas | Downflow,Horizontal | Weatherized | 45 | 36 | 80.2 | 37.9 | 538 | 69 |  | Yes
6346000 | Discontinued | EVCON | EVCON BY JOHNSON CONTROLS | D6NQ024N03606NX |  | Natural Gas,Propane Gas | Downflow,Horizontal | Weatherized | 45 | 36 | 80.2 | 37.9 | 538 | 69 |  | Yes
6346069 | Discontinued | ACCLIMATE | LUXAIRE BY JOHNSON CONTROLS | D6NQ024N03606NX |  | Natural Gas,Propane Gas | Downflow,Horizontal | Weatherized | 45 | 36 | 80.2 | 37.9 | 538 | 69 |  | Yes
6349005 | Discontinued | FRASER-JOHNSTON | FRASER-JOHNSTON BY JOHNSON CONTROLS | D6NQ024N03606NX |  | Natural Gas,Propane Gas | Downflow,Horizontal | Weatherized | 45 | 36 | 80.2 | 37.9 | 538 | 69 |  | Yes
6345609 | Discontinued | AFFINITY | YORK BY JOHNSON CONTROLS | D6NQ024N05606NX |  | Natural Gas,Propane Gas | Downflow,Horizontal | Weatherized | 70 | 56 | 80.2 | 56.7 | 834 | 81 | Yes | Yes
6345932 | Discontinued | ECHELON | COLEMAN BY JOHNSON CONTROLS | D6NQ024N05606NX |  | Natural Gas,Propane Gas | Downflow,Horizontal | Weatherized | 70 | 56 | 80.2 | 56.7 | 834 | 81 |  | Yes
6346001 | Discontinued | EVCON | EVCON BY JOHNSON CONTROLS | D6NQ024N05606NX |  | Natural Gas,Propane Gas | Downflow,Horizontal | Weatherized | 70 | 56 | 80.2 | 56.7 | 834 | 81 |  | Yes
6346070 | Discontinued | ACCLIMATE | LUXAIRE BY JOHNSON CONTROLS | D6NQ024N05606NX |  | Natural Gas,Propane Gas | Downflow,Horizontal | Weatherized | 70 | 56 | 80.2 | 56.7 | 834 | 81 |  | Yes
6349007 | Discontinued | FRASER-JOHNSTON | FRASER-JOHNSTON BY JOHNSON CONTROLS | D6NQ024N05606NX |  | Natural Gas,Propane Gas | Downflow,Horizontal | Weatherized | 70 | 56 | 80.2 | 56.7 | 834 | 81 |  | Yes
6345610 | Discontinued | AFFINITY | YORK BY JOHNSON CONTROLS | D6NQ030N03606NX |  | Natural Gas,Propane Gas | Downflow,Horizontal | Weatherized | 45 | 36 | 80.5 | 37.9 | 538 | 69 | Yes | Yes
6345933 | Discontinued | ECHELON | COLEMAN BY JOHNSON CONTROLS | D6NQ030N03606NX |  | Natural Gas,Propane Gas | Downflow,Horizontal | Weatherized | 45 | 36 | 80.5 | 37.9 | 538 | 69 |  | Yes
6346002 | Discontinued | EVCON | EVCON BY JOHNSON CONTROLS | D6NQ030N03606NX |  | Natural Gas,Propane Gas | Downflow,Horizontal | Weatherized | 45 | 36 | 80.5 | 37.9 | 538 | 69 |  | Yes
6346071 | Discontinued | ACCLIMATE | LUXAIRE BY JOHNSON CONTROLS | D6NQ030N03606NX |  | Natural Gas,Propane Gas | Downflow,Horizontal | Weatherized | 45 | 36 | 80.5 | 37.9 | 538 | 69 |  | Yes
6349009 | Discontinued | FRASER-JOHNSTON | FRASER-JOHNSTON BY JOHNSON CONTROLS | D6NQ030N03606NX |  | Natural Gas,Propane Gas | Downflow,Horizontal | Weatherized | 45 | 36 | 80.5 | 37.9 | 538 | 69 |  | Yes
6345611 | Discontinued | AFFINITY | YORK BY JOHNSON CONTROLS | D6NQ030N05606NX |  | Natural Gas,Propane Gas | Downflow,Horizontal | Weatherized | 70 | 56 | 80.5 | 56.7 | 834 | 81 | Yes | Yes
6345934 | Discontinued | ECHELON | COLEMAN BY JOHNSON CONTROLS | D6NQ030N05606NX |  | Natural Gas,Propane Gas | Downflow,Horizontal | Weatherized | 70 | 56 | 80.5 | 56.7 | 834 | 81 |  | Yes
6346003 | Discontinued | EVCON | EVCON BY JOHNSON CONTROLS | D6NQ030N05606NX |  | Natural Gas,Propane Gas | Downflow,Horizontal | Weatherized | 70 | 56 | 80.5 | 56.7 | 834 | 81 |  | Yes
6346072 | Discontinued | ACCLIMATE | LUXAIRE BY JOHNSON CONTROLS | D6NQ030N05606NX |  | Natural Gas,Propane Gas | Downflow,Horizontal | Weatherized | 70 | 56 | 80.5 | 56.7 | 834 | 81 |  | Yes
6349011 | Discontinued | FRASER-JOHNSTON | FRASER-JOHNSTON BY JOHNSON CONTROLS | D6NQ030N05606NX |  | Natural Gas,Propane Gas | Downflow,Horizontal | Weatherized | 70 | 56 | 80.5 | 56.7 | 834 | 81 |  | Yes
6345612 | Discontinued | AFFINITY | YORK BY JOHNSON CONTROLS | D6NQ036N03606NX |  | Natural Gas,Propane Gas | Downflow,Horizontal | Weatherized | 45 | 36 | 80.4 | 37.3 | 660 | 81 | Yes | Yes
6345935 | Discontinued | ECHELON | COLEMAN BY JOHNSON CONTROLS | D6NQ036N03606NX |  | Natural Gas,Propane Gas | Downflow,Horizontal | Weatherized | 45 | 36 | 80.4 | 37.3 | 660 | 81 |  | Yes
6346004 | Discontinued | EVCON | EVCON BY JOHNSON CONTROLS | D6NQ036N03606NX |  | Natural Gas,Propane Gas | Downflow,Horizontal | Weatherized | 45 | 36 | 80.4 | 37.3 | 660 | 81 |  | Yes
6346073 | Discontinued | ACCLIMATE | LUXAIRE BY JOHNSON CONTROLS | D6NQ036N03606NX |  | Natural Gas,Propane Gas | Downflow,Horizontal | Weatherized | 45 | 36 | 80.4 | 37.3 | 660 | 81 |  | Yes
6349013 | Discontinued | FRASER-JOHNSTON | FRASER-JOHNSTON BY JOHNSON CONTROLS | D6NQ036N03606NX |  | Natural Gas,Propane Gas | Downflow,Horizontal | Weatherized | 45 | 36 | 80.4 | 37.3 | 660 | 81 |  | Yes
6345613 | Discontinued | AFFINITY | YORK BY JOHNSON CONTROLS | D6NQ036N05606NX |  | Natural Gas,Propane Gas | Downflow,Horizontal | Weatherized | 70 | 56 | 80.2 | 56.2 | 946 | 83 | Yes | Yes
6345936 | Discontinued | ECHELON | COLEMAN BY JOHNSON CONTROLS | D6NQ036N05606NX |  | Natural Gas,Propane Gas | Downflow,Horizontal | Weatherized | 70 | 56 | 80.2 | 56.2 | 946 | 83 |  | Yes
6346005 | Discontinued | EVCON | EVCON BY JOHNSON CONTROLS | D6NQ036N05606NX |  | Natural Gas,Propane Gas | Downflow,Horizontal | Weatherized | 70 | 56 | 80.2 | 56.2 | 946 | 83 |  | Yes
6346074 | Discontinued | ACCLIMATE | LUXAIRE BY JOHNSON CONTROLS | D6NQ036N05606NX |  | Natural Gas,Propane Gas | Downflow,Horizontal | Weatherized | 70 | 56 | 80.2 | 56.2 | 946 | 83 |  | Yes
6349015 | Discontinued | FRASER-JOHNSTON | FRASER-JOHNSTON BY JOHNSON CONTROLS | D6NQ036N05606NX |  | Natural Gas,Propane Gas | Downflow,Horizontal | Weatherized | 70 | 56 | 80.2 | 56.2 | 946 | 83 |  | Yes
6345614 | Discontinued | AFFINITY | YORK BY JOHNSON CONTROLS | D6NQ036N07206NX |  | Natural Gas,Propane Gas | Downflow,Horizontal | Weatherized | 90 | 72 | 80.1 | 75.5 | 1126 | 72 | Yes | Yes
6345937 | Discontinued | ECHELON | COLEMAN BY JOHNSON CONTROLS | D6NQ036N07206NX |  | Natural Gas,Propane Gas | Downflow,Horizontal | Weatherized | 90 | 72 | 80.1 | 75.5 | 1126 | 72 |  | Yes
6346006 | Discontinued | EVCON | EVCON BY JOHNSON CONTROLS | D6NQ036N07206NX |  | Natural Gas,Propane Gas | Downflow,Horizontal | Weatherized | 90 | 72 | 80.1 | 75.5 | 1126 | 72 |  | Yes
6346075 | Discontinued | ACCLIMATE | LUXAIRE BY JOHNSON CONTROLS | D6NQ036N07206NX |  | Natural Gas,Propane Gas | Downflow,Horizontal | Weatherized | 90 | 72 | 80.1 | 75.5 | 1126 | 72 |  | Yes
6349017 | Discontinued | FRASER-JOHNSTON | FRASER-JOHNSTON BY JOHNSON CONTROLS | D6NQ036N07206NX |  | Natural Gas,Propane Gas | Downflow,Horizontal | Weatherized | 90 | 72 | 80.1 | 75.5 | 1126 | 72 |  | Yes
6345615 | Discontinued | AFFINITY | YORK BY JOHNSON CONTROLS | D6NQ060N06506NX |  | Natural Gas,Propane Gas | Downflow,Horizontal | Weatherized | 80 | 64 | 80.8 | 75.5 | 980 | 78 | Yes | Yes
6345938 | Discontinued | ECHELON | COLEMAN BY JOHNSON CONTROLS | D6NQ060N06506NX |  | Natural Gas,Propane Gas | Downflow,Horizontal | Weatherized | 80 | 64 | 80.8 | 75.5 | 980 | 78 |  | Yes
6346007 | Discontinued | EVCON | EVCON BY JOHNSON CONTROLS | D6NQ060N06506NX |  | Natural Gas,Propane Gas | Downflow,Horizontal | Weatherized | 80 | 64 | 80.8 | 75.5 | 980 | 78 |  | Yes
6346076 | Discontinued | ACCLIMATE | LUXAIRE BY JOHNSON CONTROLS | D6NQ060N06506NX |  | Natural Gas,Propane Gas | Downflow,Horizontal | Weatherized | 80 | 64 | 80.8 | 75.5 | 980 | 78 |  | Yes
6349019 | Discontinued | FRASER-JOHNSTON | FRASER-JOHNSTON BY JOHNSON CONTROLS | D6NQ060N06506NX |  | Natural Gas,Propane Gas | Downflow,Horizontal | Weatherized | 80 | 64 | 80.8 | 75.5 | 980 | 78 |  | Yes
6345616 | Discontinued | AFFINITY | YORK BY JOHNSON CONTROLS | D6NQ060N09006NX |  | Natural Gas,Propane Gas | Downflow,Horizontal | Weatherized | 108 | 87 | 80.6 | 93.4 | 1383 | 90 | Yes | Yes
6345939 | Discontinued | ECHELON | COLEMAN BY JOHNSON CONTROLS | D6NQ060N09006NX |  | Natural Gas,Propane Gas | Downflow,Horizontal | Weatherized | 108 | 87 | 80.6 | 93.4 | 1383 | 90 |  | Yes
6346008 | Discontinued | EVCON | EVCON BY JOHNSON CONTROLS | D6NQ060N09006NX |  | Natural Gas,Propane Gas | Downflow,Horizontal | Weatherized | 108 | 87 | 80.6 | 93.4 | 1383 | 90 |  | Yes
6346077 | Discontinued | ACCLIMATE | LUXAIRE BY JOHNSON CONTROLS | D6NQ060N09006NX |  | Natural Gas,Propane Gas | Downflow,Horizontal | Weatherized | 108 | 87 | 80.6 | 93.4 | 1383 | 90 |  | Yes
6349020 | Discontinued | FRASER-JOHNSTON | FRASER-JOHNSTON BY JOHNSON CONTROLS | D6NQ060N09006NX |  | Natural Gas,Propane Gas | Downflow,Horizontal | Weatherized | 108 | 87 | 80.6 | 93.4 | 1383 | 90 |  | Yes
6345617 | Discontinued | AFFINITY | YORK BY JOHNSON CONTROLS | D6NQ060N11006NX |  | Natural Gas,Propane Gas | Downflow,Horizontal | Weatherized | 135 | 108 | 80.2 | 115.3 | 1143 | 91 | Yes | Yes
6345940 | Discontinued | ECHELON | COLEMAN BY JOHNSON CONTROLS | D6NQ060N11006NX |  | Natural Gas,Propane Gas | Downflow,Horizontal | Weatherized | 135 | 108 | 80.2 | 115.3 | 1143 | 91 |  | Yes
6346009 | Discontinued | EVCON | EVCON BY JOHNSON CONTROLS | D6NQ060N11006NX |  | Natural Gas,Propane Gas | Downflow,Horizontal | Weatherized | 135 | 108 | 80.2 | 115.3 | 1143 | 91 |  | Yes
6346078 | Discontinued | ACCLIMATE | LUXAIRE BY JOHNSON CONTROLS | D6NQ060N11006NX |  | Natural Gas,Propane Gas | Downflow,Horizontal | Weatherized | 135 | 108 | 80.2 | 115.3 | 1143 | 91 |  | Yes
6349022 | Discontinued | FRASER-JOHNSTON | FRASER-JOHNSTON BY JOHNSON CONTROLS | D6NQ060N11006NX |  | Natural Gas,Propane Gas | Downflow,Horizontal | Weatherized | 135 | 108 | 80.2 | 115.3 | 1143 | 91 |  | Yes
6345619 | Discontinued | AFFINITY | YORK BY JOHNSON CONTROLS | D6NX024N05606NX |  | Natural Gas,Propane Gas | Downflow,Horizontal | Weatherized | 70 | 56 | 80.2 | 56.7 | 834 | 81 |  | Yes
6345942 | Discontinued | ECHELON | COLEMAN BY JOHNSON CONTROLS | D6NX024N05606NX |  | Natural Gas,Propane Gas | Downflow,Horizontal | Weatherized | 70 | 56 | 80.2 | 56.7 | 834 | 81 |  | Yes
6346011 | Discontinued | EVCON | EVCON BY JOHNSON CONTROLS | D6NX024N05606NX |  | Natural Gas,Propane Gas | Downflow,Horizontal | Weatherized | 70 | 56 | 80.2 | 56.7 | 834 | 81 |  | Yes
6346080 | Discontinued | ACCLIMATE | LUXAIRE BY JOHNSON CONTROLS | D6NX024N05606NX |  | Natural Gas,Propane Gas | Downflow,Horizontal | Weatherized | 70 | 56 | 80.2 | 56.7 | 834 | 81 |  | Yes
6349027 | Discontinued | FRASER-JOHNSTON | FRASER-JOHNSTON BY JOHNSON CONTROLS | D6NX024N05606NX |  | Natural Gas,Propane Gas | Downflow,Horizontal | Weatherized | 70 | 56 | 80.2 | 56.7 | 834 | 81 |  | Yes
6345620 | Discontinued | AFFINITY | YORK BY JOHNSON CONTROLS | D6NX036N06506NX |  | Natural Gas,Propane Gas | Downflow,Horizontal | Weatherized | 80 | 64 | 80.6 | 74.7 | 1210 | 73 | Yes | Yes
6345943 | Discontinued | ECHELON | COLEMAN BY JOHNSON CONTROLS | D6NX036N06506NX |  | Natural Gas,Propane Gas | Downflow,Horizontal | Weatherized | 80 | 64 | 80.6 | 74.7 | 1210 | 73 |  | Yes
6346012 | Discontinued | EVCON | EVCON BY JOHNSON CONTROLS | D6NX036N06506NX |  | Natural Gas,Propane Gas | Downflow,Horizontal | Weatherized | 80 | 64 | 80.6 | 74.7 | 1210 | 73 |  | Yes
6346081 | Discontinued | ACCLIMATE | LUXAIRE BY JOHNSON CONTROLS | D6NX036N06506NX |  | Natural Gas,Propane Gas | Downflow,Horizontal | Weatherized | 80 | 64 | 80.6 | 74.7 | 1210 | 73 |  | Yes
6349029 | Discontinued | FRASER-JOHNSTON | FRASER-JOHNSTON BY JOHNSON CONTROLS | D6NX036N06506NX |  | Natural Gas,Propane Gas | Downflow,Horizontal | Weatherized | 80 | 64 | 80.6 | 74.7 | 1210 | 73 |  | Yes
6345621 | Discontinued | AFFINITY | YORK BY JOHNSON CONTROLS | D6NX036N09006NX |  | Natural Gas,Propane Gas | Downflow,Horizontal | Weatherized | 108 | 87 | 80.8 | 94.4 | 1194 | 73 | Yes | Yes
6345944 | Discontinued | ECHELON | COLEMAN BY JOHNSON CONTROLS | D6NX036N09006NX |  | Natural Gas,Propane Gas | Downflow,Horizontal | Weatherized | 108 | 87 | 80.8 | 94.4 | 1194 | 73 |  | Yes
6346013 | Discontinued | EVCON | EVCON BY JOHNSON CONTROLS | D6NX036N09006NX |  | Natural Gas,Propane Gas | Downflow,Horizontal | Weatherized | 108 | 87 | 80.8 | 94.4 | 1194 | 73 |  | Yes
6346082 | Discontinued | ACCLIMATE | LUXAIRE BY JOHNSON CONTROLS | D6NX036N09006NX |  | Natural Gas,Propane Gas | Downflow,Horizontal | Weatherized | 108 | 87 | 80.8 | 94.4 | 1194 | 73 |  | Yes
6349031 | Discontinued | FRASER-JOHNSTON | FRASER-JOHNSTON BY JOHNSON CONTROLS | D6NX036N09006NX |  | Natural Gas,Propane Gas | Downflow,Horizontal | Weatherized | 108 | 87 | 80.8 | 94.4 | 1194 | 73 |  | Yes
6345622 | Discontinued | AFFINITY | YORK BY JOHNSON CONTROLS | D6NX048N06506NX |  | Natural Gas,Propane Gas | Downflow,Horizontal | Weatherized | 80 | 64 | 80.8 | 73.9 | 1320 | 67 |  | Yes
6345945 | Discontinued | ECHELON | COLEMAN BY JOHNSON CONTROLS | D6NX048N06506NX |  | Natural Gas,Propane Gas | Downflow,Horizontal | Weatherized | 80 | 64 | 80.8 | 73.9 | 1320 | 67 |  | Yes
6346014 | Discontinued | EVCON | EVCON BY JOHNSON CONTROLS | D6NX048N06506NX |  | Natural Gas,Propane Gas | Downflow,Horizontal | Weatherized | 80 | 64 | 80.8 | 73.9 | 1320 | 67 |  | Yes
6346083 | Discontinued | ACCLIMATE | LUXAIRE BY JOHNSON CONTROLS | D6NX048N06506NX |  | Natural Gas,Propane Gas | Downflow,Horizontal | Weatherized | 80 | 64 | 80.8 | 73.9 | 1320 | 67 |  | Yes
6349033 | Discontinued | FRASER-JOHNSTON | FRASER-JOHNSTON BY JOHNSON CONTROLS | D6NX048N06506NX |  | Natural Gas,Propane Gas | Downflow,Horizontal | Weatherized | 80 | 64 | 80.8 | 73.9 | 1320 | 67 |  | Yes
6345623 | Discontinued | AFFINITY | YORK BY JOHNSON CONTROLS | D6NX048N09006NX |  | Natural Gas,Propane Gas | Downflow,Horizontal | Weatherized | 108 | 87 | 80.6 | 93.8 | 1385 | 86 |  | Yes
6345946 | Discontinued | ECHELON | COLEMAN BY JOHNSON CONTROLS | D6NX048N09006NX |  | Natural Gas,Propane Gas | Downflow,Horizontal | Weatherized | 108 | 87 | 80.6 | 93.8 | 1385 | 86 |  | Yes
6346015 | Discontinued | EVCON | EVCON BY JOHNSON CONTROLS | D6NX048N09006NX |  | Natural Gas,Propane Gas | Downflow,Horizontal | Weatherized | 108 | 87 | 80.6 | 93.8 | 1385 | 86 |  | Yes
6346084 | Discontinued | ACCLIMATE | LUXAIRE BY JOHNSON CONTROLS | D6NX048N09006NX |  | Natural Gas,Propane Gas | Downflow,Horizontal | Weatherized | 108 | 87 | 80.6 | 93.8 | 1385 | 86 |  | Yes
6349035 | Discontinued | FRASER-JOHNSTON | FRASER-JOHNSTON BY JOHNSON CONTROLS | D6NX048N09006NX |  | Natural Gas,Propane Gas | Downflow,Horizontal | Weatherized | 108 | 87 | 80.6 | 93.8 | 1385 | 86 |  | Yes
6345624 | Discontinued | AFFINITY | YORK BY JOHNSON CONTROLS | D6NZ024N03606NX |  | Natural Gas,Propane Gas | Downflow,Horizontal | Weatherized | 45 | 36 | 80.2 | 37.9 | 538 | 69 |  | Yes
6345947 | Discontinued | ECHELON | COLEMAN BY JOHNSON CONTROLS | D6NZ024N03606NX |  | Natural Gas,Propane Gas | Downflow,Horizontal | Weatherized | 45 | 36 | 80.2 | 37.9 | 538 | 69 |  | Yes
6346016 | Discontinued | EVCON | EVCON BY JOHNSON CONTROLS | D6NZ024N03606NX |  | Natural Gas,Propane Gas | Downflow,Horizontal | Weatherized | 45 | 36 | 80.2 | 37.9 | 538 | 69 |  | Yes
6346085 | Discontinued | ACCLIMATE | LUXAIRE BY JOHNSON CONTROLS | D6NZ024N03606NX |  | Natural Gas,Propane Gas | Downflow,Horizontal | Weatherized | 45 | 36 | 80.2 | 37.9 | 538 | 69 |  | Yes
6349037 | Discontinued | FRASER-JOHNSTON | FRASER-JOHNSTON BY JOHNSON CONTROLS | D6NZ024N03606NX |  | Natural Gas,Propane Gas | Downflow,Horizontal | Weatherized | 45 | 36 | 80.2 | 37.9 | 538 | 69 |  | Yes
6345625 | Discontinued | AFFINITY | YORK BY JOHNSON CONTROLS | D6NZ024N05606NX |  | Natural Gas,Propane Gas | Downflow,Horizontal | Weatherized | 70 | 56 | 80.2 | 56.7 | 834 | 81 |  | Yes
6345948 | Discontinued | ECHELON | COLEMAN BY JOHNSON CONTROLS | D6NZ024N05606NX |  | Natural Gas,Propane Gas | Downflow,Horizontal | Weatherized | 70 | 56 | 80.2 | 56.7 | 834 | 81 |  | Yes
6346017 | Discontinued | EVCON | EVCON BY JOHNSON CONTROLS | D6NZ024N05606NX |  | Natural Gas,Propane Gas | Downflow,Horizontal | Weatherized | 70 | 56 | 80.2 | 56.7 | 834 | 81 |  | Yes
6346086 | Discontinued | ACCLIMATE | LUXAIRE BY JOHNSON CONTROLS | D6NZ024N05606NX |  | Natural Gas,Propane Gas | Downflow,Horizontal | Weatherized | 70 | 56 | 80.2 | 56.7 | 834 | 81 |  | Yes
6349039 | Discontinued | FRASER-JOHNSTON | FRASER-JOHNSTON BY JOHNSON CONTROLS | D6NZ024N05606NX |  | Natural Gas,Propane Gas | Downflow,Horizontal | Weatherized | 70 | 56 | 80.2 | 56.7 | 834 | 81 |  | Yes
6345626 | Discontinued | AFFINITY | YORK BY JOHNSON CONTROLS | D6NZ030N03606NX |  | Natural Gas,Propane Gas | Downflow,Horizontal | Weatherized | 45 | 36 | 80.5 | 37.9 | 538 | 69 |  | Yes
6345949 | Discontinued | ECHELON | COLEMAN BY JOHNSON CONTROLS | D6NZ030N03606NX |  | Natural Gas,Propane Gas | Downflow,Horizontal | Weatherized | 45 | 36 | 80.5 | 37.9 | 538 | 69 |  | Yes
6346018 | Discontinued | EVCON | EVCON BY JOHNSON CONTROLS | D6NZ030N03606NX |  | Natural Gas,Propane Gas | Downflow,Horizontal | Weatherized | 45 | 36 | 80.5 | 37.9 | 538 | 69 |  | Yes
6346087 | Discontinued | ACCLIMATE | LUXAIRE BY JOHNSON CONTROLS | D6NZ030N03606NX |  | Natural Gas,Propane Gas | Downflow,Horizontal | Weatherized | 45 | 36 | 80.5 | 37.9 | 538 | 69 |  | Yes
6349041 | Discontinued | FRASER-JOHNSTON | FRASER-JOHNSTON BY JOHNSON CONTROLS | D6NZ030N03606NX |  | Natural Gas,Propane Gas | Downflow,Horizontal | Weatherized | 45 | 36 | 80.5 | 37.9 | 538 | 69 |  | Yes
6345627 | Discontinued | AFFINITY | YORK BY JOHNSON CONTROLS | D6NZ030N05606NX |  | Natural Gas,Propane Gas | Downflow,Horizontal | Weatherized | 70 | 56 | 80.5 | 56.7 | 834 | 81 |  | Yes
6345950 | Discontinued | ECHELON | COLEMAN BY JOHNSON CONTROLS | D6NZ030N05606NX |  | Natural Gas,Propane Gas | Downflow,Horizontal | Weatherized | 70 | 56 | 80.5 | 56.7 | 834 | 81 |  | Yes
6346019 | Discontinued | EVCON | EVCON BY JOHNSON CONTROLS | D6NZ030N05606NX |  | Natural Gas,Propane Gas | Downflow,Horizontal | Weatherized | 70 | 56 | 80.5 | 56.7 | 834 | 81 |  | Yes
6346088 | Discontinued | ACCLIMATE | LUXAIRE BY JOHNSON CONTROLS | D6NZ030N05606NX |  | Natural Gas,Propane Gas | Downflow,Horizontal | Weatherized | 70 | 56 | 80.5 | 56.7 | 834 | 81 |  | Yes
6349043 | Discontinued | FRASER-JOHNSTON | FRASER-JOHNSTON BY JOHNSON CONTROLS | D6NZ030N05606NX |  | Natural Gas,Propane Gas | Downflow,Horizontal | Weatherized | 70 | 56 | 80.5 | 56.7 | 834 | 81 |  | Yes
6345628 | Discontinued | AFFINITY | YORK BY JOHNSON CONTROLS | D6NZ036N03606NX |  | Natural Gas,Propane Gas | Downflow,Horizontal | Weatherized | 45 | 36 | 80.4 | 37.3 | 660 | 81 |  | Yes
6345951 | Discontinued | ECHELON | COLEMAN BY JOHNSON CONTROLS | D6NZ036N03606NX |  | Natural Gas,Propane Gas | Downflow,Horizontal | Weatherized | 45 | 36 | 80.4 | 37.3 | 660 | 81 |  | Yes
6346020 | Discontinued | EVCON | EVCON BY JOHNSON CONTROLS | D6NZ036N03606NX |  | Natural Gas,Propane Gas | Downflow,Horizontal | Weatherized | 45 | 36 | 80.4 | 37.3 | 660 | 81 |  | Yes
6346089 | Discontinued | ACCLIMATE | LUXAIRE BY JOHNSON CONTROLS | D6NZ036N03606NX |  | Natural Gas,Propane Gas | Downflow,Horizontal | Weatherized | 45 | 36 | 80.4 | 37.3 | 660 | 81 |  | Yes
6349045 | Discontinued | FRASER-JOHNSTON | FRASER-JOHNSTON BY JOHNSON CONTROLS | D6NZ036N03606NX |  | Natural Gas,Propane Gas | Downflow,Horizontal | Weatherized | 45 | 36 | 80.4 | 37.3 | 660 | 81 |  | Yes
6345629 | Discontinued | AFFINITY | YORK BY JOHNSON CONTROLS | D6NZ036N05606NX |  | Natural Gas,Propane Gas | Downflow,Horizontal | Weatherized | 70 | 56 | 80.2 | 56.2 | 946 | 83 |  | Yes
6345952 | Discontinued | ECHELON | COLEMAN BY JOHNSON CONTROLS | D6NZ036N05606NX |  | Natural Gas,Propane Gas | Downflow,Horizontal | Weatherized | 70 | 56 | 80.2 | 56.2 | 946 | 83 |  | Yes
6346021 | Discontinued | EVCON | EVCON BY JOHNSON CONTROLS | D6NZ036N05606NX |  | Natural Gas,Propane Gas | Downflow,Horizontal | Weatherized | 70 | 56 | 80.2 | 56.2 | 946 | 83 |  | Yes
6346090 | Discontinued | ACCLIMATE | LUXAIRE BY JOHNSON CONTROLS | D6NZ036N05606NX |  | Natural Gas,Propane Gas | Downflow,Horizontal | Weatherized | 70 | 56 | 80.2 | 56.2 | 946 | 83 |  | Yes
6349047 | Discontinued | FRASER-JOHNSTON | FRASER-JOHNSTON BY JOHNSON CONTROLS | D6NZ036N05606NX |  | Natural Gas,Propane Gas | Downflow,Horizontal | Weatherized | 70 | 56 | 80.2 | 56.2 | 946 | 83 |  | Yes
6345630 | Discontinued | AFFINITY | YORK BY JOHNSON CONTROLS | D6NZ036N07206NX |  | Natural Gas,Propane Gas | Downflow,Horizontal | Weatherized | 90 | 72 | 80.1 | 75.5 | 1126 | 72 |  | Yes
6345953 | Discontinued | ECHELON | COLEMAN BY JOHNSON CONTROLS | D6NZ036N07206NX |  | Natural Gas,Propane Gas | Downflow,Horizontal | Weatherized | 90 | 72 | 80.1 | 75.5 | 1126 | 72 |  | Yes
6346022 | Discontinued | EVCON | EVCON BY JOHNSON CONTROLS | D6NZ036N07206NX |  | Natural Gas,Propane Gas | Downflow,Horizontal | Weatherized | 90 | 72 | 80.1 | 75.5 | 1126 | 72 |  | Yes
6346091 | Discontinued | ACCLIMATE | LUXAIRE BY JOHNSON CONTROLS | D6NZ036N07206NX |  | Natural Gas,Propane Gas | Downflow,Horizontal | Weatherized | 90 | 72 | 80.1 | 75.5 | 1126 | 72 |  | Yes
6349049 | Discontinued | FRASER-JOHNSTON | FRASER-JOHNSTON BY JOHNSON CONTROLS | D6NZ036N07206NX |  | Natural Gas,Propane Gas | Downflow,Horizontal | Weatherized | 90 | 72 | 80.1 | 75.5 | 1126 | 72 |  | Yes
6345633 | Discontinued | AFFINITY | YORK BY JOHNSON CONTROLS | D6NQ024D05606NX |  | Natural Gas,Propane Gas | Downflow,Horizontal | Weatherized | 70 | 56 | 80 | 57.6 | 218 | 36 | Yes | Yes | AMACF
6345956 | Discontinued | ECHELON | COLEMAN BY JOHNSON CONTROLS | D6NQ024D05606NX |  | Natural Gas,Propane Gas | Downflow,Horizontal | Weatherized | 70 | 56 | 80 | 57.6 | 218 | 36 |  | Yes | AMACF
6346025 | Discontinued | EVCON | EVCON BY JOHNSON CONTROLS | D6NQ024D05606NX |  | Natural Gas,Propane Gas | Downflow,Horizontal | Weatherized | 70 | 56 | 80 | 57.6 | 218 | 36 |  | Yes | AMACF
6346094 | Discontinued | ACCLIMATE | LUXAIRE BY JOHNSON CONTROLS | D6NQ024D05606NX |  | Natural Gas,Propane Gas | Downflow,Horizontal | Weatherized | 70 | 56 | 80 | 57.6 | 218 | 36 |  | Yes | AMACF
6349055 | Discontinued | FRASER-JOHNSTON | FRASER-JOHNSTON BY JOHNSON CONTROLS | D6NQ024D05606NX |  | Natural Gas,Propane Gas | Downflow,Horizontal | Weatherized | 70 | 56 | 80 | 57.6 | 218 | 36 |  | Yes | AMACF
6345634 | Discontinued | AFFINITY | YORK BY JOHNSON CONTROLS | D6NQ030D05606NX |  | Natural Gas,Propane Gas | Downflow,Horizontal | Weatherized | 70 | 56 | 80 | 55.7 | 320 | 63 | Yes | Yes | AMACF
6345957 | Discontinued | ECHELON | COLEMAN BY JOHNSON CONTROLS | D6NQ030D05606NX |  | Natural Gas,Propane Gas | Downflow,Horizontal | Weatherized | 70 | 56 | 80 | 55.7 | 320 | 63 |  | Yes | AMACF
6346026 | Discontinued | EVCON | EVCON BY JOHNSON CONTROLS | D6NQ030D05606NX |  | Natural Gas,Propane Gas | Downflow,Horizontal | Weatherized | 70 | 56 | 80 | 55.7 | 320 | 63 |  | Yes | AMACF
6346095 | Discontinued | ACCLIMATE | LUXAIRE BY JOHNSON CONTROLS | D6NQ030D05606NX |  | Natural Gas,Propane Gas | Downflow,Horizontal | Weatherized | 70 | 56 | 80 | 55.7 | 320 | 63 |  | Yes | AMACF
6349057 | Discontinued | FRASER-JOHNSTON | FRASER-JOHNSTON BY JOHNSON CONTROLS | D6NQ030D05606NX |  | Natural Gas,Propane Gas | Downflow,Horizontal | Weatherized | 70 | 56 | 80 | 55.7 | 320 | 63 |  | Yes | AMACF
6345635 | Discontinued | AFFINITY | YORK BY JOHNSON CONTROLS | D6NQ036D05606NX |  | Natural Gas,Propane Gas | Downflow,Horizontal | Weatherized | 70 | 56 | 80 | 58 | 330 | 61 | Yes | Yes | AMACF
6345958 | Discontinued | ECHELON | COLEMAN BY JOHNSON CONTROLS | D6NQ036D05606NX |  | Natural Gas,Propane Gas | Downflow,Horizontal | Weatherized | 70 | 56 | 80 | 58 | 330 | 61 |  | Yes | AMACF
6346027 | Discontinued | EVCON | EVCON BY JOHNSON CONTROLS | D6NQ036D05606NX |  | Natural Gas,Propane Gas | Downflow,Horizontal | Weatherized | 70 | 56 | 80 | 58 | 330 | 61 |  | Yes | AMACF
6346096 | Discontinued | ACCLIMATE | LUXAIRE BY JOHNSON CONTROLS | D6NQ036D05606NX |  | Natural Gas,Propane Gas | Downflow,Horizontal | Weatherized | 70 | 56 | 80 | 58 | 330 | 61 |  | Yes | AMACF
6349059 | Discontinued | FRASER-JOHNSTON | FRASER-JOHNSTON BY JOHNSON CONTROLS | D6NQ036D05606NX |  | Natural Gas,Propane Gas | Downflow,Horizontal | Weatherized | 70 | 56 | 80 | 58 | 330 | 61 |  | Yes | AMACF
6345636 | Discontinued | AFFINITY | YORK BY JOHNSON CONTROLS | D6NQ036D07206NX |  | Natural Gas,Propane Gas | Downflow,Horizontal | Weatherized | 90 | 72 | 80 | 74.7 | 340 | 61 | Yes | Yes | AMACF
6345959 | Discontinued | ECHELON | COLEMAN BY JOHNSON CONTROLS | D6NQ036D07206NX |  | Natural Gas,Propane Gas | Downflow,Horizontal | Weatherized | 90 | 72 | 80 | 74.7 | 340 | 61 |  | Yes | AMACF
6346028 | Discontinued | EVCON | EVCON BY JOHNSON CONTROLS | D6NQ036D07206NX |  | Natural Gas,Propane Gas | Downflow,Horizontal | Weatherized | 90 | 72 | 80 | 74.7 | 340 | 61 |  | Yes | AMACF
6346097 | Discontinued | ACCLIMATE | LUXAIRE BY JOHNSON CONTROLS | D6NQ036D07206NX |  | Natural Gas,Propane Gas | Downflow,Horizontal | Weatherized | 90 | 72 | 80 | 74.7 | 340 | 61 |  | Yes | AMACF
6349061 | Discontinued | FRASER-JOHNSTON | FRASER-JOHNSTON BY JOHNSON CONTROLS | D6NQ036D07206NX |  | Natural Gas,Propane Gas | Downflow,Horizontal | Weatherized | 90 | 72 | 80 | 74.7 | 340 | 61 |  | Yes | AMACF
6345639 | Discontinued | AFFINITY | YORK BY JOHNSON CONTROLS | D6NX024D05606NX |  | Natural Gas,Propane Gas | Downflow,Horizontal | Weatherized | 70 | 56 | 80 | 57.6 | 218 | 36 |  | Yes | AMACF
6345962 | Discontinued | ECHELON | COLEMAN BY JOHNSON CONTROLS | D6NX024D05606NX |  | Natural Gas,Propane Gas | Downflow,Horizontal | Weatherized | 70 | 56 | 80 | 57.6 | 218 | 36 |  | Yes | AMACF
6346031 | Discontinued | EVCON | EVCON BY JOHNSON CONTROLS | D6NX024D05606NX |  | Natural Gas,Propane Gas | Downflow,Horizontal | Weatherized | 70 | 56 | 80 | 57.6 | 218 | 36 |  | Yes | AMACF
6346100 | Discontinued | ACCLIMATE | LUXAIRE BY JOHNSON CONTROLS | D6NX024D05606NX |  | Natural Gas,Propane Gas | Downflow,Horizontal | Weatherized | 70 | 56 | 80 | 57.6 | 218 | 36 |  | Yes | AMACF
6349067 | Discontinued | FRASER-JOHNSTON | FRASER-JOHNSTON BY JOHNSON CONTROLS | D6NX024D05606NX |  | Natural Gas,Propane Gas | Downflow,Horizontal | Weatherized | 70 | 56 | 80 | 57.6 | 218 | 36 |  | Yes | AMACF
6345640 | Discontinued | AFFINITY | YORK BY JOHNSON CONTROLS | D6NZ024D05606NX |  | Natural Gas,Propane Gas | Downflow,Horizontal | Weatherized | 70 | 56 | 80 | 57.6 | 218 | 36 |  | Yes | AMACF
6345963 | Discontinued | ECHELON | COLEMAN BY JOHNSON CONTROLS | D6NZ024D05606NX |  | Natural Gas,Propane Gas | Downflow,Horizontal | Weatherized | 70 | 56 | 80 | 57.6 | 218 | 36 |  | Yes | AMACF
6346032 | Discontinued | EVCON | EVCON BY JOHNSON CONTROLS | D6NZ024D05606NX |  | Natural Gas,Propane Gas | Downflow,Horizontal | Weatherized | 70 | 56 | 80 | 57.6 | 218 | 36 |  | Yes | AMACF
6346101 | Discontinued | ACCLIMATE | LUXAIRE BY JOHNSON CONTROLS | D6NZ024D05606NX |  | Natural Gas,Propane Gas | Downflow,Horizontal | Weatherized | 70 | 56 | 80 | 57.6 | 218 | 36 |  | Yes | AMACF
6349069 | Discontinued | FRASER-JOHNSTON | FRASER-JOHNSTON BY JOHNSON CONTROLS | D6NZ024D05606NX |  | Natural Gas,Propane Gas | Downflow,Horizontal | Weatherized | 70 | 56 | 80 | 57.6 | 218 | 36 |  | Yes | AMACF
6345641 | Discontinued | AFFINITY | YORK BY JOHNSON CONTROLS | D6NZ030D05606NX |  | Natural Gas,Propane Gas | Downflow,Horizontal | Weatherized | 70 | 56 | 80 | 55.7 | 320 | 63 |  | Yes | AMACF
6345964 | Discontinued | ECHELON | COLEMAN BY JOHNSON CONTROLS | D6NZ030D05606NX |  | Natural Gas,Propane Gas | Downflow,Horizontal | Weatherized | 70 | 56 | 80 | 55.7 | 320 | 63 |  | Yes | AMACF
6346033 | Discontinued | EVCON | EVCON BY JOHNSON CONTROLS | D6NZ030D05606NX |  | Natural Gas,Propane Gas | Downflow,Horizontal | Weatherized | 70 | 56 | 80 | 55.7 | 320 | 63 |  | Yes | AMACF
6346102 | Discontinued | ACCLIMATE | LUXAIRE BY JOHNSON CONTROLS | D6NZ030D05606NX |  | Natural Gas,Propane Gas | Downflow,Horizontal | Weatherized | 70 | 56 | 80 | 55.7 | 320 | 63 |  | Yes | AMACF
6349071 | Discontinued | FRASER-JOHNSTON | FRASER-JOHNSTON BY JOHNSON CONTROLS | D6NZ030D05606NX |  | Natural Gas,Propane Gas | Downflow,Horizontal | Weatherized | 70 | 56 | 80 | 55.7 | 320 | 63 |  | Yes | AMACF
6345643 | Discontinued | AFFINITY | YORK BY JOHNSON CONTROLS | D6NZ036D07206NX |  | Natural Gas,Propane Gas | Downflow,Horizontal | Weatherized | 90 | 72 | 80 | 74.7 | 340 | 61 |  | Yes | AMACF
6345966 | Discontinued | ECHELON | COLEMAN BY JOHNSON CONTROLS | D6NZ036D07206NX |  | Natural Gas,Propane Gas | Downflow,Horizontal | Weatherized | 90 | 72 | 80 | 74.7 | 340 | 61 |  | Yes | AMACF
6346035 | Discontinued | EVCON | EVCON BY JOHNSON CONTROLS | D6NZ036D07206NX |  | Natural Gas,Propane Gas | Downflow,Horizontal | Weatherized | 90 | 72 | 80 | 74.7 | 340 | 61 |  | Yes | AMACF
6346104 | Discontinued | ACCLIMATE | LUXAIRE BY JOHNSON CONTROLS | D6NZ036D07206NX |  | Natural Gas,Propane Gas | Downflow,Horizontal | Weatherized | 90 | 72 | 80 | 74.7 | 340 | 61 |  | Yes | AMACF
6349075 | Discontinued | FRASER-JOHNSTON | FRASER-JOHNSTON BY JOHNSON CONTROLS | D6NZ036D07206NX |  | Natural Gas,Propane Gas | Downflow,Horizontal | Weatherized | 90 | 72 | 80 | 74.7 | 340 | 61 |  | Yes | AMACF
6345644 | Discontinued | AFFINITY | YORK BY JOHNSON CONTROLS | D6NX048D09006NX |  | Natural Gas,Propane Gas | Downflow,Horizontal | Weatherized | 108 | 87 | 80 | 94.1 | 611 | 54 | Yes | Yes | AMACF
6345967 | Discontinued | ECHELON | COLEMAN BY JOHNSON CONTROLS | D6NX048D09006NX |  | Natural Gas,Propane Gas | Downflow,Horizontal | Weatherized | 108 | 87 | 80 | 94.1 | 611 | 54 |  | Yes | AMACF
6346036 | Discontinued | EVCON | EVCON BY JOHNSON CONTROLS | D6NX048D09006NX |  | Natural Gas,Propane Gas | Downflow,Horizontal | Weatherized | 108 | 87 | 80 | 94.1 | 611 | 54 |  | Yes | AMACF
6346105 | Discontinued | ACCLIMATE | LUXAIRE BY JOHNSON CONTROLS | D6NX048D09006NX |  | Natural Gas,Propane Gas | Downflow,Horizontal | Weatherized | 108 | 87 | 80 | 94.1 | 611 | 54 |  | Yes | AMACF
6349077 | Discontinued | FRASER-JOHNSTON | FRASER-JOHNSTON BY JOHNSON CONTROLS | D6NX048D09006NX |  | Natural Gas,Propane Gas | Downflow,Horizontal | Weatherized | 108 | 87 | 80 | 94.1 | 611 | 54 |  | Yes | AMACF
6345646 | Discontinued | AFFINITY | YORK BY JOHNSON CONTROLS | D6NQ060D09006NX |  | Natural Gas,Propane Gas | Downflow,Horizontal | Weatherized | 108 | 87 | 80 | 94.1 | 354 | 61 |  | Yes | AMACF
6345968 | Discontinued | ECHELON | COLEMAN BY JOHNSON CONTROLS | D6NQ060D09006NX |  | Natural Gas,Propane Gas | Downflow,Horizontal | Weatherized | 108 | 87 | 80 | 94.1 | 354 | 61 |  | Yes | AMACF
6346037 | Discontinued | EVCON | EVCON BY JOHNSON CONTROLS | D6NQ060D09006NX |  | Natural Gas,Propane Gas | Downflow,Horizontal | Weatherized | 108 | 87 | 80 | 94.1 | 354 | 61 |  | Yes | AMACF
6346106 | Discontinued | ACCLIMATE | LUXAIRE BY JOHNSON CONTROLS | D6NQ060D09006NX |  | Natural Gas,Propane Gas | Downflow,Horizontal | Weatherized | 108 | 87 | 80 | 94.1 | 354 | 61 |  | Yes | AMACF
6441061 | Discontinued | FRASER-JOHNSTON | FRASER-JOHNSTON BY JOHNSON CONTROLS | D6NQ060D09006NX |  | Natural Gas,Propane Gas | Downflow,Horizontal | Weatherized | 108 | 87 | 80 | 94.1 | 354 | 61 |  | Yes | AMACF
6345648 | Discontinued | AFFINITY | YORK BY JOHNSON CONTROLS | D6HQ024D05606NX |  | Natural Gas,Propane Gas | Downflow,Horizontal | Weatherized | 70 | 56 | 80 | 57.6 | 218 | 36 |  | Yes | AMACF
6345969 | Discontinued | ECHELON | COLEMAN BY JOHNSON CONTROLS | D6HQ024D05606NX |  | Natural Gas,Propane Gas | Downflow,Horizontal | Weatherized | 70 | 56 | 80 | 57.6 | 218 | 36 |  | Yes | AMACF
6346038 | Discontinued | EVCON | EVCON BY JOHNSON CONTROLS | D6HQ024D05606NX |  | Natural Gas,Propane Gas | Downflow,Horizontal | Weatherized | 70 | 56 | 80 | 57.6 | 218 | 36 |  | Yes | AMACF
6346107 | Discontinued | ACCLIMATE | LUXAIRE BY JOHNSON CONTROLS | D6HQ024D05606NX |  | Natural Gas,Propane Gas | Downflow,Horizontal | Weatherized | 70 | 56 | 80 | 57.6 | 218 | 36 |  | Yes | AMACF
6349080 | Discontinued | FRASER-JOHNSTON | FRASER-JOHNSTON BY JOHNSON CONTROLS | D6HQ024D05606NX |  | Natural Gas,Propane Gas | Downflow,Horizontal | Weatherized | 70 | 56 | 80 | 57.6 | 218 | 36 |  | Yes | AMACF
6345649 | Discontinued | AFFINITY | YORK BY JOHNSON CONTROLS | D6HQ030D05606NX |  | Natural Gas,Propane Gas | Downflow,Horizontal | Weatherized | 70 | 56 | 80 | 55.7 | 320 | 63 |  | Yes | AMACF
6345970 | Discontinued | ECHELON | COLEMAN BY JOHNSON CONTROLS | D6HQ030D05606NX |  | Natural Gas,Propane Gas | Downflow,Horizontal | Weatherized | 70 | 56 | 80 | 55.7 | 320 | 63 |  | Yes | AMACF
6346039 | Discontinued | EVCON | EVCON BY JOHNSON CONTROLS | D6HQ030D05606NX |  | Natural Gas,Propane Gas | Downflow,Horizontal | Weatherized | 70 | 56 | 80 | 55.7 | 320 | 63 |  | Yes | AMACF
6346108 | Discontinued | ACCLIMATE | LUXAIRE BY JOHNSON CONTROLS | D6HQ030D05606NX |  | Natural Gas,Propane Gas | Downflow,Horizontal | Weatherized | 70 | 56 | 80 | 55.7 | 320 | 63 |  | Yes | AMACF
6349081 | Discontinued | FRASER-JOHNSTON | FRASER-JOHNSTON BY JOHNSON CONTROLS | D6HQ030D05606NX |  | Natural Gas,Propane Gas | Downflow,Horizontal | Weatherized | 70 | 56 | 80 | 55.7 | 320 | 63 |  | Yes | AMACF
6345650 | Discontinued | AFFINITY | YORK BY JOHNSON CONTROLS | D6HQ036D05606NX |  | Natural Gas,Propane Gas | Downflow,Horizontal | Weatherized | 70 | 56 | 80 | 58 | 330 | 61 |  | Yes | AMACF
6345971 | Discontinued | ECHELON | COLEMAN BY JOHNSON CONTROLS | D6HQ036D05606NX |  | Natural Gas,Propane Gas | Downflow,Horizontal | Weatherized | 70 | 56 | 80 | 58 | 330 | 61 |  | Yes | AMACF
6346040 | Discontinued | EVCON | EVCON BY JOHNSON CONTROLS | D6HQ036D05606NX |  | Natural Gas,Propane Gas | Downflow,Horizontal | Weatherized | 70 | 56 | 80 | 58 | 330 | 61 |  | Yes | AMACF
6346109 | Discontinued | ACCLIMATE | LUXAIRE BY JOHNSON CONTROLS | D6HQ036D05606NX |  | Natural Gas,Propane Gas | Downflow,Horizontal | Weatherized | 70 | 56 | 80 | 58 | 330 | 61 |  | Yes | AMACF
6349082 | Discontinued | FRASER-JOHNSTON | FRASER-JOHNSTON BY JOHNSON CONTROLS | D6HQ036D05606NX |  | Natural Gas,Propane Gas | Downflow,Horizontal | Weatherized | 70 | 56 | 80 | 58 | 330 | 61 |  | Yes | AMACF
6345651 | Discontinued | AFFINITY | YORK BY JOHNSON CONTROLS | D6HQ036D07206NX |  | Natural Gas,Propane Gas | Downflow,Horizontal | Weatherized | 90 | 72 | 80 | 74.7 | 340 | 61 |  | Yes | AMACF
6345972 | Discontinued | ECHELON | COLEMAN BY JOHNSON CONTROLS | D6HQ036D07206NX |  | Natural Gas,Propane Gas | Downflow,Horizontal | Weatherized | 90 | 72 | 80 | 74.7 | 340 | 61 |  | Yes | AMACF
6346041 | Discontinued | EVCON | EVCON BY JOHNSON CONTROLS | D6HQ036D07206NX |  | Natural Gas,Propane Gas | Downflow,Horizontal | Weatherized | 90 | 72 | 80 | 74.7 | 340 | 61 |  | Yes | AMACF
6346110 | Discontinued | ACCLIMATE | LUXAIRE BY JOHNSON CONTROLS | D6HQ036D07206NX |  | Natural Gas,Propane Gas | Downflow,Horizontal | Weatherized | 90 | 72 | 80 | 74.7 | 340 | 61 |  | Yes | AMACF
6349083 | Discontinued | FRASER-JOHNSTON | FRASER-JOHNSTON BY JOHNSON CONTROLS | D6HQ036D07206NX |  | Natural Gas,Propane Gas | Downflow,Horizontal | Weatherized | 90 | 72 | 80 | 74.7 | 340 | 61 |  | Yes | AMACF
6345653 | Discontinued | AFFINITY | YORK BY JOHNSON CONTROLS | D6HQ048D09006NX |  | Natural Gas,Propane Gas | Downflow,Horizontal | Weatherized | 108 | 87 | 80 | 94.1 | 354 | 61 |  | Yes | AMACF
6345974 | Discontinued | ECHELON | COLEMAN BY JOHNSON CONTROLS | D6HQ048D09006NX |  | Natural Gas,Propane Gas | Downflow,Horizontal | Weatherized | 108 | 87 | 80 | 94.1 | 354 | 61 |  | Yes | AMACF
6346043 | Discontinued | EVCON | EVCON BY JOHNSON CONTROLS | D6HQ048D09006NX |  | Natural Gas,Propane Gas | Downflow,Horizontal | Weatherized | 108 | 87 | 80 | 94.1 | 354 | 61 |  | Yes | AMACF
6346112 | Discontinued | ACCLIMATE | LUXAIRE BY JOHNSON CONTROLS | D6HQ048D09006NX |  | Natural Gas,Propane Gas | Downflow,Horizontal | Weatherized | 108 | 87 | 80 | 94.1 | 354 | 61 |  | Yes | AMACF
6349085 | Discontinued | FRASER-JOHNSTON | FRASER-JOHNSTON BY JOHNSON CONTROLS | D6HQ048D09006NX |  | Natural Gas,Propane Gas | Downflow,Horizontal | Weatherized | 108 | 87 | 80 | 94.1 | 354 | 61 |  | Yes | AMACF
6345655 | Discontinued | AFFINITY | YORK BY JOHNSON CONTROLS | D6HQ060D09006NX |  | Natural Gas,Propane Gas | Downflow,Horizontal | Weatherized | 108 | 87 | 80 | 94.1 | 354 | 61 |  | Yes | AMACF
6345975 | Discontinued | ECHELON | COLEMAN BY JOHNSON CONTROLS | D6HQ060D09006NX |  | Natural Gas,Propane Gas | Downflow,Horizontal | Weatherized | 108 | 87 | 80 | 94.1 | 354 | 61 |  | Yes | AMACF
6346044 | Discontinued | EVCON | EVCON BY JOHNSON CONTROLS | D6HQ060D09006NX |  | Natural Gas,Propane Gas | Downflow,Horizontal | Weatherized | 108 | 87 | 80 | 94.1 | 354 | 61 |  | Yes | AMACF
6346113 | Discontinued | ACCLIMATE | LUXAIRE BY JOHNSON CONTROLS | D6HQ060D09006NX |  | Natural Gas,Propane Gas | Downflow,Horizontal | Weatherized | 108 | 87 | 80 | 94.1 | 354 | 61 |  | Yes | AMACF
6349086 | Discontinued | FRASER-JOHNSTON | FRASER-JOHNSTON BY JOHNSON CONTROLS | D6HQ060D09006NX |  | Natural Gas,Propane Gas | Downflow,Horizontal | Weatherized | 108 | 87 | 80 | 94.1 | 354 | 61 |  | Yes | AMACF
6345657 | Discontinued | AFFINITY | YORK BY JOHNSON CONTROLS | D6NY060D09006NX |  | Natural Gas,Propane Gas | Downflow,Horizontal | Weatherized | 108 | 87 | 80 | 94.1 | 354 | 61 |  | Yes | AMACF
6345976 | Discontinued | ECHELON | COLEMAN BY JOHNSON CONTROLS | D6NY060D09006NX |  | Natural Gas,Propane Gas | Downflow,Horizontal | Weatherized | 108 | 87 | 80 | 94.1 | 354 | 61 |  | Yes | AMACF
6346045 | Discontinued | EVCON | EVCON BY JOHNSON CONTROLS | D6NY060D09006NX |  | Natural Gas,Propane Gas | Downflow,Horizontal | Weatherized | 108 | 87 | 80 | 94.1 | 354 | 61 |  | Yes | AMACF
6346114 | Discontinued | ACCLIMATE | LUXAIRE BY JOHNSON CONTROLS | D6NY060D09006NX |  | Natural Gas,Propane Gas | Downflow,Horizontal | Weatherized | 108 | 87 | 80 | 94.1 | 354 | 61 |  | Yes | AMACF
6349087 | Discontinued | FRASER-JOHNSTON | FRASER-JOHNSTON BY JOHNSON CONTROLS | D6NY060D09006NX |  | Natural Gas,Propane Gas | Downflow,Horizontal | Weatherized | 108 | 87 | 80 | 94.1 | 354 | 61 |  | Yes | AMACF
6345659 | Discontinued | AFFINITY | YORK BY JOHNSON CONTROLS | D6NZ048N06506NX |  | Natural Gas,Propane Gas | Downflow,Horizontal | Weatherized | 80 | 64 | 80.8 | 73.9 | 1320 | 67 |  | Yes
6345977 | Discontinued | ECHELON | COLEMAN BY JOHNSON CONTROLS | D6NZ048N06506NX |  | Natural Gas,Propane Gas | Downflow,Horizontal | Weatherized | 80 | 64 | 80.8 | 73.9 | 1320 | 67 |  | Yes
6346046 | Discontinued | EVCON | EVCON BY JOHNSON CONTROLS | D6NZ048N06506NX |  | Natural Gas,Propane Gas | Downflow,Horizontal | Weatherized | 80 | 64 | 80.8 | 73.9 | 1320 | 67 |  | Yes
6346115 | Discontinued | ACCLIMATE | LUXAIRE BY JOHNSON CONTROLS | D6NZ048N06506NX |  | Natural Gas,Propane Gas | Downflow,Horizontal | Weatherized | 80 | 64 | 80.8 | 73.9 | 1320 | 67 |  | Yes
6349088 | Discontinued | FRASER-JOHNSTON | FRASER-JOHNSTON BY JOHNSON CONTROLS | D6NZ048N06506NX |  | Natural Gas,Propane Gas | Downflow,Horizontal | Weatherized | 80 | 64 | 80.8 | 73.9 | 1320 | 67 |  | Yes
6345660 | Discontinued | AFFINITY | YORK BY JOHNSON CONTROLS | D6NZ048N09006NX |  | Natural Gas,Propane Gas | Downflow,Horizontal | Weatherized | 108 | 87 | 80.9 | 93.8 | 1385 | 86 | Yes | Yes
6345978 | Discontinued | ECHELON | COLEMAN BY JOHNSON CONTROLS | D6NZ048N09006NX |  | Natural Gas,Propane Gas | Downflow,Horizontal | Weatherized | 108 | 87 | 80.9 | 93.8 | 1385 | 86 |  | Yes
6346047 | Discontinued | EVCON | EVCON BY JOHNSON CONTROLS | D6NZ048N09006NX |  | Natural Gas,Propane Gas | Downflow,Horizontal | Weatherized | 108 | 87 | 80.9 | 93.8 | 1385 | 86 |  | Yes
6346116 | Discontinued | ACCLIMATE | LUXAIRE BY JOHNSON CONTROLS | D6NZ048N09006NX |  | Natural Gas,Propane Gas | Downflow,Horizontal | Weatherized | 108 | 87 | 80.9 | 93.8 | 1385 | 86 |  | Yes
6349089 | Discontinued | FRASER-JOHNSTON | FRASER-JOHNSTON BY JOHNSON CONTROLS | D6NZ048N09006NX |  | Natural Gas,Propane Gas | Downflow,Horizontal | Weatherized | 108 | 87 | 80.9 | 93.8 | 1385 | 86 |  | Yes
6345661 | Discontinued | AFFINITY | YORK BY JOHNSON CONTROLS | D6NZ048N11006NX |  | Natural Gas,Propane Gas | Downflow,Horizontal | Weatherized | 135 | 108 | 80.2 | 114 | 1345 | 75 | Yes | Yes
6345979 | Discontinued | ECHELON | COLEMAN BY JOHNSON CONTROLS | D6NZ048N11006NX |  | Natural Gas,Propane Gas | Downflow,Horizontal | Weatherized | 135 | 108 | 80.2 | 114 | 1345 | 75 |  | Yes
6346048 | Discontinued | EVCON | EVCON BY JOHNSON CONTROLS | D6NZ048N11006NX |  | Natural Gas,Propane Gas | Downflow,Horizontal | Weatherized | 135 | 108 | 80.2 | 114 | 1345 | 75 |  | Yes
6346117 | Discontinued | ACCLIMATE | LUXAIRE BY JOHNSON CONTROLS | D6NZ048N11006NX |  | Natural Gas,Propane Gas | Downflow,Horizontal | Weatherized | 135 | 108 | 80.2 | 114 | 1345 | 75 |  | Yes
6349090 | Discontinued | FRASER-JOHNSTON | FRASER-JOHNSTON BY JOHNSON CONTROLS | D6NZ048N11006NX |  | Natural Gas,Propane Gas | Downflow,Horizontal | Weatherized | 135 | 108 | 80.2 | 114 | 1345 | 75 |  | Yes
6345662 | Discontinued | AFFINITY | YORK BY JOHNSON CONTROLS | D6NZ060N06506NX |  | Natural Gas,Propane Gas | Downflow,Horizontal | Weatherized | 80 | 64 | 80.7 | 75.5 | 980 | 78 |  | Yes
6345980 | Discontinued | ECHELON | COLEMAN BY JOHNSON CONTROLS | D6NZ060N06506NX |  | Natural Gas,Propane Gas | Downflow,Horizontal | Weatherized | 80 | 64 | 80.7 | 75.5 | 980 | 78 |  | Yes
6346049 | Discontinued | EVCON | EVCON BY JOHNSON CONTROLS | D6NZ060N06506NX |  | Natural Gas,Propane Gas | Downflow,Horizontal | Weatherized | 80 | 64 | 80.7 | 75.5 | 980 | 78 |  | Yes
6346118 | Discontinued | ACCLIMATE | LUXAIRE BY JOHNSON CONTROLS | D6NZ060N06506NX |  | Natural Gas,Propane Gas | Downflow,Horizontal | Weatherized | 80 | 64 | 80.7 | 75.5 | 980 | 78 |  | Yes
6349091 | Discontinued | FRASER-JOHNSTON | FRASER-JOHNSTON BY JOHNSON CONTROLS | D6NZ060N06506NX |  | Natural Gas,Propane Gas | Downflow,Horizontal | Weatherized | 80 | 64 | 80.7 | 75.5 | 980 | 78 |  | Yes
6345664 | Discontinued | AFFINITY | YORK BY JOHNSON CONTROLS | D6NZ060N11006NX |  | Natural Gas,Propane Gas | Downflow,Horizontal | Weatherized | 135 | 108 | 80.2 | 115.3 | 1143 | 91 |  | Yes
6345982 | Discontinued | ECHELON | COLEMAN BY JOHNSON CONTROLS | D6NZ060N11006NX |  | Natural Gas,Propane Gas | Downflow,Horizontal | Weatherized | 135 | 108 | 80.2 | 115.3 | 1143 | 91 |  | Yes
6346051 | Discontinued | EVCON | EVCON BY JOHNSON CONTROLS | D6NZ060N11006NX |  | Natural Gas,Propane Gas | Downflow,Horizontal | Weatherized | 135 | 108 | 80.2 | 115.3 | 1143 | 91 |  | Yes
6346120 | Discontinued | ACCLIMATE | LUXAIRE BY JOHNSON CONTROLS | D6NZ060N11006NX |  | Natural Gas,Propane Gas | Downflow,Horizontal | Weatherized | 135 | 108 | 80.2 | 115.3 | 1143 | 91 |  | Yes
6349093 | Discontinued | FRASER-JOHNSTON | FRASER-JOHNSTON BY JOHNSON CONTROLS | D6NZ060N11006NX |  | Natural Gas,Propane Gas | Downflow,Horizontal | Weatherized | 135 | 108 | 80.2 | 115.3 | 1143 | 91 |  | Yes
6345665 | Discontinued | AFFINITY | YORK BY JOHNSON CONTROLS | D6NZ048D09006NX |  | Natural Gas,Propane Gas | Downflow,Horizontal | Weatherized | 108 | 87 | 80 | 94.1 | 611 | 54 |  | Yes | AMACF
6345983 | Discontinued | ECHELON | COLEMAN BY JOHNSON CONTROLS | D6NZ048D09006NX |  | Natural Gas,Propane Gas | Downflow,Horizontal | Weatherized | 108 | 87 | 80 | 94.1 | 611 | 54 |  | Yes | AMACF
6346052 | Discontinued | EVCON | EVCON BY JOHNSON CONTROLS | D6NZ048D09006NX |  | Natural Gas,Propane Gas | Downflow,Horizontal | Weatherized | 108 | 87 | 80 | 94.1 | 611 | 54 |  | Yes | AMACF
6346121 | Discontinued | ACCLIMATE | LUXAIRE BY JOHNSON CONTROLS | D6NZ048D09006NX |  | Natural Gas,Propane Gas | Downflow,Horizontal | Weatherized | 108 | 87 | 80 | 94.1 | 611 | 54 |  | Yes | AMACF
6349094 | Discontinued | FRASER-JOHNSTON | FRASER-JOHNSTON BY JOHNSON CONTROLS | D6NZ048D09006NX |  | Natural Gas,Propane Gas | Downflow,Horizontal | Weatherized | 108 | 87 | 80 | 94.1 | 611 | 54 |  | Yes | AMACF
6345667 | Discontinued | AFFINITY | YORK BY JOHNSON CONTROLS | D6NZ060D09006NX |  | Natural Gas,Propane Gas | Downflow,Horizontal | Weatherized | 108 | 87 | 80 | 94.1 | 611 | 54 |  | Yes | AMACF
6345984 | Discontinued | ECHELON | COLEMAN BY JOHNSON CONTROLS | D6NZ060D09006NX |  | Natural Gas,Propane Gas | Downflow,Horizontal | Weatherized | 108 | 87 | 80 | 94.1 | 611 | 54 |  | Yes | AMACF
6346053 | Discontinued | EVCON | EVCON BY JOHNSON CONTROLS | D6NZ060D09006NX |  | Natural Gas,Propane Gas | Downflow,Horizontal | Weatherized | 108 | 87 | 80 | 94.1 | 611 | 54 |  | Yes | AMACF
6346122 | Discontinued | ACCLIMATE | LUXAIRE BY JOHNSON CONTROLS | D6NZ060D09006NX |  | Natural Gas,Propane Gas | Downflow,Horizontal | Weatherized | 108 | 87 | 80 | 94.1 | 611 | 54 |  | Yes | AMACF
6349095 | Discontinued | FRASER-JOHNSTON | FRASER-JOHNSTON BY JOHNSON CONTROLS | D6NZ060D09006NX |  | Natural Gas,Propane Gas | Downflow,Horizontal | Weatherized | 108 | 87 | 80 | 94.1 | 611 | 54 |  | Yes | AMACF
6345669 | Discontinued | AFFINITY | YORK BY JOHNSON CONTROLS | D6NQ042D09006NX |  | Natural Gas,Propane Gas | Downflow,Horizontal | Weatherized | 108 | 87 | 80 | 94.9 | 326 | 40 | Yes | Yes | AMACF
6345985 | Discontinued | ECHELON | COLEMAN BY JOHNSON CONTROLS | D6NQ042D09006NX |  | Natural Gas,Propane Gas | Downflow,Horizontal | Weatherized | 108 | 87 | 80 | 94.9 | 326 | 40 |  | Yes | AMACF
6346054 | Discontinued | EVCON | EVCON BY JOHNSON CONTROLS | D6NQ042D09006NX |  | Natural Gas,Propane Gas | Downflow,Horizontal | Weatherized | 108 | 87 | 80 | 94.9 | 326 | 40 |  | Yes | AMACF
6346123 | Discontinued | ACCLIMATE | LUXAIRE BY JOHNSON CONTROLS | D6NQ042D09006NX |  | Natural Gas,Propane Gas | Downflow,Horizontal | Weatherized | 108 | 87 | 80 | 94.9 | 326 | 40 |  | Yes | AMACF
6349096 | Discontinued | FRASER-JOHNSTON | FRASER-JOHNSTON BY JOHNSON CONTROLS | D6NQ042D09006NX |  | Natural Gas,Propane Gas | Downflow,Horizontal | Weatherized | 108 | 87 | 80 | 94.9 | 326 | 40 |  | Yes | AMACF
6345670 | Discontinued | AFFINITY | YORK BY JOHNSON CONTROLS | D6NQ048D09006NX |  | Natural Gas,Propane Gas | Downflow,Horizontal | Weatherized | 108 | 87 | 80 | 94.1 | 354 | 61 | Yes | Yes | AMACF
6345986 | Discontinued | ECHELON | COLEMAN BY JOHNSON CONTROLS | D6NQ048D09006NX |  | Natural Gas,Propane Gas | Downflow,Horizontal | Weatherized | 108 | 87 | 80 | 94.1 | 354 | 61 |  | Yes | AMACF
6346055 | Discontinued | EVCON | EVCON BY JOHNSON CONTROLS | D6NQ048D09006NX |  | Natural Gas,Propane Gas | Downflow,Horizontal | Weatherized | 108 | 87 | 80 | 94.1 | 354 | 61 |  | Yes | AMACF
6346124 | Discontinued | ACCLIMATE | LUXAIRE BY JOHNSON CONTROLS | D6NQ048D09006NX |  | Natural Gas,Propane Gas | Downflow,Horizontal | Weatherized | 108 | 87 | 80 | 94.1 | 354 | 61 |  | Yes | AMACF
6349097 | Discontinued | FRASER-JOHNSTON | FRASER-JOHNSTON BY JOHNSON CONTROLS | D6NQ048D09006NX |  | Natural Gas,Propane Gas | Downflow,Horizontal | Weatherized | 108 | 87 | 80 | 94.1 | 354 | 61 |  | Yes | AMACF
6345672 | Discontinued | AFFINITY | YORK BY JOHNSON CONTROLS | D6NQ042N06506NX |  | Natural Gas,Propane Gas | Downflow,Horizontal | Weatherized | 80 | 64 | 80.8 | 74.7 | 1210 | 73 | Yes | Yes
6345987 | Discontinued | ECHELON | COLEMAN BY JOHNSON CONTROLS | D6NQ042N06506NX |  | Natural Gas,Propane Gas | Downflow,Horizontal | Weatherized | 80 | 64 | 80.8 | 74.7 | 1210 | 73 |  | Yes
6346056 | Discontinued | EVCON | EVCON BY JOHNSON CONTROLS | D6NQ042N06506NX |  | Natural Gas,Propane Gas | Downflow,Horizontal | Weatherized | 80 | 64 | 80.8 | 74.7 | 1210 | 73 |  | Yes
6346125 | Discontinued | ACCLIMATE | LUXAIRE BY JOHNSON CONTROLS | D6NQ042N06506NX |  | Natural Gas,Propane Gas | Downflow,Horizontal | Weatherized | 80 | 64 | 80.8 | 74.7 | 1210 | 73 |  | Yes
6349098 | Discontinued | FRASER-JOHNSTON | FRASER-JOHNSTON BY JOHNSON CONTROLS | D6NQ042N06506NX |  | Natural Gas,Propane Gas | Downflow,Horizontal | Weatherized | 80 | 64 | 80.8 | 74.7 | 1210 | 73 |  | Yes
6345673 | Discontinued | AFFINITY | YORK BY JOHNSON CONTROLS | D6NQ042N09006NX |  | Natural Gas,Propane Gas | Downflow,Horizontal | Weatherized | 108 | 87 | 80.6 | 94.4 | 1194 | 73 | Yes | Yes
6345988 | Discontinued | ECHELON | COLEMAN BY JOHNSON CONTROLS | D6NQ042N09006NX |  | Natural Gas,Propane Gas | Downflow,Horizontal | Weatherized | 108 | 87 | 80.6 | 94.4 | 1194 | 73 |  | Yes
6346057 | Discontinued | EVCON | EVCON BY JOHNSON CONTROLS | D6NQ042N09006NX |  | Natural Gas,Propane Gas | Downflow,Horizontal | Weatherized | 108 | 87 | 80.6 | 94.4 | 1194 | 73 |  | Yes
6346126 | Discontinued | ACCLIMATE | LUXAIRE BY JOHNSON CONTROLS | D6NQ042N09006NX |  | Natural Gas,Propane Gas | Downflow,Horizontal | Weatherized | 108 | 87 | 80.6 | 94.4 | 1194 | 73 |  | Yes
6349099 | Discontinued | FRASER-JOHNSTON | FRASER-JOHNSTON BY JOHNSON CONTROLS | D6NQ042N09006NX |  | Natural Gas,Propane Gas | Downflow,Horizontal | Weatherized | 108 | 87 | 80.6 | 94.4 | 1194 | 73 |  | Yes
6345674 | Discontinued | AFFINITY | YORK BY JOHNSON CONTROLS | D6NQ048N06506NX |  | Natural Gas,Propane Gas | Downflow,Horizontal | Weatherized | 80 | 64 | 80.8 | 73.9 | 1320 | 67 | Yes | Yes
6345989 | Discontinued | ECHELON | COLEMAN BY JOHNSON CONTROLS | D6NQ048N06506NX |  | Natural Gas,Propane Gas | Downflow,Horizontal | Weatherized | 80 | 64 | 80.8 | 73.9 | 1320 | 67 |  | Yes
6346058 | Discontinued | EVCON | EVCON BY JOHNSON CONTROLS | D6NQ048N06506NX |  | Natural Gas,Propane Gas | Downflow,Horizontal | Weatherized | 80 | 64 | 80.8 | 73.9 | 1320 | 67 |  | Yes
6346127 | Discontinued | ACCLIMATE | LUXAIRE BY JOHNSON CONTROLS | D6NQ048N06506NX |  | Natural Gas,Propane Gas | Downflow,Horizontal | Weatherized | 80 | 64 | 80.8 | 73.9 | 1320 | 67 |  | Yes
6349100 | Discontinued | FRASER-JOHNSTON | FRASER-JOHNSTON BY JOHNSON CONTROLS | D6NQ048N06506NX |  | Natural Gas,Propane Gas | Downflow,Horizontal | Weatherized | 80 | 64 | 80.8 | 73.9 | 1320 | 67 |  | Yes
6345675 | Discontinued | AFFINITY | YORK BY JOHNSON CONTROLS | D6NQ048N09006NX |  | Natural Gas,Propane Gas | Downflow,Horizontal | Weatherized | 108 | 87 | 80.6 | 93.8 | 1385 | 86 | Yes | Yes
6345990 | Discontinued | ECHELON | COLEMAN BY JOHNSON CONTROLS | D6NQ048N09006NX |  | Natural Gas,Propane Gas | Downflow,Horizontal | Weatherized | 108 | 87 | 80.6 | 93.8 | 1385 | 86 |  | Yes
6346059 | Discontinued | EVCON | EVCON BY JOHNSON CONTROLS | D6NQ048N09006NX |  | Natural Gas,Propane Gas | Downflow,Horizontal | Weatherized | 108 | 87 | 80.6 | 93.8 | 1385 | 86 |  | Yes
6346128 | Discontinued | ACCLIMATE | LUXAIRE BY JOHNSON CONTROLS | D6NQ048N09006NX |  | Natural Gas,Propane Gas | Downflow,Horizontal | Weatherized | 108 | 87 | 80.6 | 93.8 | 1385 | 86 |  | Yes
6349101 | Discontinued | FRASER-JOHNSTON | FRASER-JOHNSTON BY JOHNSON CONTROLS | D6NQ048N09006NX |  | Natural Gas,Propane Gas | Downflow,Horizontal | Weatherized | 108 | 87 | 80.6 | 93.8 | 1385 | 86 |  | Yes
6345676 | Discontinued | AFFINITY | YORK BY JOHNSON CONTROLS | D6NQ048N11006NX |  | Natural Gas,Propane Gas | Downflow,Horizontal | Weatherized | 135 | 108 | 80.5 | 114 | 1345 | 75 | Yes | Yes
6345991 | Discontinued | ECHELON | COLEMAN BY JOHNSON CONTROLS | D6NQ048N11006NX |  | Natural Gas,Propane Gas | Downflow,Horizontal | Weatherized | 135 | 108 | 80.5 | 114 | 1345 | 75 |  | Yes
6346060 | Discontinued | EVCON | EVCON BY JOHNSON CONTROLS | D6NQ048N11006NX |  | Natural Gas,Propane Gas | Downflow,Horizontal | Weatherized | 135 | 108 | 80.5 | 114 | 1345 | 75 |  | Yes
6346129 | Discontinued | ACCLIMATE | LUXAIRE BY JOHNSON CONTROLS | D6NQ048N11006NX |  | Natural Gas,Propane Gas | Downflow,Horizontal | Weatherized | 135 | 108 | 80.5 | 114 | 1345 | 75 |  | Yes
6349102 | Discontinued | FRASER-JOHNSTON | FRASER-JOHNSTON BY JOHNSON CONTROLS | D6NQ048N11006NX |  | Natural Gas,Propane Gas | Downflow,Horizontal | Weatherized | 135 | 108 | 80.5 | 114 | 1345 | 75 |  | Yes
6345893 | Discontinued | AFFINITY | YORK BY JOHNSON CONTROLS | D6NX048D11006NX |  | Natural Gas,Propane Gas | Downflow,Horizontal | Weatherized | 135 | 108 | 80 | 114.4 | 329 | 45 | Yes | Yes | AMACF
6345992 | Discontinued | ECHELON | COLEMAN BY JOHNSON CONTROLS | D6NX048D11006NX |  | Natural Gas,Propane Gas | Downflow,Horizontal | Weatherized | 135 | 108 | 80 | 114.4 | 329 | 45 |  | Yes | AMACF
6346061 | Discontinued | EVCON | EVCON BY JOHNSON CONTROLS | D6NX048D11006NX |  | Natural Gas,Propane Gas | Downflow,Horizontal | Weatherized | 135 | 108 | 80 | 114.4 | 329 | 45 |  | Yes | AMACF
6346130 | Discontinued | ACCLIMATE | LUXAIRE BY JOHNSON CONTROLS | D6NX048D11006NX |  | Natural Gas,Propane Gas | Downflow,Horizontal | Weatherized | 135 | 108 | 80 | 114.4 | 329 | 45 |  | Yes | AMACF
6349103 | Discontinued | FRASER-JOHNSTON | FRASER-JOHNSTON BY JOHNSON CONTROLS | D6NX048D11006NX |  | Natural Gas,Propane Gas | Downflow,Horizontal | Weatherized | 135 | 108 | 80 | 114.4 | 329 | 45 |  | Yes | AMACF
6345894 | Discontinued | AFFINITY | YORK BY JOHNSON CONTROLS | D6NQ060D11006NX |  | Natural Gas,Propane Gas | Downflow,Horizontal | Weatherized | 135 | 108 | 80 | 114.4 | 367 | 59 |  | Yes | AMACF
6345993 | Discontinued | ECHELON | COLEMAN BY JOHNSON CONTROLS | D6NQ060D11006NX |  | Natural Gas,Propane Gas | Downflow,Horizontal | Weatherized | 135 | 108 | 80 | 114.4 | 367 | 59 |  | Yes | AMACF
6346062 | Discontinued | EVCON | EVCON BY JOHNSON CONTROLS | D6NQ060D11006NX |  | Natural Gas,Propane Gas | Downflow,Horizontal | Weatherized | 135 | 108 | 80 | 114.4 | 367 | 59 |  | Yes | AMACF
6346131 | Discontinued | ACCLIMATE | LUXAIRE BY JOHNSON CONTROLS | D6NQ060D11006NX |  | Natural Gas,Propane Gas | Downflow,Horizontal | Weatherized | 135 | 108 | 80 | 114.4 | 367 | 59 |  | Yes | AMACF
6349104 | Discontinued | FRASER-JOHNSTON | FRASER-JOHNSTON BY JOHNSON CONTROLS | D6NQ060D11006NX |  | Natural Gas,Propane Gas | Downflow,Horizontal | Weatherized | 135 | 108 | 80 | 114.4 | 367 | 59 |  | Yes | AMACF
6345896 | Discontinued | AFFINITY | YORK BY JOHNSON CONTROLS | D6HQ060D11006NX |  | Natural Gas,Propane Gas | Downflow,Horizontal | Weatherized | 135 | 108 | 80 | 114.4 | 367 | 59 |  | Yes | AMACF
6345995 | Discontinued | ECHELON | COLEMAN BY JOHNSON CONTROLS | D6HQ060D11006NX |  | Natural Gas,Propane Gas | Downflow,Horizontal | Weatherized | 135 | 108 | 80 | 114.4 | 367 | 59 |  | Yes | AMACF
6346064 | Discontinued | EVCON | EVCON BY JOHNSON CONTROLS | D6HQ060D11006NX |  | Natural Gas,Propane Gas | Downflow,Horizontal | Weatherized | 135 | 108 | 80 | 114.4 | 367 | 59 |  | Yes | AMACF
6346133 | Discontinued | ACCLIMATE | LUXAIRE BY JOHNSON CONTROLS | D6HQ060D11006NX |  | Natural Gas,Propane Gas | Downflow,Horizontal | Weatherized | 135 | 108 | 80 | 114.4 | 367 | 59 |  | Yes | AMACF
6349106 | Discontinued | FRASER-JOHNSTON | FRASER-JOHNSTON BY JOHNSON CONTROLS | D6HQ060D11006NX |  | Natural Gas,Propane Gas | Downflow,Horizontal | Weatherized | 135 | 108 | 80 | 114.4 | 367 | 59 |  | Yes | AMACF
6345897 | Discontinued | AFFINITY | YORK BY JOHNSON CONTROLS | D6NY060D11006NX |  | Natural Gas,Propane Gas | Downflow,Horizontal | Weatherized | 135 | 108 | 80 | 114.4 | 367 | 59 |  | Yes | AMACF
6345996 | Discontinued | ECHELON | COLEMAN BY JOHNSON CONTROLS | D6NY060D11006NX |  | Natural Gas,Propane Gas | Downflow,Horizontal | Weatherized | 135 | 108 | 80 | 114.4 | 367 | 59 |  | Yes | AMACF
6346065 | Discontinued | EVCON | EVCON BY JOHNSON CONTROLS | D6NY060D11006NX |  | Natural Gas,Propane Gas | Downflow,Horizontal | Weatherized | 135 | 108 | 80 | 114.4 | 367 | 59 |  | Yes | AMACF
6346134 | Discontinued | ACCLIMATE | LUXAIRE BY JOHNSON CONTROLS | D6NY060D11006NX |  | Natural Gas,Propane Gas | Downflow,Horizontal | Weatherized | 135 | 108 | 80 | 114.4 | 367 | 59 |  | Yes | AMACF
6349107 | Discontinued | FRASER-JOHNSTON | FRASER-JOHNSTON BY JOHNSON CONTROLS | D6NY060D11006NX |  | Natural Gas,Propane Gas | Downflow,Horizontal | Weatherized | 135 | 108 | 80 | 114.4 | 367 | 59 |  | Yes | AMACF
6345899 | Discontinued | AFFINITY | YORK BY JOHNSON CONTROLS | D6NZ060D11006NX |  | Natural Gas,Propane Gas | Downflow,Horizontal | Weatherized | 135 | 108 | 80 | 114.4 | 329 | 45 |  | Yes | AMACF
6345998 | Discontinued | ECHELON | COLEMAN BY JOHNSON CONTROLS | D6NZ060D11006NX |  | Natural Gas,Propane Gas | Downflow,Horizontal | Weatherized | 135 | 108 | 80 | 114.4 | 329 | 45 |  | Yes | AMACF
6346067 | Discontinued | EVCON | EVCON BY JOHNSON CONTROLS | D6NZ060D11006NX |  | Natural Gas,Propane Gas | Downflow,Horizontal | Weatherized | 135 | 108 | 80 | 114.4 | 329 | 45 |  | Yes | AMACF
6346136 | Discontinued | ACCLIMATE | LUXAIRE BY JOHNSON CONTROLS | D6NZ060D11006NX |  | Natural Gas,Propane Gas | Downflow,Horizontal | Weatherized | 135 | 108 | 80 | 114.4 | 329 | 45 |  | Yes | AMACF
6349109 | Discontinued | FRASER-JOHNSTON | FRASER-JOHNSTON BY JOHNSON CONTROLS | D6NZ060D11006NX |  | Natural Gas,Propane Gas | Downflow,Horizontal | Weatherized | 135 | 108 | 80 | 114.4 | 329 | 45 |  | Yes | AMACF
6345900 | Discontinued | AFFINITY | YORK BY JOHNSON CONTROLS | D6NQ048D11006NX |  | Natural Gas,Propane Gas | Downflow,Horizontal | Weatherized | 135 | 108 | 80 | 114.4 | 367 | 59 | Yes | Yes | AMACF
6345999 | Discontinued | ECHELON | COLEMAN BY JOHNSON CONTROLS | D6NQ048D11006NX |  | Natural Gas,Propane Gas | Downflow,Horizontal | Weatherized | 135 | 108 | 80 | 114.4 | 367 | 59 |  | Yes | AMACF
6346068 | Discontinued | EVCON | EVCON BY JOHNSON CONTROLS | D6NQ048D11006NX |  | Natural Gas,Propane Gas | Downflow,Horizontal | Weatherized | 135 | 108 | 80 | 114.4 | 367 | 59 |  | Yes | AMACF
6346137 | Discontinued | ACCLIMATE | LUXAIRE BY JOHNSON CONTROLS | D6NQ048D11006NX |  | Natural Gas,Propane Gas | Downflow,Horizontal | Weatherized | 135 | 108 | 80 | 114.4 | 367 | 59 |  | Yes | AMACF
6349110 | Discontinued | FRASER-JOHNSTON | FRASER-JOHNSTON BY JOHNSON CONTROLS | D6NQ048D11006NX |  | Natural Gas,Propane Gas | Downflow,Horizontal | Weatherized | 135 | 108 | 80 | 114.4 | 367 | 59 |  | Yes | AMACF
6448371 | Active | HEIL,COMFORTMAKER,DAY & NIGHT,AIRQUEST,KENMORE,KEEPRITE | INTERNATIONAL COMFORT PRODUCTS | G9MVE0401712A |  | Natural Gas, Propane Gas | Upflow, Downflow, Horizontal | Non-Weatherized | 40 | 39 | 96 | 32.4 | 197 | 32 |  | Yes | AFUE & AMACF
6452520 | Active | HEIL,COMFORTMAKER,DAY & NIGHT,AIRQUEST,KENMORE,KEEPRITE | INTERNATIONAL COMFORT PRODUCTS | G9MVE0601412A |  | Natural Gas, Propane Gas | Upflow, Downflow, Horizontal | Non-Weatherized | 60 | 58 | 95 | 48.4 | 300 | 38 |  | Yes | AFUE & AMACF
6464177 | Active | CARRIER | CARRIER CORPORATION | 59SP5A060E14--12 |  | Natural Gas, Propane Gas | Upflow, Downflow, Horizontal | Non-Weatherized | 60 | 58 | 95.5 | 49.4 | 337 | 50 | Yes | Yes | AFUE & AMACF
7559674 | Active | BRYANT | BRYANT HEATING & COOLING SYSTEMS | 577CNWB36060N* |  | Natural Gas, Propane Gas | Downflow, Horizontal | Weatherized | 60 | 49 | 81 | 57.1 | 683 | 83 |  | Yes
6464178 | Active | CARRIER | CARRIER CORPORATION | 59SP5A060E14--12* | Yes | Natural Gas, Propane Gas | Upflow, Downflow, Horizontal | Non-Weatherized | 60 | 58 | 95.5 | 49.4 | 337 | 50 | Yes | Yes | AFUE & AMACF
7559689 | Active | BRYANT | BRYANT HEATING & COOLING SYSTEMS | 577CNWB36090A* |  | Natural Gas, Propane Gas | Downflow, Horizontal | Weatherized | 90 | 73 | 81 | 75.8 | 904 | 81 |  | Yes
6464998 | Active | RHEEM, RUUD | RHEEM SALES COMPANY, INC. | R95PA0401317MSA |  | Natural Gas,Propane Gas | Upflow,Downflow,Horizontal | Non-Weatherized | 42 | 41 | 95 | 31.6 | 554 | 128 | Yes | No | AFUE
6715410 | Active | DUROGUARD | RHEEM SALES COMPANY, INC. | D95PA0401317MSA |  | Natural Gas,Propane Gas | Upflow,Downflow,Horizontal | Non-Weatherized | 42 | 41 | 95 | 31.6 | 554 | 128 |  | No | AFUE
6715411 | Active | SURE | RHEEM SALES COMPANY, INC. | S95PA0401317MSA |  | Natural Gas,Propane Gas | Upflow,Downflow,Horizontal | Non-Weatherized | 42 | 41 | 95 | 31.6 | 554 | 128 |  | No | AFUE
6715472 | Active | WEATHERKING | RHEEM SALES COMPANY, INC. | W95PA0401317MSA |  | Natural Gas,Propane Gas | Upflow,Downflow,Horizontal | Non-Weatherized | 42 | 41 | 95 | 31.6 | 554 | 128 |  | No | AFUE
7547650 | Active | THERMAL ZONE | UNITED REFRIGERATION, INC. | TZ95MSP040B30A |  | Natural Gas,Propane Gas | Upflow,Downflow,Horizontal | Non-Weatherized | 42 | 41 | 95 | 31.6 | 554 | 128 |  | No | AFUE
6464999 | Active | RHEEM,RUUD | RHEEM SALES COMPANY, INC. | R95PA0601317MSA |  | Natural Gas, Propane Gas | Upflow, Downflow, Horizontal | Non-Weatherized | 56 | 54 | 95 | 47.7 | 714 | 134 | Yes | No | AFUE
6715412 | Active | DUROGUARD | RHEEM SALES COMPANY, INC. | D95PA0601317MSA |  | Natural Gas, Propane Gas | Upflow, Downflow, Horizontal | Non-Weatherized | 56 | 54 | 95 | 47.7 | 714 | 134 |  | No | AFUE
6715413 | Active | SURE | RHEEM SALES COMPANY, INC. | S95PA0601317MSA |  | Natural Gas, Propane Gas | Upflow, Downflow, Horizontal | Non-Weatherized | 56 | 54 | 95 | 47.7 | 714 | 134 |  | No | AFUE
6715473 | Active | WEATHERKING | RHEEM SALES COMPANY, INC. | W95PA0601317MSA |  | Natural Gas, Propane Gas | Upflow, Downflow, Horizontal | Non-Weatherized | 56 | 54 | 95 | 47.7 | 714 | 134 |  | No | AFUE
7547651 | Active | THERMAL ZONE | UNITED REFRIGERATION, INC. | TZ95MSP060B30A |  | Natural Gas, Propane Gas | Upflow, Downflow, Horizontal | Non-Weatherized | 56 | 54 | 95 | 47.7 | 714 | 134 |  | No | AFUE
6465000 | Active | RHEEM,RUUD | RHEEM SALES COMPANY, INC. | R95PA0701317MSA |  | Natural Gas, Propane Gas | Upflow, Downflow, Horizontal | Non-Weatherized | 70 | 68 | 95 | 64.6 | 778 | 124 | Yes | No | AFUE
6715414 | Active | DUROGUARD | RHEEM SALES COMPANY, INC. | D95PA0701317MSA |  | Natural Gas, Propane Gas | Upflow, Downflow, Horizontal | Non-Weatherized | 70 | 68 | 95 | 64.6 | 778 | 124 |  | No | AFUE
6715415 | Active | SURE | RHEEM SALES COMPANY, INC. | S95PA0701317MSA |  | Natural Gas, Propane Gas | Upflow, Downflow, Horizontal | Non-Weatherized | 70 | 68 | 95 | 64.6 | 778 | 124 |  | No | AFUE
6715474 | Active | WEATHERKING | RHEEM SALES COMPANY, INC. | W95PA0701317MSA |  | Natural Gas, Propane Gas | Upflow, Downflow, Horizontal | Non-Weatherized | 70 | 68 | 95 | 64.6 | 778 | 124 |  | No | AFUE
7547652 | Active | THERMAL ZONE | UNITED REFRIGERATION, INC. | TZ95MSP070B30A |  | Natural Gas, Propane Gas | Upflow, Downflow, Horizontal | Non-Weatherized | 70 | 68 | 95 | 64.6 | 778 | 124 |  | No | AFUE
6465001 | Active | RHEEM,RUUD | RHEEM SALES COMPANY, INC. | R95PA0851521MSA |  | Natural Gas, Propane Gas | Upflow, Downflow, Horizontal | Non-Weatherized | 84 | 82 | 95 | 79.6 | 1091 | 127 | Yes | No | AFUE
6715416 | Active | DUROGUARD | RHEEM SALES COMPANY, INC. | D95PA0851521MSA |  | Natural Gas, Propane Gas | Upflow, Downflow, Horizontal | Non-Weatherized | 84 | 82 | 95 | 79.6 | 1091 | 127 |  | No | AFUE
6715417 | Active | SURE | RHEEM SALES COMPANY, INC. | S95PA0851521MSA |  | Natural Gas, Propane Gas | Upflow, Downflow, Horizontal | Non-Weatherized | 84 | 82 | 95 | 79.6 | 1091 | 127 |  | No | AFUE
6715475 | Active | WEATHERKING | RHEEM SALES COMPANY, INC. | W95PA0851521MSA |  | Natural Gas, Propane Gas | Upflow, Downflow, Horizontal | Non-Weatherized | 84 | 82 | 95 | 79.6 | 1091 | 127 |  | No | AFUE
7547653 | Active | THERMAL ZONE | UNITED REFRIGERATION, INC. | TZ95MSP085C50A |  | Natural Gas, Propane Gas | Upflow, Downflow, Horizontal | Non-Weatherized | 84 | 82 | 95 | 79.6 | 1091 | 127 |  | No | AFUE
6465002 | Active | RHEEM,RUUD | RHEEM SALES COMPANY, INC. | R95PA1001521MSA |  | Natural Gas, Propane Gas | Upflow, Downflow, Horizontal | Non-Weatherized | 98 | 95 | 95 | 96.9 | 1190 | 128 | Yes | No | AFUE
6715418 | Active | DUROGUARD | RHEEM SALES COMPANY, INC. | D95PA1001521MSA |  | Natural Gas, Propane Gas | Upflow, Downflow, Horizontal | Non-Weatherized | 98 | 95 | 95 | 96.9 | 1190 | 128 |  | No | AFUE
6715419 | Active | SURE | RHEEM SALES COMPANY, INC. | S95PA1001521MSA |  | Natural Gas, Propane Gas | Upflow, Downflow, Horizontal | Non-Weatherized | 98 | 95 | 95 | 96.9 | 1190 | 128 |  | No | AFUE
6715476 | Active | WEATHERKING | RHEEM SALES COMPANY, INC. | W95PA1001521MSA |  | Natural Gas, Propane Gas | Upflow, Downflow, Horizontal | Non-Weatherized | 98 | 95 | 95 | 96.9 | 1190 | 128 |  | No | AFUE
7547654 | Active | THERMAL ZONE | UNITED REFRIGERATION, INC. | TZ95MSP100C50A |  | Natural Gas, Propane Gas | Upflow, Downflow, Horizontal | Non-Weatherized | 98 | 95 | 95 | 96.9 | 1190 | 128 |  | No | AFUE
6465003 | Active | RHEEM,RUUD | RHEEM SALES COMPANY, INC. | R95PA1151524MSA |  | Natural Gas, Propane Gas | Upflow, Downflow, Horizontal | Non-Weatherized | 112 | 108 | 95 | 97.1 | 1084 | 130 | Yes | No | AFUE
6715420 | Active | DUROGUARD | RHEEM SALES COMPANY, INC. | D95PA1151524MSA |  | Natural Gas, Propane Gas | Upflow, Downflow, Horizontal | Non-Weatherized | 112 | 108 | 95 | 97.1 | 1084 | 130 |  | No | AFUE
6715421 | Active | SURE | RHEEM SALES COMPANY, INC. | S95PA1151524MSA |  | Natural Gas, Propane Gas | Upflow, Downflow, Horizontal | Non-Weatherized | 112 | 108 | 95 | 97.1 | 1084 | 130 |  | No | AFUE
6715477 | Active | WEATHERKING | RHEEM SALES COMPANY, INC. | W95PA1151524MSA |  | Natural Gas, Propane Gas | Upflow, Downflow, Horizontal | Non-Weatherized | 112 | 108 | 95 | 97.1 | 1084 | 130 |  | No | AFUE
7547655 | Active | THERMAL ZONE | UNITED REFRIGERATION, INC. | TZ95MSP115D50A |  | Natural Gas, Propane Gas | Upflow, Downflow, Horizontal | Non-Weatherized | 112 | 108 | 95 | 97.1 | 1084 | 130 |  | No | AFUE
6465026 | Active | RHEEM, RUUD | RHEEM SALES COMPANY, INC. | R95TA0401317MSA |  | Natural Gas,Propane Gas | Upflow,Downflow,Horizontal | Non-Weatherized | 42 | 41 | 95 | 32.6 | 289 | 128 | Yes | Yes | AFUE
6715422 | Active | DUROGUARD | RHEEM SALES COMPANY, INC. | D95TA0401317MSA |  | Natural Gas,Propane Gas | Upflow,Downflow,Horizontal | Non-Weatherized | 42 | 41 | 95 | 32.6 | 289 | 128 |  | Yes | AFUE
6715423 | Active | SURE | RHEEM SALES COMPANY, INC. | S95TA0401317MSA |  | Natural Gas,Propane Gas | Upflow,Downflow,Horizontal | Non-Weatherized | 42 | 41 | 95 | 32.6 | 289 | 128 |  | Yes | AFUE
6715478 | Active | WEATHERKING | RHEEM SALES COMPANY, INC. | W95TA0401317MSA |  | Natural Gas,Propane Gas | Upflow,Downflow,Horizontal | Non-Weatherized | 42 | 41 | 95 | 32.6 | 289 | 128 |  | Yes | AFUE
7547656 | Active | THERMAL ZONE | UNITED REFRIGERATION, INC. | TZ95MSX040B30A |  | Natural Gas,Propane Gas | Upflow,Downflow,Horizontal | Non-Weatherized | 42 | 41 | 95 | 32.6 | 289 | 128 |  | Yes | AFUE
6465027 | Active | RHEEM,RUUD | RHEEM SALES COMPANY, INC. | R95TA0601317MSA |  | Natural Gas, Propane Gas | Upflow, Downflow, Horizontal | Non-Weatherized | 56 | 54 | 95 | 49 | 334 | 134 | Yes | Yes | AFUE & AMACF
6715424 | Active | DUROGUARD | RHEEM SALES COMPANY, INC. | D95TA0601317MSA |  | Natural Gas, Propane Gas | Upflow, Downflow, Horizontal | Non-Weatherized | 56 | 54 | 95 | 49 | 334 | 134 |  | Yes | AFUE & AMACF
6715425 | Active | SURE | RHEEM SALES COMPANY, INC. | S95TA0601317MSA |  | Natural Gas, Propane Gas | Upflow, Downflow, Horizontal | Non-Weatherized | 56 | 54 | 95 | 49 | 334 | 134 |  | Yes | AFUE & AMACF
6715479 | Active | WEATHERKING | RHEEM SALES COMPANY, INC. | W95TA0601317MSA |  | Natural Gas, Propane Gas | Upflow, Downflow, Horizontal | Non-Weatherized | 56 | 54 | 95 | 49 | 334 | 134 |  | Yes | AFUE & AMACF
7547657 | Active | THERMAL ZONE | UNITED REFRIGERATION, INC. | TZ95MSX060B30A |  | Natural Gas, Propane Gas | Upflow, Downflow, Horizontal | Non-Weatherized | 56 | 54 | 95 | 49 | 334 | 134 |  | Yes | AFUE & AMACF
6465028 | Active | RHEEM,RUUD | RHEEM SALES COMPANY, INC. | R95TA0701317MSA |  | Natural Gas, Propane Gas | Upflow, Downflow, Horizontal | Non-Weatherized | 70 | 68 | 95 | 65.7 | 511 | 124 | Yes | Yes | AFUE
6715426 | Active | DUROGUARD | RHEEM SALES COMPANY, INC. | D95TA0701317MSA |  | Natural Gas, Propane Gas | Upflow, Downflow, Horizontal | Non-Weatherized | 70 | 68 | 95 | 65.7 | 511 | 124 |  | Yes | AFUE
6715427 | Active | SURE | RHEEM SALES COMPANY, INC. | S95TA0701317MSA |  | Natural Gas, Propane Gas | Upflow, Downflow, Horizontal | Non-Weatherized | 70 | 68 | 95 | 65.7 | 511 | 124 |  | Yes | AFUE
6715480 | Active | WEATHERKING | RHEEM SALES COMPANY, INC. | W95TA0701317MSA |  | Natural Gas, Propane Gas | Upflow, Downflow, Horizontal | Non-Weatherized | 70 | 68 | 95 | 65.7 | 511 | 124 |  | Yes | AFUE
7547658 | Active | THERMAL ZONE | UNITED REFRIGERATION, INC. | TZ95MSX070B30A |  | Natural Gas, Propane Gas | Upflow, Downflow, Horizontal | Non-Weatherized | 70 | 68 | 95 | 65.7 | 511 | 124 |  | Yes | AFUE
6465029 | Active | RHEEM,RUUD | RHEEM SALES COMPANY, INC. | R95TA0851521MSA |  | Natural Gas, Propane Gas | Upflow, Downflow, Horizontal | Non-Weatherized | 84 | 82 | 95 | 80.6 | 798 | 127 | Yes | Yes | AFUE
6715428 | Active | DUROGUARD | RHEEM SALES COMPANY, INC. | D95TA0851521MSA |  | Natural Gas, Propane Gas | Upflow, Downflow, Horizontal | Non-Weatherized | 84 | 82 | 95 | 80.6 | 798 | 127 |  | Yes | AFUE
6715429 | Active | SURE | RHEEM SALES COMPANY, INC. | S95TA0851521MSA |  | Natural Gas, Propane Gas | Upflow, Downflow, Horizontal | Non-Weatherized | 84 | 82 | 95 | 80.6 | 798 | 127 |  | Yes | AFUE
6715481 | Active | WEATHERKING | RHEEM SALES COMPANY, INC. | W95TA0851521MSA |  | Natural Gas, Propane Gas | Upflow, Downflow, Horizontal | Non-Weatherized | 84 | 82 | 95 | 80.6 | 798 | 127 |  | Yes | AFUE
7547659 | Active | THERMAL ZONE | UNITED REFRIGERATION, INC. | TZ95MSX085C50A |  | Natural Gas, Propane Gas | Upflow, Downflow, Horizontal | Non-Weatherized | 84 | 82 | 95 | 80.6 | 798 | 127 |  | Yes | AFUE
6465030 | Active | RHEEM,RUUD | RHEEM SALES COMPANY, INC. | R95TA1001521MSA |  | Natural Gas, Propane Gas | Upflow, Downflow, Horizontal | Non-Weatherized | 98 | 95 | 95 | 98 | 865 | 128 | Yes | Yes | AFUE
6715430 | Active | DUROGUARD | RHEEM SALES COMPANY, INC. | D95TA1001521MSA |  | Natural Gas, Propane Gas | Upflow, Downflow, Horizontal | Non-Weatherized | 98 | 95 | 95 | 98 | 865 | 128 |  | Yes | AFUE
6715431 | Active | SURE | RHEEM SALES COMPANY, INC. | S95TA1001521MSA |  | Natural Gas, Propane Gas | Upflow, Downflow, Horizontal | Non-Weatherized | 98 | 95 | 95 | 98 | 865 | 128 |  | Yes | AFUE
6715482 | Active | WEATHERKING | RHEEM SALES COMPANY, INC. | W95TA1001521MSA |  | Natural Gas, Propane Gas | Upflow, Downflow, Horizontal | Non-Weatherized | 98 | 95 | 95 | 98 | 865 | 128 |  | Yes | AFUE
7547660 | Active | THERMAL ZONE | UNITED REFRIGERATION, INC. | TZ95MSX100C50A |  | Natural Gas, Propane Gas | Upflow, Downflow, Horizontal | Non-Weatherized | 98 | 95 | 95 | 98 | 865 | 128 |  | Yes | AFUE
6465031 | Active | RHEEM,RUUD | RHEEM SALES COMPANY, INC. | R95TA1151524MSA |  | Natural Gas, Propane Gas | Upflow, Downflow, Horizontal | Non-Weatherized | 112 | 108 | 95 | 98.8 | 602 | 130 | Yes | Yes | AFUE & AMACF
6715432 | Active | DUROGUARD | RHEEM SALES COMPANY, INC. | D95TA1151524MSA |  | Natural Gas, Propane Gas | Upflow, Downflow, Horizontal | Non-Weatherized | 112 | 108 | 95 | 98.8 | 602 | 130 |  | Yes | AFUE & AMACF
6715433 | Active | SURE | RHEEM SALES COMPANY, INC. | S95TA1151524MSA |  | Natural Gas, Propane Gas | Upflow, Downflow, Horizontal | Non-Weatherized | 112 | 108 | 95 | 98.8 | 602 | 130 |  | Yes | AFUE & AMACF
6715483 | Active | WEATHERKING | RHEEM SALES COMPANY, INC. | W95TA1151524MSA |  | Natural Gas, Propane Gas | Upflow, Downflow, Horizontal | Non-Weatherized | 112 | 108 | 95 | 98.8 | 602 | 130 |  | Yes | AFUE & AMACF
7547661 | Active | THERMAL ZONE | UNITED REFRIGERATION, INC. | TZ95MSX115D50A |  | Natural Gas, Propane Gas | Upflow, Downflow, Horizontal | Non-Weatherized | 112 | 108 | 95 | 98.8 | 602 | 130 |  | Yes | AFUE & AMACF
6468401 | Active | RHEEM, RUUD | RHEEM SALES COMPANY, INC. | R92PA0401317MSA |  | Natural Gas,Propane Gas | Upflow,Downflow,Horizontal | Non-Weatherized | 42 | 39 | 92 | 31.6 | 554 | 128 | Yes | No
6712110 | Active | DUROGUARD | RHEEM SALES COMPANY, INC. | D92PA0401317MSA |  | Natural Gas,Propane Gas | Upflow,Downflow,Horizontal | Non-Weatherized | 42 | 39 | 92 | 31.6 | 554 | 128 |  | No
6712111 | Active | SURE | RHEEM SALES COMPANY, INC. | S92PA0401317MSA |  | Natural Gas,Propane Gas | Upflow,Downflow,Horizontal | Non-Weatherized | 42 | 39 | 92 | 31.6 | 554 | 128 |  | No
6715466 | Active | WEATHERKING | RHEEM SALES COMPANY, INC. | W92PA0401317MSA |  | Natural Gas,Propane Gas | Upflow,Downflow,Horizontal | Non-Weatherized | 42 | 39 | 92 | 31.6 | 554 | 128 |  | No
7504121 | Active | THERMAL ZONE | UNITED REFRIGERATION, INC. | TZ92MSP040B30A |  | Natural Gas,Propane Gas | Upflow,Downflow,Horizontal | Non-Weatherized | 42 | 39 | 92 | 31.6 | 554 | 128 |  | No
6468402 | Active | RHEEM,RUUD | RHEEM SALES COMPANY, INC. | R92PA0601317MSA |  | Natural Gas, Propane Gas | Upflow, Downflow, Horizontal | Non-Weatherized | 56 | 52 | 92 | 47.7 | 714 | 134 | Yes | No
6712112 | Active | DUROGUARD | RHEEM SALES COMPANY, INC. | D92PA0601317MSA |  | Natural Gas, Propane Gas | Upflow, Downflow, Horizontal | Non-Weatherized | 56 | 52 | 92 | 47.7 | 714 | 134 |  | No
6712113 | Active | SURE | RHEEM SALES COMPANY, INC. | S92PA0601317MSA |  | Natural Gas, Propane Gas | Upflow, Downflow, Horizontal | Non-Weatherized | 56 | 52 | 92 | 47.7 | 714 | 134 |  | No
6715467 | Active | WEATHERKING | RHEEM SALES COMPANY, INC. | W92PA0601317MSA |  | Natural Gas, Propane Gas | Upflow, Downflow, Horizontal | Non-Weatherized | 56 | 52 | 92 | 47.7 | 714 | 134 |  | No
7504122 | Active | THERMAL ZONE | UNITED REFRIGERATION, INC. | TZ92MSP060B30A |  | Natural Gas, Propane Gas | Upflow, Downflow, Horizontal | Non-Weatherized | 56 | 52 | 92 | 47.7 | 714 | 134 |  | No
6468403 | Active | RHEEM,RUUD | RHEEM SALES COMPANY, INC. | R92PA0701317MSA |  | Natural Gas, Propane Gas | Upflow, Downflow, Horizontal | Non-Weatherized | 70 | 65 | 92 | 64.6 | 778 | 124 | Yes | No
6712114 | Active | DUROGUARD | RHEEM SALES COMPANY, INC. | D92PA0701317MSA |  | Natural Gas, Propane Gas | Upflow, Downflow, Horizontal | Non-Weatherized | 70 | 65 | 92 | 64.6 | 778 | 124 |  | No
6712115 | Active | SURE | RHEEM SALES COMPANY, INC. | S92PA0701317MSA |  | Natural Gas, Propane Gas | Upflow, Downflow, Horizontal | Non-Weatherized | 70 | 65 | 92 | 64.6 | 778 | 124 |  | No
6715468 | Active | WEATHERKING | RHEEM SALES COMPANY, INC. | W92PA0701317MSA |  | Natural Gas, Propane Gas | Upflow, Downflow, Horizontal | Non-Weatherized | 70 | 65 | 92 | 64.6 | 778 | 124 |  | No
7504123 | Active | THERMAL ZONE | UNITED REFRIGERATION, INC. | TZ92MSP070B30A |  | Natural Gas, Propane Gas | Upflow, Downflow, Horizontal | Non-Weatherized | 70 | 65 | 92 | 64.6 | 778 | 124 |  | No
6468404 | Active | RHEEM,RUUD | RHEEM SALES COMPANY, INC. | R92PA0851521MSA |  | Natural Gas, Propane Gas | Upflow, Downflow, Horizontal | Non-Weatherized | 84 | 78 | 92 | 79.6 | 1091 | 127 | Yes | No
6712116 | Active | DUROGUARD | RHEEM SALES COMPANY, INC. | D92PA0851521MSA |  | Natural Gas, Propane Gas | Upflow, Downflow, Horizontal | Non-Weatherized | 84 | 78 | 92 | 79.6 | 1091 | 127 |  | No
6712117 | Active | SURE | RHEEM SALES COMPANY, INC. | S92PA0851521MSA |  | Natural Gas, Propane Gas | Upflow, Downflow, Horizontal | Non-Weatherized | 84 | 78 | 92 | 79.6 | 1091 | 127 |  | No
6715469 | Active | WEATHERKING | RHEEM SALES COMPANY, INC. | W92PA0851521MSA |  | Natural Gas, Propane Gas | Upflow, Downflow, Horizontal | Non-Weatherized | 84 | 78 | 92 | 79.6 | 1091 | 127 |  | No
7504124 | Active | THERMAL ZONE | UNITED REFRIGERATION, INC. | TZ92MSP085C50A |  | Natural Gas, Propane Gas | Upflow, Downflow, Horizontal | Non-Weatherized | 84 | 78 | 92 | 79.6 | 1091 | 127 |  | No
6468405 | Active | RHEEM,RUUD | RHEEM SALES COMPANY, INC. | R92PA1001521MSA |  | Natural Gas, Propane Gas | Upflow, Downflow, Horizontal | Non-Weatherized | 98 | 91 | 92 | 96.9 | 1190 | 128 | Yes | No
6712118 | Active | DUROGUARD | RHEEM SALES COMPANY, INC. | D92PA1001521MSA |  | Natural Gas, Propane Gas | Upflow, Downflow, Horizontal | Non-Weatherized | 98 | 91 | 92 | 96.9 | 1190 | 128 |  | No
6712119 | Active | SURE | RHEEM SALES COMPANY, INC. | S92PA1001521MSA |  | Natural Gas, Propane Gas | Upflow, Downflow, Horizontal | Non-Weatherized | 98 | 91 | 92 | 96.9 | 1190 | 128 |  | No
6715470 | Active | WEATHERKING | RHEEM SALES COMPANY, INC. | W92PA1001521MSA |  | Natural Gas, Propane Gas | Upflow, Downflow, Horizontal | Non-Weatherized | 98 | 91 | 92 | 96.9 | 1190 | 128 |  | No
7504125 | Active | THERMAL ZONE | UNITED REFRIGERATION, INC. | TZ92MSP100C50A |  | Natural Gas, Propane Gas | Upflow, Downflow, Horizontal | Non-Weatherized | 98 | 91 | 92 | 96.9 | 1190 | 128 |  | No
6468406 | Active | RHEEM,RUUD | RHEEM SALES COMPANY, INC. | R92PA1151524MSA |  | Natural Gas, Propane Gas | Upflow, Downflow, Horizontal | Non-Weatherized | 112 | 104 | 92 | 97.1 | 1084 | 130 | Yes | No
6712120 | Active | DUROGUARD | RHEEM SALES COMPANY, INC. | D92PA1151524MSA |  | Natural Gas, Propane Gas | Upflow, Downflow, Horizontal | Non-Weatherized | 112 | 104 | 92 | 97.1 | 1084 | 130 |  | No
6712121 | Active | SURE | RHEEM SALES COMPANY, INC. | S92PA1151524MSA |  | Natural Gas, Propane Gas | Upflow, Downflow, Horizontal | Non-Weatherized | 112 | 104 | 92 | 97.1 | 1084 | 130 |  | No
6715471 | Active | WEATHERKING | RHEEM SALES COMPANY, INC. | W92PA1151524MSA |  | Natural Gas, Propane Gas | Upflow, Downflow, Horizontal | Non-Weatherized | 112 | 104 | 92 | 97.1 | 1084 | 130 |  | No
7504126 | Active | THERMAL ZONE | UNITED REFRIGERATION, INC. | TZ92MSP115D50A |  | Natural Gas, Propane Gas | Upflow, Downflow, Horizontal | Non-Weatherized | 112 | 104 | 92 | 97.1 | 1084 | 130 |  | No
6477388 | Active | OLSEN, AIRCO | ECR INTERNATIONAL | WML60CNX2 |  | Oil | Downflow,Horizontal | Non-Weatherized | 70 | 60 | 86.3 | 71.7 | 767 | 193 | Yes | No
6477389 | Active | OLSEN, AIRCO | ECR INTERNATIONAL | WML80CNX2 |  | Oil | Downflow,Horizontal | Non-Weatherized | 91 | 77 | 85.5 | 90.6 | 878 | 193 | Yes | No
6477390 | Active | OLSEN, AIRCO | ECR INTERNATIONAL | WML90CNX2 |  | Oil | Downflow,Horizontal | Non-Weatherized | 105 | 88 | 85 | 91.3 | 825 | 193 | Yes | No
6477391 | Active | OLSEN, AIRCO | ECR INTERNATIONAL | WMLV60CNX2 |  | Oil | Downflow,Horizontal | Non-Weatherized | 70 | 60 | 86.3 | 72.9 | 449 | 193 | Yes | Yes
6477392 | Active | OLSEN, AIRCO | ECR INTERNATIONAL | WMLV80CNX2 |  | Oil | Downflow,Horizontal | Non-Weatherized | 91 | 77 | 85.5 | 91.8 | 582 | 193 | Yes | Yes
6477393 | Active | OLSEN, AIRCO | ECR INTERNATIONAL | WMLV90CNX2 |  | Oil | Downflow,Horizontal | Non-Weatherized | 105 | 88 | 85 | 92 | 648 | 193 | Yes | Yes
6482959 | Active | RHEEM,RUUD | RHEEM SALES COMPANY, INC. | R96PA0602317MSA |  | Natural Gas, Propane Gas | Upflow | Non-Weatherized | 56 | 54 | 96 | 45.8 | 622 | 64 | Yes | No | AFUE
6715434 | Active | DUROGUARD | RHEEM SALES COMPANY, INC. | D96PA0602317MSA |  | Natural Gas, Propane Gas | Upflow | Non-Weatherized | 56 | 54 | 96 | 45.8 | 622 | 64 |  | No | AFUE
6715435 | Active | SURE | RHEEM SALES COMPANY, INC. | S96PA0602317MSA |  | Natural Gas, Propane Gas | Upflow | Non-Weatherized | 56 | 54 | 96 | 45.8 | 622 | 64 |  | No | AFUE
6715484 | Active | WEATHERKING | RHEEM SALES COMPANY, INC. | W96PA0602317MSA |  | Natural Gas, Propane Gas | Upflow | Non-Weatherized | 56 | 54 | 96 | 45.8 | 622 | 64 |  | No | AFUE
7502127 | Active | THERMAL ZONE | UNITED REFRIGERATION, INC. | TZ96MDP060B30A |  | Natural Gas, Propane Gas | Upflow | Non-Weatherized | 56 | 54 | 96 | 45.8 | 622 | 64 |  | No | AFUE
6482960 | Active | RHEEM,RUUD | RHEEM SALES COMPANY, INC. | R96PA0702317MSA |  | Natural Gas, Propane Gas | Upflow | Non-Weatherized | 70 | 68 | 96 | 62.1 | 658 | 68 | Yes | No | AFUE
6715436 | Active | DUROGUARD | RHEEM SALES COMPANY, INC. | D96PA0702317MSA |  | Natural Gas, Propane Gas | Upflow | Non-Weatherized | 70 | 68 | 96 | 62.1 | 658 | 68 |  | No | AFUE
6715437 | Active | SURE | RHEEM SALES COMPANY, INC. | S96PA0702317MSA |  | Natural Gas, Propane Gas | Upflow | Non-Weatherized | 70 | 68 | 96 | 62.1 | 658 | 68 |  | No | AFUE
6715485 | Active | WEATHERKING | RHEEM SALES COMPANY, INC. | W96PA0702317MSA |  | Natural Gas, Propane Gas | Upflow | Non-Weatherized | 70 | 68 | 96 | 62.1 | 658 | 68 |  | No | AFUE
7502128 | Active | THERMAL ZONE | UNITED REFRIGERATION, INC. | TZ96MDP070B30A |  | Natural Gas, Propane Gas | Upflow | Non-Weatherized | 70 | 68 | 96 | 62.1 | 658 | 68 |  | No | AFUE
6482961 | Active | RHEEM,RUUD | RHEEM SALES COMPANY, INC. | R96PA0852521MSA |  | Natural Gas, Propane Gas | Upflow | Non-Weatherized | 84 | 81 | 95 | 77 | 1051 | 58 | Yes | No | AFUE
6715438 | Active | DUROGUARD | RHEEM SALES COMPANY, INC. | D96PA0852521MSA |  | Natural Gas, Propane Gas | Upflow | Non-Weatherized | 84 | 81 | 95 | 77 | 1051 | 58 |  | No | AFUE
6715439 | Active | SURE | RHEEM SALES COMPANY, INC. | S96PA0852521MSA |  | Natural Gas, Propane Gas | Upflow | Non-Weatherized | 84 | 81 | 95 | 77 | 1051 | 58 |  | No | AFUE
6715486 | Active | WEATHERKING | RHEEM SALES COMPANY, INC. | W96PA0852521MSA |  | Natural Gas, Propane Gas | Upflow | Non-Weatherized | 84 | 81 | 95 | 77 | 1051 | 58 |  | No | AFUE
7502129 | Active | THERMAL ZONE | UNITED REFRIGERATION, INC. | TZ96MDP085C50A |  | Natural Gas, Propane Gas | Upflow | Non-Weatherized | 84 | 81 | 95 | 77 | 1051 | 58 |  | No | AFUE
6482962 | Active | RHEEM,RUUD | RHEEM SALES COMPANY, INC. | R96PA1002521MSA |  | Natural Gas, Propane Gas | Upflow | Non-Weatherized | 98 | 94 | 95 | 93.8 | 1100 | 65 | Yes | No | AFUE
6715440 | Active | DUROGUARD | RHEEM SALES COMPANY, INC. | D96PA1002521MSA |  | Natural Gas, Propane Gas | Upflow | Non-Weatherized | 98 | 94 | 95 | 93.8 | 1100 | 65 |  | No | AFUE
6715441 | Active | SURE | RHEEM SALES COMPANY, INC. | S96PA1002521MSA |  | Natural Gas, Propane Gas | Upflow | Non-Weatherized | 98 | 94 | 95 | 93.8 | 1100 | 65 |  | No | AFUE
6715487 | Active | WEATHERKING | RHEEM SALES COMPANY, INC. | W96PA1002521MSA |  | Natural Gas, Propane Gas | Upflow | Non-Weatherized | 98 | 94 | 95 | 93.8 | 1100 | 65 |  | No | AFUE
7502130 | Active | THERMAL ZONE | UNITED REFRIGERATION, INC. | TZ96MDP100C50A |  | Natural Gas, Propane Gas | Upflow | Non-Weatherized | 98 | 94 | 95 | 93.8 | 1100 | 65 |  | No | AFUE
6483386 | Active | RHEEM | RHEEM SALES COMPANY, INC. | R96VA0602317MSA |  | Natural Gas, Propane Gas | Upflow | Non-Weatherized | 56 | 55 | 96 | 47.9 | 303 | 73 | Yes | Yes | AFUE & AMACF
6488189 | Active | SURE | RHEEM SALES COMPANY, INC. | S96VA0602317MSA |  | Natural Gas, Propane Gas | Upflow | Non-Weatherized | 56 | 55 | 96 | 47.9 | 303 | 73 |  | Yes | AFUE & AMACF
6715442 | Active | DUROGUARD | RHEEM SALES COMPANY, INC. | D96VA0602317MSA |  | Natural Gas, Propane Gas | Upflow | Non-Weatherized | 56 | 55 | 96 | 47.9 | 303 | 73 |  | Yes | AFUE & AMACF
6715443 | Active | RUUD | RHEEM SALES COMPANY, INC. | U96VA0602317MSA |  | Natural Gas, Propane Gas | Upflow | Non-Weatherized | 56 | 55 | 96 | 47.9 | 303 | 73 |  | Yes | AFUE & AMACF
6715488 | Active | WEATHERKING | RHEEM SALES COMPANY, INC. | W96VA0602317MSA |  | Natural Gas, Propane Gas | Upflow | Non-Weatherized | 56 | 55 | 96 | 47.9 | 303 | 73 |  | Yes | AFUE & AMACF
7502136 | Active | THERMAL ZONE | UNITED REFRIGERATION, INC. | TZ96MDV060B30A |  | Natural Gas, Propane Gas | Upflow | Non-Weatherized | 56 | 55 | 96 | 47.9 | 303 | 73 |  | Yes | AFUE & AMACF
6483387 | Active | RHEEM | RHEEM SALES COMPANY, INC. | R96VA0702317MSA |  | Natural Gas, Propane Gas | Upflow | Non-Weatherized | 70 | 68 | 96 | 64.5 | 321 | 72 | Yes | Yes | AFUE & AMACF
6488190 | Active | SURE | RHEEM SALES COMPANY, INC. | S96VA0702317MSA |  | Natural Gas, Propane Gas | Upflow | Non-Weatherized | 70 | 68 | 96 | 64.5 | 321 | 72 |  | Yes | AFUE & AMACF
6715444 | Active | DUROGUARD | RHEEM SALES COMPANY, INC. | D96VA0702317MSA |  | Natural Gas, Propane Gas | Upflow | Non-Weatherized | 70 | 68 | 96 | 64.5 | 321 | 72 |  | Yes | AFUE & AMACF
6715445 | Active | RUUD | RHEEM SALES COMPANY, INC. | U96VA0702317MSA |  | Natural Gas, Propane Gas | Upflow | Non-Weatherized | 70 | 68 | 96 | 64.5 | 321 | 72 |  | Yes | AFUE & AMACF
6715489 | Active | WEATHERKING | RHEEM SALES COMPANY, INC. | W96VA0702317MSA |  | Natural Gas, Propane Gas | Upflow | Non-Weatherized | 70 | 68 | 96 | 64.5 | 321 | 72 |  | Yes | AFUE & AMACF
7502137 | Active | THERMAL ZONE | UNITED REFRIGERATION, INC. | TZ96MDV070B30A |  | Natural Gas, Propane Gas | Upflow | Non-Weatherized | 70 | 68 | 96 | 64.5 | 321 | 72 |  | Yes | AFUE & AMACF
6483389 | Active | RHEEM | RHEEM SALES COMPANY, INC. | R96VA1002521MSA |  | Natural Gas, Propane Gas | Upflow | Non-Weatherized | 98 | 95 | 96 | 96.2 | 585 | 88 | Yes | Yes | AFUE & AMACF
6488192 | Active | SURE | RHEEM SALES COMPANY, INC. | S96VA1002521MSA |  | Natural Gas, Propane Gas | Upflow | Non-Weatherized | 98 | 95 | 96 | 96.2 | 585 | 88 |  | Yes | AFUE & AMACF
6715448 | Active | DUROGUARD | RHEEM SALES COMPANY, INC. | D96VA1002521MSA |  | Natural Gas, Propane Gas | Upflow | Non-Weatherized | 98 | 95 | 96 | 96.2 | 585 | 88 |  | Yes | AFUE & AMACF
6715449 | Active | RUUD | RHEEM SALES COMPANY, INC. | U96VA1002521MSA |  | Natural Gas, Propane Gas | Upflow | Non-Weatherized | 98 | 95 | 96 | 96.2 | 585 | 88 |  | Yes | AFUE & AMACF
6715491 | Active | WEATHERKING | RHEEM SALES COMPANY, INC. | W96VA1002521MSA |  | Natural Gas, Propane Gas | Upflow | Non-Weatherized | 98 | 95 | 96 | 96.2 | 585 | 88 |  | Yes | AFUE & AMACF
7502139 | Active | THERMAL ZONE | UNITED REFRIGERATION, INC. | TZ96MDV100C50A |  | Natural Gas, Propane Gas | Upflow | Non-Weatherized | 98 | 95 | 96 | 96.2 | 585 | 88 |  | Yes | AFUE & AMACF
4357393 | Discontinued | DUROGUARD | RHEEM SALES COMPANY, INC. | DGPT-10EBRMR |  | Natural Gas,Propane Gas | Upflow,Horizontal | Non-Weatherized | 100 | 82 | 80 | 93.8 | 978 | 110 |  | Yes
4357394 | Discontinued | SURE | RHEEM SALES COMPANY, INC. | GF801U100X13S60 |  | Natural Gas,Propane Gas | Upflow,Horizontal | Non-Weatherized | 100 | 82 | 80 | 93.8 | 978 | 110 |  | Yes
4357470 | Discontinued | THERMAL ZONE | UNITED REFRIGERATION, INC. | TZ81UH105T(B,BX) |  | Natural Gas,Propane Gas | Upflow,Horizontal | Non-Weatherized | 100 | 82 | 80 | 93.8 | 978 | 110 |  | Yes
6501840 | Discontinued | RHEEM, RUUD | RHEEM SALES COMPANY, INC. | RGPT-10(E,N)BRMR |  | Natural Gas,Propane Gas | Upflow,Horizontal | Non-Weatherized | 100 | 82 | 80 | 93.8 | 978 | 110 | Yes | Yes
6507049 | Active | OLSEN, AIRCO | ECR INTERNATIONAL | BFL130NX2 |  | Oil | Upflow | Non-Weatherized | 154 | 127 | 83.5 | 129.9 | 1152 | 193 | Yes | No
6507051 | Active | OLSEN, AIRCO | ECR INTERNATIONAL | BFL145NX2 |  | Oil | Upflow | Non-Weatherized | 168 | 137 | 83.1 | 149 | 1347 | 193 | Yes | No
6603310 | Active | ADVANCE COMFORT SYSTEM, AIREASE, ALLIED, ARMSTRONG, GREAT LAKES | ALLIED AIR ENTERPRISES, LLC | A95UH2E045B12*-* |  | Natural Gas,Propane Gas | Upflow,Horizontal | Non-Weatherized | 44 | 43 | 95 | 49.4 | 337 | 57 | Yes | Yes | AFUE & AMACF
6603312 | Active | AIREASE, ALLIED, ARMSTRONG | ALLIED AIR ENTERPRISES, LLC | A95UH2E070B12*-* |  | Natural Gas,Propane Gas | Upflow,Horizontal | Non-Weatherized | 66 | 64 | 95 | 65.1 | 313 | 54 | Yes | Yes | AFUE & AMACF
6603313 | Active | AIREASE, ALLIED, ARMSTRONG | ALLIED AIR ENTERPRISES, LLC | A95UH2E090C16*-* |  | Natural Gas,Propane Gas | Upflow,Horizontal | Non-Weatherized | 88 | 85 | 95 | 82.1 | 429 | 60 | Yes | Yes | AFUE & AMACF
6603315 | Active | AIREASE, ALLIED, ARMSTRONG | ALLIED AIR ENTERPRISES, LLC | A95UH2E110C20*-* |  | Natural Gas,Propane Gas | Upflow,Horizontal | Non-Weatherized | 110 | 106 | 95 | 97 | 486 | 57 | Yes | Yes | AFUE & AMACF
6603316 | Active | AIREASE, ALLIED, ARMSTRONG | ALLIED AIR ENTERPRISES, LLC | A95UH2E135D20*-* |  | Natural Gas,Propane Gas | Upflow,Horizontal | Non-Weatherized | 132 | 127 | 95 | 113 | 647 | 58 | Yes | Yes | AFUE & AMACF
6603317 | Active | AIREASE, ALLIED, ARMSTRONG | ALLIED AIR ENTERPRISES, LLC | A95DF2E045B12*-* |  | Natural Gas,Propane Gas | Downflow | Non-Weatherized | 44 | 43 | 95 | 49.4 | 329 | 53 | Yes | Yes | AFUE & AMACF
6603318 | Active | AIREASE, ALLIED, ARMSTRONG | ALLIED AIR ENTERPRISES, LLC | A95DF2E070B16*-* |  | Natural Gas,Propane Gas | Downflow | Non-Weatherized | 66 | 64 | 95 | 65.5 | 325 | 56 | Yes | Yes | AFUE & AMACF
6603319 | Active | AIREASE, ALLIED, ARMSTRONG | ALLIED AIR ENTERPRISES, LLC | A95DF2E090C16*-* |  | Natural Gas,Propane Gas | Downflow | Non-Weatherized | 88 | 85 | 95 | 81.7 | 382 | 54 | Yes | Yes | AFUE & AMACF
6603320 | Active | AIREASE, ALLIED, ARMSTRONG | ALLIED AIR ENTERPRISES, LLC | A95DF2E110C20*-* |  | Natural Gas,Propane Gas | Downflow | Non-Weatherized | 110 | 106 | 95 | 97.7 | 502 | 55 | Yes | Yes | AFUE & AMACF
6603409 | Active | ADVANCE COMFORT SYSTEM, ALLIED, CONCORD, DUCANE, GREAT LAKES | ALLIED AIR ENTERPRISES, LLC | 95G2UH045BE12* |  | Natural Gas,Propane Gas | Upflow,Horizontal | Non-Weatherized | 44 | 43 | 95 | 49.4 | 337 | 57 |  | No | AFUE & AMACF
6603410 | Active | ADVANCE COMFORT SYSTEM, ALLIED, CONCORD, DUCANE, GREAT LAKES | ALLIED AIR ENTERPRISES, LLC | 95G2UH070BE12* |  | Natural Gas,Propane Gas | Upflow,Horizontal | Non-Weatherized | 66 | 64 | 95 | 65.1 | 313 | 54 |  | No | AFUE & AMACF
6603411 | Active | ADVANCE COMFORT SYSTEM, ALLIED, CONCORD, DUCANE, GREAT LAKES | ALLIED AIR ENTERPRISES, LLC | 95G2UH090CE16* |  | Natural Gas,Propane Gas | Upflow,Horizontal | Non-Weatherized | 88 | 85 | 95 | 82.1 | 429 | 60 |  | No | AFUE & AMACF
6603412 | Active | ADVANCE COMFORT SYSTEM, ALLIED, CONCORD, DUCANE, GREAT LAKES | ALLIED AIR ENTERPRISES, LLC | 95G2UH110CE20* |  | Natural Gas,Propane Gas | Upflow,Horizontal | Non-Weatherized | 110 | 106 | 95 | 97 | 486 | 57 |  | No | AFUE & AMACF
6603413 | Active | ADVANCE COMFORT SYSTEM, ALLIED, CONCORD, DUCANE, GREAT LAKES | ALLIED AIR ENTERPRISES, LLC | 95G2UH135DE20* |  | Natural Gas,Propane Gas | Upflow,Horizontal | Non-Weatherized | 132 | 127 | 95 | 113 | 647 | 58 |  | No | AFUE & AMACF
6603414 | Active | ADVANCE COMFORT SYSTEM, ALLIED, CONCORD, DUCANE, GREAT LAKES | ALLIED AIR ENTERPRISES, LLC | 95G2DF045BE12* |  | Natural Gas,Propane Gas | Downflow | Non-Weatherized | 44 | 43 | 95 | 49.4 | 329 | 53 |  | No | AFUE & AMACF
6603415 | Active | ADVANCE COMFORT SYSTEM, ALLIED, CONCORD, DUCANE, GREAT LAKES | ALLIED AIR ENTERPRISES, LLC | 95G2DF070BE16* |  | Natural Gas,Propane Gas | Downflow | Non-Weatherized | 66 | 64 | 95 | 65.5 | 325 | 56 |  | No | AFUE & AMACF
6603416 | Active | ADVANCE COMFORT SYSTEM, ALLIED, CONCORD, DUCANE, GREAT LAKES | ALLIED AIR ENTERPRISES, LLC | 95G2DF090CE16* |  | Natural Gas,Propane Gas | Downflow | Non-Weatherized | 88 | 85 | 95 | 81.7 | 382 | 54 |  | No | AFUE & AMACF
6603417 | Active | ADVANCE COMFORT SYSTEM, ALLIED, CONCORD, DUCANE, GREAT LAKES | ALLIED AIR ENTERPRISES, LLC | 95G2DF110CE20* |  | Natural Gas,Propane Gas | Downflow | Non-Weatherized | 110 | 106 | 95 | 97.7 | 502 | 55 |  | No | AFUE & AMACF
6608475 | Active | CARRIER | CARRIER CORPORATION | 58CTW045-12 |  | Natural Gas, Propane Gas | Upflow, Downflow, Horizontal | Non-Weatherized | 44 | 35 | 80 | 38.9 | 160 | 69 | Yes | Yes | AMACF
7559675 | Active | BRYANT | BRYANT HEATING & COOLING SYSTEMS | 577CNWB36090N* |  | Natural Gas, Propane Gas | Downflow, Horizontal | Weatherized | 90 | 73 | 81 | 75.8 | 904 | 81 |  | Yes
7176697 | Active | PAYNE | PAYNE HEATING & COOLING | PG8JVB036045 |  | Natural Gas, Propane Gas | Upflow, Downflow, Horizontal | Non-Weatherized | 44 | 35 | 80 | 38.9 | 160 | 69 |  | Yes | AMACF
6608476 | Active | CARRIER | CARRIER CORPORATION | 58CTW070-16 |  | Natural Gas, Propane Gas | Upflow, Downflow, Horizontal | Non-Weatherized | 66 | 53 | 80 | 56.7 | 369 | 73 | Yes | Yes | AMACF
7559690 | Active | BRYANT | BRYANT HEATING & COOLING SYSTEMS | 577CNWB42060A* |  | Natural Gas, Propane Gas | Downflow, Horizontal | Weatherized | 60 | 49 | 81 | 58.2 | 425 | 86 |  | Yes
7176698 | Active | PAYNE | PAYNE HEATING & COOLING | PG8JVB048070 |  | Natural Gas, Propane Gas | Upflow, Downflow, Horizontal | Non-Weatherized | 66 | 53 | 80 | 56.7 | 369 | 73 |  | Yes | AMACF
6608477 | Active | CARRIER | CARRIER CORPORATION | 58CTW090-16 |  | Natural Gas, Propane Gas | Upflow, Downflow, Horizontal | Non-Weatherized | 88 | 71 | 80 | 76 | 283 | 92 | Yes | Yes | AMACF
7559676 | Active | BRYANT | BRYANT HEATING & COOLING SYSTEMS | 577CNWB42060N* |  | Natural Gas, Propane Gas | Downflow, Horizontal | Weatherized | 60 | 49 | 81 | 58.2 | 425 | 86 |  | Yes
7176699 | Active | PAYNE | PAYNE HEATING & COOLING | PG8JVB048090 |  | Natural Gas, Propane Gas | Upflow, Downflow, Horizontal | Non-Weatherized | 88 | 71 | 80 | 76 | 283 | 92 |  | Yes | AMACF
6608478 | Active | CARRIER | CARRIER CORPORATION | 58CTW135-22 |  | Natural Gas, Propane Gas | Upflow, Downflow, Horizontal | Non-Weatherized | 132 | 107 | 80 | 113.4 | 656 | 112 | Yes | Yes | AMACF
7559691 | Active | BRYANT | BRYANT HEATING & COOLING SYSTEMS | 577CNWB42090A* |  | Natural Gas, Propane Gas | Downflow, Horizontal | Weatherized | 90 | 74 | 81 | 77.4 | 549 | 87 |  | Yes
7176701 | Active | PAYNE | PAYNE HEATING & COOLING | PG8JVB066135 |  | Natural Gas, Propane Gas | Upflow, Downflow, Horizontal | Non-Weatherized | 132 | 107 | 80 | 113.4 | 656 | 112 |  | Yes | AMACF
6689435 | Active | CARRIER | CARRIER CORPORATION | 59SP2A080E17--16 |  | Natural Gas,Propane Gas | Upflow,Downflow,Horizontal | Non-Weatherized | 80 | 75 | 92.1 | 68.5 | 378 | 50 | Yes | Yes | AMACF
7559677 | Active | BRYANT | BRYANT HEATING & COOLING SYSTEMS | 577CNWB42090N* |  | Natural Gas, Propane Gas | Downflow, Horizontal | Weatherized | 90 | 74 | 81 | 77.4 | 549 | 87 |  | Yes
7559692 | Active | BRYANT | BRYANT HEATING & COOLING SYSTEMS | 577CNWB48090A* |  | Natural Gas, Propane Gas | Downflow, Horizontal | Weatherized | 90 | 74 | 81 | 77.6 | 500 | 88 |  | Yes | AMACF
6711134 | Active | CARRIER | CARRIER CORPORATION | 59SP2A040E14--10 |  | Natural Gas, Propane Gas | Upflow, Downflow, Horizontal | Non-Weatherized | 40 | 37 | 92.1 | 34.3 | 232 | 49 | Yes | Yes | AMACF
7559678 | Active | BRYANT | BRYANT HEATING & COOLING SYSTEMS | 577CNWB48090N* |  | Natural Gas, Propane Gas | Downflow, Horizontal | Weatherized | 90 | 74 | 81 | 77.6 | 500 | 88 |  | Yes
6711135 | Active | CARRIER | CARRIER CORPORATION | 59SP2A040E17--12 |  | Natural Gas, Propane Gas | Upflow, Downflow, Horizontal | Non-Weatherized | 40 | 37 | 92.1 | 34.2 | 228 | 37 | Yes | Yes | AMACF
7559693 | Active | BRYANT | BRYANT HEATING & COOLING SYSTEMS | 577CNWB48115A* |  | Natural Gas, Propane Gas | Downflow, Horizontal | Weatherized | 115 | 94 | 81 | 113.5 | 1375 | 93 |  | Yes
6711136 | Active | CARRIER | CARRIER CORPORATION | 59SP2A060E14--12 |  | Natural Gas, Propane Gas | Upflow, Downflow, Horizontal | Non-Weatherized | 60 | 56 | 92.1 | 51.3 | 320 | 49 | Yes | Yes | AMACF
7559679 | Active | BRYANT | BRYANT HEATING & COOLING SYSTEMS | 577CNWB48115N* |  | Natural Gas, Propane Gas | Downflow, Horizontal | Weatherized | 115 | 94 | 81 | 113.5 | 1375 | 93 |  | Yes
6711137 | Active | CARRIER | CARRIER CORPORATION | 59SP2A060E17--14 |  | Natural Gas, Propane Gas | Upflow, Downflow, Horizontal | Non-Weatherized | 60 | 56 | 92.1 | 51.6 | 237 | 49 | Yes | Yes | AMACF
7559694 | Active | BRYANT | BRYANT HEATING & COOLING SYSTEMS | 577CNWB48130A* |  | Natural Gas, Propane Gas | Downflow, Horizontal | Weatherized | 127 | 104 | 81 | 114.2 | 1190 | 90 |  | Yes
6711138 | Active | CARRIER | CARRIER CORPORATION | 59SP2A080E21--20 |  | Natural Gas, Propane Gas | Upflow, Downflow, Horizontal | Non-Weatherized | 80 | 75 | 92.1 | 68.5 | 375 | 50 | Yes | Yes | AMACF
7559680 | Active | BRYANT | BRYANT HEATING & COOLING SYSTEMS | 577CNWB48130N* |  | Natural Gas, Propane Gas | Downflow, Horizontal | Weatherized | 127 | 104 | 81 | 114.2 | 1190 | 90 |  | Yes
6711139 | Active | CARRIER | CARRIER CORPORATION | 59SP2A100E21--20 |  | Natural Gas, Propane Gas | Upflow, Downflow, Horizontal | Non-Weatherized | 100 | 93 | 92.1 | 85.5 | 493 | 58 | Yes | Yes | AMACF
7559695 | Active | BRYANT | BRYANT HEATING & COOLING SYSTEMS | 577CNWB60090A* |  | Natural Gas, Propane Gas | Downflow, Horizontal | Weatherized | 90 | 74 | 81 | 77.3 | 577 | 85 |  | Yes
6711140 | Active | CARRIER | CARRIER CORPORATION | 59SP2A120E24--20 |  | Natural Gas, Propane Gas | Upflow, Downflow, Horizontal | Non-Weatherized | 120 | 111 | 92 | 119.6 | 729 | 60 | Yes | Yes | AMACF
6728573 | Active | THERMO PRIDE | THERMO PRODUCTS, INC. | OL11-105*DBP-B |  | Oil |  | Non-Weatherized | 126 | 104 | 85 | 109.1 | 1081 | 123 |  | No
6728576 | Active | THERMO PRIDE | THERMO PRODUCTS, INC. | OL11-105*DBE-B |  | Oil |  | Non-Weatherized | 126 | 105 | 85 | 110.5 | 673 | 124 |  | Yes | AMACF
6728577 | Active | THERMO PRIDE | THERMO PRODUCTS, INC. | OL11-105*DBP-R |  | Oil |  | Non-Weatherized | 126 | 101 | 83 | 108.7 | 814 | 120 |  | No
6728578 | Active | THERMO PRIDE | THERMO PRODUCTS, INC. | OL16-125*DBP-B |  | Oil |  | Non-Weatherized | 156 | 129 | 85 | 145.1 | 1510 | 123 | Yes | No
6728579 | Active | THERMO PRIDE | THERMO PRODUCTS, INC. | OL16-125*DBE-B |  | Oil |  | Non-Weatherized | 156 | 129 | 85 | 148.1 | 760 | 125 |  | Yes | AMACF
6728580 | Active | THERMO PRIDE | THERMO PRODUCTS, INC. | OL5-85*DBP-B |  | Oil |  | Non-Weatherized | 106 | 88 | 85 | 91.2 | 849 | 123 | Yes | No
6728581 | Active | THERMO PRIDE | THERMO PRODUCTS, INC. | OL5-85*DBP-R |  | Oil |  | Non-Weatherized | 106 | 85 | 86 | 90.8 | 628 | 119 |  | No
6728582 | Active | THERMO PRIDE | THERMO PRODUCTS, INC. | OT11-105*BP-B |  | Oil | Horizontal | Non-Weatherized | 126 | 101 | 83 | 117.7 | 1237 | 215 | Yes | No
6728583 | Active | THERMO PRIDE | THERMO PRODUCTS, INC. | OT16-125*BP-B |  | Oil | Horizontal | Non-Weatherized | 156 | 123 | 83 | 140.4 | 831 | 200 | Yes | No
6728584 | Active | AIRTEMP | THERMO PRODUCTS, INC. | RC16*-BBP |  | Oil | Horizontal | Non-Weatherized | 156 | 127 | 83 | 130 | 1302 | 129 |  | No
6728585 | Active | AIRTEMP | THERMO PRODUCTS, INC. | RCF-BNP-XXX |  | Oil | Downflow | Non-Weatherized | 106 | 90 | 86 | 89.2 | 935 | 140 |  | No
6728586 | Active | AIRTEMP | THERMO PRODUCTS, INC. | RL16-*BBP |  | Oil | Upflow | Non-Weatherized | 156 | 129 | 85 | 145.1 | 1510 | 123 |  | No
6728587 | Active | AIRTEMP | THERMO PRODUCTS, INC. | RLF-BNP-XXX |  | Oil | Upflow | Non-Weatherized | 105 | 89 | 85.9 | 89.1 | 1166 | 143 |  | No
6728588 | Active | AIRTEMP | THERMO PRODUCTS, INC. | RLR-BNP-XXX |  | Oil | Upflow | Non-Weatherized | 105 | 90 | 86 | 88.6 | 1044 | 141 |  | No
2016223 | Active | AMERICAN STANDARD | AMERICAN STANDARD HEATING & AIR CONDITIONING | ADF1M087A936SA |  | Oil | Downflow,Horizontal | Non-Weatherized | 105 | 86 | 83 | 94.5 | 706 | 118 |  | No
2016404 | Active | TRANE | TRANE | TDF1M087A936SA |  | Oil | Downflow,Horizontal | Non-Weatherized | 105 | 86 | 83 | 94.5 | 706 | 118 |  | No
2029106 | Active | CROWN | CROWN BOILER CO. | CHC68-96*-105 |  | Oil | Downflow,Horizontal | Non-Weatherized | 105 | 86 | 83 | 94.5 | 706 | 118 |  | No
6728589 | Active | SPIRIT, VALPRO | THERMO PRODUCTS, INC. | VC-BBP-105 |  | Oil | Downflow,Horizontal | Non-Weatherized | 105 | 86 | 83 | 94.5 | 706 | 118 | Yes | No
2008912 | Active | CROWN | CROWN BOILER CO. | CHC68-96-105-N |  | Oil | Downflow,Horizontal | Non-Weatherized | 105 | 90 | 86 | 89.2 | 935 | 140 |  | No
6728590 | Active | SPIRIT | THERMO PRODUCTS, INC. | VC-BNP-105 |  | Oil | Downflow,Horizontal | Non-Weatherized | 105 | 90 | 86 | 89.2 | 935 | 140 | Yes | No
2016220 | Active | AMERICAN STANDARD | AMERICAN STANDARD HEATING & AIR CONDITIONING | AHV1M087A936SA |  | Oil | Upflow | Non-Weatherized | 105 | 87 | 83 | 94.3 | 706 | 157 |  | No
2016383 | Active | CROWN | CROWN BOILER CO. | CHB68-112*-105 |  | Oil | Upflow | Non-Weatherized | 105 | 87 | 83 | 94.3 | 706 | 157 |  | No
2016401 | Active | TRANE | TRANE | THV1M087A936SA |  | Oil | Upflow | Non-Weatherized | 105 | 87 | 83 | 94.3 | 706 | 157 |  | No
6728591 | Active | SPIRIT, VALPRO | THERMO PRODUCTS, INC. | VH-BBP-105 |  | Oil | Upflow | Non-Weatherized | 105 | 87 | 83 | 94.3 | 706 | 157 | Yes | No
2008914 | Active | CROWN | CROWN BOILER CO. | CHB68-112-105-N |  | Oil | Upflow | Non-Weatherized | 105 | 90 | 86 | 90.5 | 699 | 141 |  | No
6728592 | Active | SPIRIT | THERMO PRODUCTS, INC. | VH-BNP-105 |  | Oil | Upflow | Non-Weatherized | 105 | 90 | 86 | 90.5 | 699 | 141 | Yes | No
2016221 | Active | AMERICAN STANDARD | AMERICAN STANDARD HEATING & AIR CONDITIONING | ALF1M087A936SA |  | Oil |  | Non-Weatherized | 105 | 86 | 83 | 93.9 | 760 | 121 |  | No
2016402 | Active | TRANE | TRANE | TLF1M087A936SA |  | Oil |  | Non-Weatherized | 105 | 86 | 83 | 93.9 | 760 | 121 |  | No
2029108 | Active | CROWN | CROWN BOILER CO. | CLBF68-112*-105 |  | Oil |  | Non-Weatherized | 105 | 86 | 83 | 93.9 | 760 | 121 |  | No
6728593 | Active | SPIRIT, VALPRO | THERMO PRODUCTS, INC. | VLF-BBP-105 |  | Oil |  | Non-Weatherized | 105 | 86 | 83 | 93.9 | 760 | 121 | Yes | No
2008910 | Active | CROWN | CROWN BOILER CO. | CLBF68-112-105-N |  | Oil |  | Non-Weatherized | 105 | 89 | 85.9 | 89.1 | 1166 | 143 |  | No
6728594 | Active | SPIRIT | THERMO PRODUCTS, INC. | VLF-BNP-105 |  | Oil |  | Non-Weatherized | 105 | 89 | 85.9 | 89.1 | 1166 | 143 | Yes | No
2016222 | Active | AMERICAN STANDARD | AMERICAN STANDARD HEATING & AIR CONDITIONING | ALR1M087A936SA |  | Oil |  | Non-Weatherized | 105 | 88 | 85 | 91.7 | 744 | 129 |  | No
2016403 | Active | TRANE | TRANE | TLR1M087A936SA |  | Oil |  | Non-Weatherized | 105 | 88 | 85 | 91.7 | 744 | 129 |  | No
2029105 | Active | CROWN | CROWN BOILER CO. | CLBR68-112*-105 |  | Oil |  | Non-Weatherized | 105 | 88 | 85 | 91.7 | 744 | 129 |  | No
6728595 | Active | SPIRIT, VALPRO | THERMO PRODUCTS, INC. | VLR-BBP-105 |  | Oil |  | Non-Weatherized | 105 | 88 | 85 | 91.7 | 744 | 129 | Yes | No
2008919 | Active | CROWN | CROWN BOILER CO. | CLBR68-112-105-N |  | Oil |  | Non-Weatherized | 105 | 90 | 86 | 88.6 | 1044 | 141 |  | No
6728596 | Active | SPIRIT | THERMO PRODUCTS, INC. | VLR-BNP-105 |  | Oil |  | Non-Weatherized | 105 | 90 | 86 | 88.6 | 1044 | 141 | Yes | No
6740875 | Active | AIREASE, ALLIED, ARMSTRONG, ARMSTRONG AIR, CONCORD, DUCANE | ALLIED AIR ENTERPRISES, LLC | L85UF1V67/87E14*** | Yes | Oil | Upflow | Non-Weatherized | 79 | 67 | 86 | 74.4 | 373 | 144 | Yes | Yes | AMACF
6970605 | Active | DAVE LENNOX SIGNATURE | LENNOX INDUSTRIES, INC. | SLO185UF79/105V42*** | Yes | Oil | Upflow | Non-Weatherized | 79 | 67 | 86 | 74.4 | 373 | 144 |  | Yes | AMACF
6740879 | Active | AIREASE, ALLIED, ARMSTRONG, ARMSTRONG AIR, CONCORD, DUCANE | ALLIED AIR ENTERPRISES, LLC | L85BF1V67/87E14*** | Yes | Oil |  | Non-Weatherized | 79 | 67 | 86 | 74.6 | 392 | 144 | Yes | Yes | AMACF
6970469 | Active | DAVE LENNOX SIGNATURE | LENNOX INDUSTRIES, INC. | SLO185BF79/105V42*** | Yes | Oil |  | Non-Weatherized | 79 | 67 | 86 | 74.6 | 392 | 144 |  | Yes | AMACF
6740880 | Active | AIREASE, ALLIED, ARMSTRONG, ARMSTRONG AIR, CONCORD, DUCANE | ALLIED AIR ENTERPRISES, LLC | L85BF1V67/87E14*-** | Yes | Oil |  | Non-Weatherized | 105 | 87 | 85 | 92.6 | 582 | 142 |  | Yes | AMACF
6970509 | Active | DAVE LENNOX SIGNATURE | LENNOX INDUSTRIES, INC. | SLO185BF79/105V42*-** | Yes | Oil |  | Non-Weatherized | 105 | 87 | 85 | 92.6 | 582 | 142 |  | Yes | AMACF
6740881 | Active | AIREASE, ALLIED, ARMSTRONG, ARMSTRONG AIR, CONCORD, DUCANE | ALLIED AIR ENTERPRISES, LLC | L85BR1V67/87E14*-** | Yes | Oil |  | Non-Weatherized | 105 | 87 | 85 | 92.6 | 592 | 137 |  | Yes | AMACF
6970597 | Active | DAVE LENNOX SIGNATURE | LENNOX INDUSTRIES, INC. | SLO185UF124/141V60*-** | Yes | Oil |  | Non-Weatherized | 105 | 87 | 85 | 92.6 | 592 | 137 |  | Yes | AMACF
6992199 | Active | DAVE LENNOX SIGNATURE | LENNOX INDUSTRIES, INC. | SLO185BR79/105V42*_** | Yes | Oil |  | Non-Weatherized | 105 | 87 | 85 | 92.6 | 592 | 137 |  | Yes | AMACF
6740882 | Active | AIREASE, ALLIED, ARMSTRONG, ARMSTRONG AIR, CONCORD, DUCANE | ALLIED AIR ENTERPRISES, LLC | L85BR1V67/87E14*** | Yes | Oil |  | Non-Weatherized | 79 | 67 | 87 | 74.6 | 395 | 137 | Yes | Yes | AMACF
6970596 | Active | DAVE LENNOX SIGNATURE | LENNOX INDUSTRIES, INC. | SLO185UF124/141V60*** | Yes | Oil |  | Non-Weatherized | 79 | 67 | 87 | 74.6 | 395 | 137 |  | Yes | AMACF
6992198 | Active | DAVE LENNOX SIGNATURE | LENNOX INDUSTRIES, INC. | SLO185BR79/105V42*** | Yes | Oil |  | Non-Weatherized | 79 | 67 | 87 | 74.6 | 395 | 137 |  | Yes | AMACF
6740883 | Active | AIREASE, ALLIED, ARMSTRONG, ARMSTRONG AIR, CONCORD, DUCANE | ALLIED AIR ENTERPRISES, LLC | L85BR1V104/118F20*** | Yes | Oil |  | Non-Weatherized | 124 | 104 | 85 | 111.5 | 599 | 167 | Yes | Yes | AMACF
6970594 | Active | DAVE LENNOX SIGNATURE | LENNOX INDUSTRIES, INC. | SLO185BR124/141V60*** | Yes | Oil |  | Non-Weatherized | 124 | 104 | 85 | 111.5 | 599 | 167 |  | Yes | AMACF
6740884 | Active | AIREASE, ALLIED, ARMSTRONG, ARMSTRONG AIR, CONCORD, DUCANE | ALLIED AIR ENTERPRISES, LLC | L85BF1V104/118F20*-** | Yes | Oil |  | Non-Weatherized | 141 | 118 | 85 | 129.5 | 782 | 144 |  | Yes | AMACF
6970461 | Active | DAVE LENNOX SIGNATURE | LENNOX INDUSTRIES, INC. | SLO185BF124/141V60*-** | Yes | Oil |  | Non-Weatherized | 141 | 118 | 85 | 129.5 | 782 | 144 |  | Yes | AMACF
6740885 | Active | AIREASE, ALLIED, ARMSTRONG, ARMSTRONG AIR, CONCORD, DUCANE | ALLIED AIR ENTERPRISES, LLC | L85BR1V104/118F20*-** | Yes | Oil |  | Non-Weatherized | 141 | 118 | 85 | 129.6 | 802 | 167 |  | Yes | AMACF
6970595 | Active | DAVE LENNOX SIGNATURE | LENNOX INDUSTRIES, INC. | SLO185BR124/141V60*-** | Yes | Oil |  | Non-Weatherized | 141 | 118 | 85 | 129.6 | 802 | 167 |  | Yes | AMACF
6740886 | Active | AIREASE, ALLIED, ARMSTRONG, ARMSTRONG AIR, CONCORD, DUCANE | ALLIED AIR ENTERPRISES, LLC | L85UF1V104/118F20*-** | Yes | Oil | Upflow | Non-Weatherized | 141 | 118 | 85 | 129.4 | 828 | 147 |  | Yes | AMACF
6740887 | Active | AIREASE, ALLIED, ARMSTRONG, ARMSTRONG AIR, CONCORD, DUCANE | ALLIED AIR ENTERPRISES, LLC | L85UF1V104/118F20*** | Yes | Oil | Upflow | Non-Weatherized | 124 | 104 | 85 | 111.3 | 621 | 147 | Yes | Yes | AMACF
6740888 | Active | AIREASE, ALLIED, ARMSTRONG, ARMSTRONG AIR, CONCORD, DUCANE | ALLIED AIR ENTERPRISES, LLC | L85UF1V67/87E14*-** | Yes | Oil | Upflow | Non-Weatherized | 105 | 87 | 85 | 92.7 | 521 | 145 |  | Yes | AMACF
6970603 | Active | DAVE LENNOX SIGNATURE | LENNOX INDUSTRIES, INC. | SLO185UF79/105V42*-** | Yes | Oil | Upflow | Non-Weatherized | 105 | 87 | 85 | 92.7 | 521 | 145 |  | Yes | AMACF
6740933 | Active | AIREASE, ALLIED, ARMSTRONG, ARMSTRONG AIR, CONCORD, DUCANE | ALLIED AIR ENTERPRISES, LLC | L85BF1V104/118F20*** | Yes | Oil |  | Non-Weatherized | 124 | 104 | 85 | 111.3 | 629 | 144 | Yes | Yes | AMACF
6970400 | Active | DAVE LENNOX SIGNATURE | LENNOX INDUSTRIES, INC. | SLO185BF124/141V60*** | Yes | Oil |  | Non-Weatherized | 124 | 104 | 85 | 111.3 | 629 | 144 |  | Yes | AMACF
6764677 | Discontinued | XT80 | TRANE | TUD1C080G9H41A* |  | Natural Gas,Propane Gas | Upflow,Horizontal | Non-Weatherized | 80 | 63 | 80 | 79.1 | 384 | 72 | Yes | Yes | AMACF
6769229 | Discontinued | SILVER XI | AMERICAN STANDARD HEATING & AIR CONDITIONING | AUD1C080G9H41A* |  | Natural Gas,Propane Gas | Upflow,Horizontal | Non-Weatherized | 80 | 63 | 80 | 79.1 | 384 | 72 |  | Yes | AMACF
6767301 | Discontinued | XT80 | TRANE | TUD1A040G9H21A* |  | Natural Gas,Propane Gas | Upflow,Horizontal | Non-Weatherized | 40 | 32 | 80 | 38.2 | 226 | 70 | Yes | Yes | AMACF
6769144 | Discontinued | SILVER XI | AMERICAN STANDARD HEATING & AIR CONDITIONING | AUD1A040G9H21A* |  | Natural Gas,Propane Gas | Upflow,Horizontal | Non-Weatherized | 40 | 32 | 80 | 38.2 | 226 | 70 |  | Yes | AMACF
6767302 | Discontinued | XT80 | TRANE | TUD1D140G9H51A* |  | Natural Gas,Propane Gas | Upflow,Horizontal | Non-Weatherized | 140 | 110 | 80 | 116 | 671 | 88 | Yes | Yes | AMACF
6769508 | Discontinued | SILVER XI | AMERICAN STANDARD HEATING & AIR CONDITIONING | AUD1D140G9H51A* |  | Natural Gas,Propane Gas | Upflow,Horizontal | Non-Weatherized | 140 | 110 | 80 | 116 | 671 | 88 |  | Yes | AMACF
6767303 | Discontinued | XT80 | TRANE | TUD1D120G9H51A* |  | Natural Gas, Propane Gas | Upflow, Horizontal | Non-Weatherized | 120 | 95 | 80 | 116 | 783 | 89 | Yes | Yes
6769479 | Discontinued | SILVER XI | AMERICAN STANDARD HEATING & AIR CONDITIONING | AUD1D120G9H51A* |  | Natural Gas, Propane Gas | Upflow, Horizontal | Non-Weatherized | 120 | 95 | 80 | 116 | 783 | 89 |  | Yes
6767304 | Discontinued | XT80 | TRANE | TUD1C100G9H51A* |  | Natural Gas,Propane Gas | Upflow,Horizontal | Non-Weatherized | 100 | 79 | 80 | 98.9 | 581 | 72 | Yes | Yes | AMACF
6769454 | Discontinued | GOLD XI | AMERICAN STANDARD HEATING & AIR CONDITIONING | AUD1C100G9H51A* |  | Natural Gas,Propane Gas | Upflow,Horizontal | Non-Weatherized | 100 | 79 | 80 | 98.9 | 581 | 72 |  | Yes | AMACF
6767305 | Discontinued | XT80 | TRANE | TUD1B100G9H31A* |  | Natural Gas, Propane Gas | Upflow, Horizontal | Non-Weatherized | 100 | 79 | 80 | 98 | 452 | 77 | Yes | Yes | AMACF
6769188 | Discontinued | SILVER XI | AMERICAN STANDARD HEATING & AIR CONDITIONING | AUD1B100G9H31A* |  | Natural Gas, Propane Gas | Upflow, Horizontal | Non-Weatherized | 100 | 79 | 80 | 98 | 452 | 77 |  | Yes | AMACF
6767306 | Discontinued | XT80 | TRANE | TUD1B080G9H31A* |  | Natural Gas,Propane Gas | Upflow,Horizontal | Non-Weatherized | 80 | 64 | 80 | 78 | 470 | 71 | Yes | Yes | AMACF
6769171 | Discontinued | SILVER XI | AMERICAN STANDARD HEATING & AIR CONDITIONING | AUD1B080G9H31A* |  | Natural Gas,Propane Gas | Upflow,Horizontal | Non-Weatherized | 80 | 64 | 80 | 78 | 470 | 71 |  | Yes | AMACF
6767307 | Discontinued | XT80 | TRANE | TUD1B060G9H31A* |  | Natural Gas, Propane Gas | Upflow, Horizontal | Non-Weatherized | 60 | 47 | 80 | 59.3 | 259 | 50 | Yes | Yes | AMACF
6769119 | Discontinued | SILVER XI | AMERICAN STANDARD HEATING & AIR CONDITIONING | AUD1B060G9H31A* |  | Natural Gas, Propane Gas | Upflow, Horizontal | Non-Weatherized | 60 | 47 | 80 | 59.3 | 259 | 50 |  | Yes | AMACF
6775217 | Discontinued | XV80 | TRANE | TUD2B060G9V3VA* |  | Natural Gas,Propane Gas | Upflow,Horizontal | Non-Weatherized | 60 | 48 | 80 | 57.7 | 227 | 97 | Yes | Yes | AMACF
6788238 | Discontinued | GOLD SV | AMERICAN STANDARD HEATING & AIR CONDITIONING | AUD2B060G9V3VA* |  | Natural Gas,Propane Gas | Upflow,Horizontal | Non-Weatherized | 60 | 48 | 80 | 57.7 | 227 | 97 |  | Yes | AMACF
6775218 | Discontinued | XV80 | TRANE | TUD2D120G9V5VA* |  | Natural Gas, Propane Gas | Upflow, Horizontal | Non-Weatherized | 120 | 96 | 80 | 113.1 | 457 | 75 | Yes | Yes | AMACF
6788258 | Discontinued | GOLD SV | AMERICAN STANDARD HEATING & AIR CONDITIONING | AUD2D120G9V5VA* |  | Natural Gas, Propane Gas | Upflow, Horizontal | Non-Weatherized | 120 | 96 | 80 | 113.1 | 457 | 75 |  | Yes | AMACF
6775219 | Discontinued | XV80 | TRANE | TUD2D140G9V5VA* |  | Natural Gas,Propane Gas | Upflow,Horizontal | Non-Weatherized | 140 | 112 | 80 | 131.4 | 427 | 95 | Yes | Yes | AMACF
6788260 | Discontinued | GOLD SV | AMERICAN STANDARD HEATING & AIR CONDITIONING | AUD2D140G9V5VA* |  | Natural Gas,Propane Gas | Upflow,Horizontal | Non-Weatherized | 140 | 112 | 80 | 131.4 | 427 | 95 |  | Yes | AMACF
6775220 | Discontinued | XV80 | TRANE | TUD2B080G9V3VA* |  | Natural Gas, Propane Gas | Upflow, Horizontal | Non-Weatherized | 80 | 64 | 80 | 76.7 | 332 | 68 | Yes | Yes | AMACF
6788239 | Discontinued | GOLD SV | AMERICAN STANDARD HEATING & AIR CONDITIONING | AUD2B080G9V3VA* |  | Natural Gas, Propane Gas | Upflow, Horizontal | Non-Weatherized | 80 | 64 | 80 | 76.7 | 332 | 68 |  | Yes | AMACF
6775222 | Discontinued | XV80 | TRANE | TUD2B100G9V3VA* |  | Natural Gas,Propane Gas | Upflow,Horizontal | Non-Weatherized | 100 | 80 | 80 | 94.1 | 314 | 75 | Yes | Yes | AMACF
6788240 | Discontinued | GOLD SV | AMERICAN STANDARD HEATING & AIR CONDITIONING | AUD2B100G9V3VA* |  | Natural Gas,Propane Gas | Upflow,Horizontal | Non-Weatherized | 100 | 80 | 80 | 94.1 | 314 | 75 |  | Yes | AMACF
6775223 | Discontinued | XV80 | TRANE | TUD2C080G9V4VA* |  | Natural Gas,Propane Gas | Upflow,Horizontal | Non-Weatherized | 80 | 64 | 80 | 77.5 | 429 | 64 | Yes | Yes | AMACF
6788241 | Discontinued | GOLD SV | AMERICAN STANDARD HEATING & AIR CONDITIONING | AUD2C080G9V4VA* |  | Natural Gas,Propane Gas | Upflow,Horizontal | Non-Weatherized | 80 | 64 | 80 | 77.5 | 429 | 64 |  | Yes | AMACF
6775224 | Discontinued | XV80 | TRANE | TUD2C080H9V4VA* |  | Natural Gas, Propane Gas | Upflow, Horizontal | Non-Weatherized | 80 | 64 | 80 | 77.5 | 344 | 75 | Yes | Yes | AMACF
6788242 | Discontinued | GOLD SV | AMERICAN STANDARD HEATING & AIR CONDITIONING | AUD2C080H9V4VA* |  | Natural Gas, Propane Gas | Upflow, Horizontal | Non-Weatherized | 80 | 64 | 80 | 77.5 | 344 | 75 |  | Yes | AMACF
6775226 | Discontinued | XV80 | TRANE | TUD2C100G9V5VA* |  | Natural Gas, Propane Gas | Upflow, Horizontal | Non-Weatherized | 100 | 80 | 80 | 95.9 | 351 | 65 | Yes | Yes | AMACF
6788243 | Discontinued | GOLD SV | AMERICAN STANDARD HEATING & AIR CONDITIONING | AUD2C100G9V5VA* |  | Natural Gas, Propane Gas | Upflow, Horizontal | Non-Weatherized | 100 | 80 | 80 | 95.9 | 351 | 65 |  | Yes | AMACF
6775227 | Discontinued | XV80 | TRANE | TUD2C100H9V5VA* |  | Natural Gas, Propane Gas | Upflow, Horizontal | Non-Weatherized | 100 | 80 | 80 | 95.9 | 378 | 79 | Yes | Yes | AMACF
6788253 | Discontinued | GOLD SV | AMERICAN STANDARD HEATING & AIR CONDITIONING | AUD2C100H9V5VA* |  | Natural Gas, Propane Gas | Upflow, Horizontal | Non-Weatherized | 100 | 80 | 80 | 95.9 | 378 | 79 |  | Yes | AMACF
6775228 | Discontinued | XV80 | TRANE | TUD2D120H9V5VA* |  | Natural Gas, Propane Gas | Upflow, Horizontal | Non-Weatherized | 120 | 96 | 80 | 113.1 | 458 | 79 | Yes | Yes | AMACF
6788259 | Discontinued | GOLD SV | AMERICAN STANDARD HEATING & AIR CONDITIONING | AUD2D120H9V5VA* |  | Natural Gas, Propane Gas | Upflow, Horizontal | Non-Weatherized | 120 | 96 | 80 | 113.1 | 458 | 79 |  | Yes | AMACF
6873916 | Discontinued | RHEEM,RUUD,WEATHERKING | RHEEM SALES COMPANY, INC. | RKNN-A036JK08E |  | Natural Gas, Propane Gas | Downflow, Horizontal | Weatherized | 80 | 62 | 81 | 76.5 | 758 | 85 |  | No
6886099 | Discontinued | THERMAL ZONE | UNITED REFRIGERATION, INC. | TZCGE3036080JLDMA |  | Natural Gas, Propane Gas | Downflow, Horizontal | Weatherized | 80 | 62 | 81 | 76.5 | 758 | 85 |  | No
6873917 | Discontinued | RHEEM,RUUD,WEATHERKING | RHEEM SALES COMPANY, INC. | RKNN-A036JK12E |  | Natural Gas, Propane Gas | Downflow, Horizontal | Weatherized | 120 | 94 | 81 | 117 | 798 | 90 |  | No
6886100 | Discontinued | THERMAL ZONE | UNITED REFRIGERATION, INC. | TZCGE3036120JLDMA |  | Natural Gas, Propane Gas | Downflow, Horizontal | Weatherized | 120 | 94 | 81 | 117 | 798 | 90 |  | No
6873918 | Discontinued | RHEEM,RUUD,WEATHERKING | RHEEM SALES COMPANY, INC. | RKNN-A048JK10E |  | Natural Gas, Propane Gas | Downflow, Horizontal | Weatherized | 100 | 80 | 81 | 95.5 | 848 | 90 |  | No
6886101 | Discontinued | THERMAL ZONE | UNITED REFRIGERATION, INC. | TZCGE3048100JLDMA |  | Natural Gas, Propane Gas | Downflow, Horizontal | Weatherized | 100 | 80 | 81 | 95.5 | 848 | 90 |  | No
6873919 | Discontinued | RHEEM,RUUD,WEATHERKING | RHEEM SALES COMPANY, INC. | RKNN-A048JK13E |  | Natural Gas, Propane Gas | Downflow, Horizontal | Weatherized | 135 | 108 | 81 | 116.5 | 830 | 89 |  | No
6886102 | Discontinued | THERMAL ZONE | UNITED REFRIGERATION, INC. | TZCGE3048130JLDMA |  | Natural Gas, Propane Gas | Downflow, Horizontal | Weatherized | 135 | 108 | 81 | 116.5 | 830 | 89 |  | No
6873920 | Discontinued | RHEEM,RUUD,WEATHERKING | RHEEM SALES COMPANY, INC. | RKNN-A060JK10E |  | Natural Gas, Propane Gas | Downflow, Horizontal | Weatherized | 100 | 80 | 81 | 96.5 | 848 | 90 |  | No
6886103 | Discontinued | THERMAL ZONE | UNITED REFRIGERATION, INC. | TZCGE3060100JLDMA |  | Natural Gas, Propane Gas | Downflow, Horizontal | Weatherized | 100 | 80 | 81 | 96.5 | 848 | 90 |  | No
6873921 | Discontinued | RHEEM,RUUD,WEATHERKING | RHEEM SALES COMPANY, INC. | RKNN-A060JK13E |  | Natural Gas, Propane Gas | Downflow, Horizontal | Weatherized | 135 | 106 | 81 | 116.5 | 922 | 89 |  | No
6886104 | Discontinued | THERMAL ZONE | UNITED REFRIGERATION, INC. | TZCGE3060130JLDMA |  | Natural Gas, Propane Gas | Downflow, Horizontal | Weatherized | 135 | 106 | 81 | 116.5 | 922 | 89 |  | No
6875444 | Active | RHEEM,RUUD,WEATHERKING | RHEEM SALES COMPANY, INC. | RKPN-A036JK08E |  | Natural Gas, Propane Gas | Downflow, Horizontal | Weatherized | 80 | 61 | 81 | 75 | 1088 | 124 |  | No
6893544 | Active | THERMAL ZONE | UNITED REFRIGERATION, INC. | TZCGE4036080JLDMA |  | Natural Gas, Propane Gas | Downflow, Horizontal | Weatherized | 80 | 61 | 81 | 75 | 1088 | 124 |  | No
6875445 | Active | RHEEM,RUUD,WEATHERKING | RHEEM SALES COMPANY, INC. | RKPN-A036JK12E |  | Natural Gas, Propane Gas | Downflow, Horizontal | Weatherized | 120 | 98 | 81 | 115 | 903 | 98 |  | No
6893546 | Active | THERMAL ZONE | UNITED REFRIGERATION, INC. | TZCGE4036120JLDMA |  | Natural Gas, Propane Gas | Downflow, Horizontal | Weatherized | 120 | 98 | 81 | 115 | 903 | 98 |  | No
6875446 | Active | RHEEM,RUUD,WEATHERKING | RHEEM SALES COMPANY, INC. | RKPN-A048JK08E |  | Natural Gas, Propane Gas | Downflow, Horizontal | Weatherized | 80 | 64 | 81 | 0.1 | 899 | 101 |  | No
6893547 | Active | THERMAL ZONE | UNITED REFRIGERATION, INC. | TZCGE4048080JLDMA |  | Natural Gas, Propane Gas | Downflow, Horizontal | Weatherized | 80 | 64 | 81 | 0.1 | 899 | 101 |  | No
6875447 | Active | RHEEM,RUUD,WEATHERKING | RHEEM SALES COMPANY, INC. | RKPN-A048JK10E |  | Natural Gas, Propane Gas | Downflow, Horizontal | Weatherized | 100 | 81 | 81 | 95 | 1078 | 79 |  | No
6893549 | Active | THERMAL ZONE | UNITED REFRIGERATION, INC. | TZCGE4048100JLDMA |  | Natural Gas, Propane Gas | Downflow, Horizontal | Weatherized | 100 | 81 | 81 | 95 | 1078 | 79 |  | No
6875448 | Active | RHEEM,RUUD,WEATHERKING | RHEEM SALES COMPANY, INC. | RKPN-A048JK13E |  | Natural Gas, Propane Gas | Downflow, Horizontal | Weatherized | 135 | 110 | 81 | 116 | 2635 | 257 |  | No
6893550 | Active | THERMAL ZONE | UNITED REFRIGERATION, INC. | TZCGE4048130JLDMA |  | Natural Gas, Propane Gas | Downflow, Horizontal | Weatherized | 135 | 110 | 81 | 116 | 2635 | 257 |  | No
6875449 | Active | RHEEM,RUUD,WEATHERKING | RHEEM SALES COMPANY, INC. | RKPN-A060JK10E |  | Natural Gas, Propane Gas | Downflow, Horizontal | Weatherized | 100 | 81 | 81 | 96 | 615 | 93 |  | No
6893552 | Active | THERMAL ZONE | UNITED REFRIGERATION, INC. | TZCGE4060100JLDMA |  | Natural Gas, Propane Gas | Downflow, Horizontal | Weatherized | 100 | 81 | 81 | 96 | 615 | 93 |  | No
6875450 | Active | RHEEM,RUUD,WEATHERKING | RHEEM SALES COMPANY, INC. | RKPN-A060JK13E |  | Natural Gas, Propane Gas | Downflow, Horizontal | Weatherized | 135 | 110 | 81 | 115 | 1420 | 225 |  | No
6895307 | Active | THERMAL ZONE | UNITED REFRIGERATION, INC. | TZCGE4060130JLDMA |  | Natural Gas, Propane Gas | Downflow, Horizontal | Weatherized | 135 | 110 | 81 | 115 | 1420 | 225 |  | No
6875451 | Active | RHEEM,RUUD,WEATHERKING | RHEEM SALES COMPANY, INC. | RKQN-A036JK08E |  | Natural Gas, Propane Gas | Downflow, Horizontal | Weatherized | 80 | 64 | 81 | 77 | 487 | 81487 |  | No
6896540 | Active | THERMAL ZONE | UNITED REFRIGERATION, INC. | TZCGE5036080JLDMA |  | Natural Gas, Propane Gas | Downflow, Horizontal | Weatherized | 80 | 64 | 81 | 77 | 487 | 81487 |  | No
6875452 | Active | RHEEM,RUUD,WEATHERKING | RHEEM SALES COMPANY, INC. | RKQN-A036JK12E |  | Natural Gas, Propane Gas | Downflow, Horizontal | Weatherized | 120 | 97 | 81 | 116 | 640 | 91 |  | No
6896542 | Active | THERMAL ZONE | UNITED REFRIGERATION, INC. | TZCGE5036120JLDMA |  | Natural Gas, Propane Gas | Downflow, Horizontal | Weatherized | 120 | 97 | 81 | 116 | 640 | 91 |  | No
6875453 | Active | RHEEM,RUUD,WEATHERKING | RHEEM SALES COMPANY, INC. | RKQN-A048JK08E |  | Natural Gas, Propane Gas | Downflow, Horizontal | Weatherized | 80 | 64 | 81 | 77 | 673 | 92 |  | No
6896543 | Active | THERMAL ZONE | UNITED REFRIGERATION, INC. | TZCGE5048080JLDMA |  | Natural Gas, Propane Gas | Downflow, Horizontal | Weatherized | 80 | 64 | 81 | 77 | 673 | 92 |  | No
6875454 | Active | RHEEM,RUUD,WEATHERKING | RHEEM SALES COMPANY, INC. | RKQN-A048JK10E |  | Natural Gas, Propane Gas | Downflow, Horizontal | Weatherized | 100 | 81 | 81 | 0.1 | 644 | 98 |  | No
6896545 | Active | THERMAL ZONE | UNITED REFRIGERATION, INC. | TZCGE5048100JLDMA |  | Natural Gas, Propane Gas | Downflow, Horizontal | Weatherized | 100 | 81 | 81 | 0.1 | 644 | 98 |  | No
6875455 | Active | RHEEM,RUUD,WEATHERKING | RHEEM SALES COMPANY, INC. | RKQN-A048JK13E |  | Natural Gas, Propane Gas | Downflow, Horizontal | Weatherized | 135 | 109 | 81 | 115 | 698 | 264 |  | No
6896547 | Active | THERMAL ZONE | UNITED REFRIGERATION, INC. | TZCGE5048130JLDMA |  | Natural Gas, Propane Gas | Downflow, Horizontal | Weatherized | 135 | 109 | 81 | 115 | 698 | 264 |  | No
6875456 | Active | RHEEM,RUUD,WEATHERKING | RHEEM SALES COMPANY, INC. | RKQN-A060JK10E |  | Natural Gas, Propane Gas | Downflow, Horizontal | Weatherized | 100 | 81 | 81 | 94 | 931 | 83 |  | No
6896549 | Active | THERMAL ZONE | UNITED REFRIGERATION, INC. | TZCGE5060100JLDMA |  | Natural Gas, Propane Gas | Downflow, Horizontal | Weatherized | 100 | 81 | 81 | 94 | 931 | 83 |  | No
6875457 | Active | RHEEM,RUUD,WEATHERKING | RHEEM SALES COMPANY, INC. | RKQN-A060JK13E |  | Natural Gas, Propane Gas | Downflow, Horizontal | Weatherized | 135 | 109 | 81 | 114 | 1073 | 91 |  | No
6896551 | Active | THERMAL ZONE | UNITED REFRIGERATION, INC. | TZCGE5060130JLDMA |  | Natural Gas, Propane Gas | Downflow, Horizontal | Weatherized | 135 | 109 | 81 | 114 | 1073 | 91 |  | No
6884663 | Discontinued | RHEEM | RHEEM SALES COMPANY, INC. | RRNL-B030JK10E |  | Natural Gas, Propane Gas | Downflow, Horizontal | Weatherized | 100 | 77 | 80 | 97.8 | 564 | 75 | Yes | No
6884664 | Discontinued | RHEEM | RHEEM SALES COMPANY, INC. | RRNL-B030JK10X |  | Natural Gas, Propane Gas | Downflow, Horizontal | Weatherized | 100 | 77 | 80 | 97.8 | 564 | 75 | Yes | No
6885441 | Active | CARRIER | CARRIER CORPORATION | 58CTW110-22 |  | Natural Gas, Propane Gas | Upflow, Downflow, Horizontal | Non-Weatherized | 110 | 89 | 80 | 94.6 | 519 | 106 | Yes | Yes | AMACF
7559681 | Active | BRYANT | BRYANT HEATING & COOLING SYSTEMS | 577CNWB60090N* |  | Natural Gas, Propane Gas | Downflow, Horizontal | Weatherized | 90 | 74 | 81 | 77.3 | 577 | 85 |  | Yes
7176700 | Active | PAYNE | PAYNE HEATING & COOLING | PG8JVB066110 |  | Natural Gas, Propane Gas | Upflow, Downflow, Horizontal | Non-Weatherized | 110 | 89 | 80 | 94.6 | 519 | 106 |  | Yes | AMACF
6891599 | Discontinued | RHEEM,RUUD,WEATHERKING | RHEEM SALES COMPANY, INC. | RKNN-A048JK08E |  | Natural Gas, Propane Gas | Downflow, Horizontal | Weatherized | 80 | 62 | 81 | 76.5 | 758 | 85 |  | No
6892325 | Discontinued | THERMAL ZONE | UNITED REFRIGERATION, INC. | TZCGE3048080JLDMA |  | Natural Gas, Propane Gas | Downflow, Horizontal | Weatherized | 80 | 62 | 81 | 76.5 | 758 | 85 |  | No
6970894 | Discontinued | RHEEM | RHEEM SALES COMPANY, INC. | RQPW-B036JK06E |  | Natural Gas,Propane Gas | Downflow,Horizontal | Weatherized | 60 | 48 | 80 | 58 | 484 | 65 |  | No
6970910 | Discontinued | THERMAL ZONE | UNITED REFRIGERATION, INC. | TZDF-436JK060A |  | Natural Gas,Propane Gas | Downflow,Horizontal | Weatherized | 60 | 48 | 80 | 58 | 484 | 65 |  | No
6970895 | Discontinued | RHEEM | RHEEM SALES COMPANY, INC. | RQPW-B036JK06X |  | Natural Gas,Propane Gas | Downflow,Horizontal | Weatherized | 60 | 48 | 80 | 58 | 484 | 65 |  | No
6970911 | Discontinued | THERMAL ZONE | UNITED REFRIGERATION, INC. | TZDF-436JK060AX |  | Natural Gas,Propane Gas | Downflow,Horizontal | Weatherized | 60 | 48 | 80 | 58 | 484 | 65 |  | No
6970896 | Discontinued | RHEEM | RHEEM SALES COMPANY, INC. | RQPW-B042JK06E |  | Natural Gas,Propane Gas | Downflow,Horizontal | Weatherized | 60 | 48 | 80 | 58 | 484 | 65 |  | No
6970914 | Discontinued | THERMAL ZONE | UNITED REFRIGERATION, INC. | TZDF-442JK060A |  | Natural Gas,Propane Gas | Downflow,Horizontal | Weatherized | 60 | 48 | 80 | 58 | 484 | 65 |  | No
6970897 | Discontinued | RHEEM | RHEEM SALES COMPANY, INC. | RQPW-B042JK06X |  | Natural Gas,Propane Gas | Downflow,Horizontal | Weatherized | 60 | 48 | 80 | 58 | 484 | 65 |  | No
6970915 | Discontinued | RUUD | RHEEM SALES COMPANY, INC. | RQOW-B042JK06X |  | Natural Gas,Propane Gas | Downflow,Horizontal | Weatherized | 60 | 48 | 80 | 58 | 484 | 65 |  | No
6970916 | Discontinued | THERMAL ZONE | UNITED REFRIGERATION, INC. | TZDF-442JK060AX |  | Natural Gas,Propane Gas | Downflow,Horizontal | Weatherized | 60 | 48 | 80 | 58 | 484 | 65 |  | No
6970898 | Discontinued | RHEEM | RHEEM SALES COMPANY, INC. | RQPW-B042JK08E |  | Natural Gas,Propane Gas | Downflow,Horizontal | Weatherized | 80 | 64 | 80 | 78 | 498 | 70 |  | No
6970899 | Discontinued | RHEEM | RHEEM SALES COMPANY, INC. | RQPW-B042JK08X |  | Natural Gas,Propane Gas | Downflow,Horizontal | Weatherized | 80 | 64 | 80 | 78 | 498 | 70 |  | No
6970900 | Discontinued | RHEEM | RHEEM SALES COMPANY, INC. | RQPW-B048JK06E |  | Natural Gas,Propane Gas | Downflow,Horizontal | Weatherized | 60 | 48 | 80 | 58 | 484 | 65 |  | No
6970919 | Discontinued | THERMAL ZONE | UNITED REFRIGERATION, INC. | TZDF-448JK060A |  | Natural Gas,Propane Gas | Downflow,Horizontal | Weatherized | 60 | 48 | 80 | 58 | 484 | 65 |  | No
6970901 | Discontinued | RHEEM | RHEEM SALES COMPANY, INC. | RQPW-B048JK06X |  | Natural Gas,Propane Gas | Downflow,Horizontal | Weatherized | 60 | 48 | 80 | 58 | 484 | 65 |  | No
6970947 | Discontinued | THERMAL ZONE | UNITED REFRIGERATION, INC. | TZDF-448JK060AX |  | Natural Gas,Propane Gas | Downflow,Horizontal | Weatherized | 60 | 48 | 80 | 58 | 484 | 65 |  | No
6970902 | Discontinued | RHEEM | RHEEM SALES COMPANY, INC. | RQPW-B048JK08E |  | Natural Gas,Propane Gas | Downflow,Horizontal | Weatherized | 80 | 64 | 80 | 78 | 498 | 70 |  | No
6970903 | Discontinued | RHEEM | RHEEM SALES COMPANY, INC. | RQPW-B048JK08X |  | Natural Gas,Propane Gas | Downflow,Horizontal | Weatherized | 80 | 64 | 80 | 78 | 498 | 70 |  | No
6971025 | Discontinued | RHEEM | RHEEM SALES COMPANY, INC. | RQPW-B030JK04E |  | Natural Gas,Propane Gas | Downflow,Horizontal | Weatherized | 40 | 32 | 80 | 38 | 478 | 85 |  | No
6971026 | Discontinued | RHEEM | RHEEM SALES COMPANY, INC. | RQPW-B030JK04X |  | Natural Gas,Propane Gas | Downflow,Horizontal | Weatherized | 40 | 32 | 80 | 38 | 478 | 85 |  | No
6971027 | Discontinued | RHEEM | RHEEM SALES COMPANY, INC. | RQPW-B030JK06E |  | Natural Gas,Propane Gas | Downflow,Horizontal | Weatherized | 60 | 48 | 80 | 58 | 484 | 65 |  | No
6971030 | Discontinued | THERMAL ZONE | UNITED REFRIGERATION, INC. | TZDF-430JK060A |  | Natural Gas,Propane Gas | Downflow,Horizontal | Weatherized | 60 | 48 | 80 | 58 | 484 | 65 |  | No
6971028 | Discontinued | RHEEM | RHEEM SALES COMPANY, INC. | RQPW-B030JK06X |  | Natural Gas,Propane Gas | Downflow,Horizontal | Weatherized | 60 | 48 | 80 | 58 | 484 | 65 |  | No
6971031 | Discontinued | THERMAL ZONE | UNITED REFRIGERATION, INC. | TZDF-430JK060AX |  | Natural Gas,Propane Gas | Downflow,Horizontal | Weatherized | 60 | 48 | 80 | 58 | 484 | 65 |  | No
6992321 | Active | BROAN, FRIGIDAIRE, INTERTHERM, MILLER, NUTONE, PHILCO, TAPPAN, WESTINGHOUSE, ANSWER AIRE, BLUE DOT, BROTHERS SELECT, COLUMBUS WORTHINGTON AIR, FIRE & ICE, GOLDEN RULE, GROGGS HEATING & AC, JAMES RIVER, OLIVER, PEADEN | NORDYNE, LLC. | KG7SA 045*-23A* |  | Natural Gas,Propane Gas | Upflow,Horizontal | Non-Weatherized | 45 | 35 | 80 | 38.1 | 555 | 41 | Yes | No
6992322 | Active | BROAN, FRIGIDAIRE, INTERTHERM, MILLER, NUTONE, PHILCO, TAPPAN, WESTINGHOUSE, ANSWER AIRE, BLUE DOT, BROTHERS SELECT, COLUMBUS WORTHINGTON AIR, FIRE & ICE, GOLDEN RULE, GROGGS HEATING & AC, JAMES RIVER, OLIVER, PEADEN | NORDYNE, LLC. | KG7SA 054*-23A* |  | Natural Gas,Propane Gas | Upflow,Horizontal | Non-Weatherized | 54 | 43 | 80 | 57.5 | 700 | 42 | Yes | No
6992323 | Active | BROAN, FRIGIDAIRE, INTERTHERM, MILLER, NUTONE, PHILCO, TAPPAN, WESTINGHOUSE, ANSWER AIRE, BLUE DOT, BROTHERS SELECT, COLUMBUS WORTHINGTON AIR, FIRE & ICE, GOLDEN RULE, GROGGS HEATING & AC, JAMES RIVER, OLIVER, PEADEN | NORDYNE, LLC. | KG7SA 072*-24B* |  | Natural Gas,Propane Gas | Upflow,Horizontal | Non-Weatherized | 72 | 57 | 80 | 57 | 821 | 45 | Yes | No
6992324 | Active | BROAN, FRIGIDAIRE, INTERTHERM, MILLER, NUTONE, PHILCO, TAPPAN, WESTINGHOUSE, ANSWER AIRE, BLUE DOT, BROTHERS SELECT, COLUMBUS WORTHINGTON AIR, FIRE & ICE, GOLDEN RULE, GROGGS HEATING & AC, JAMES RIVER, OLIVER, PEADEN | NORDYNE, LLC. | KG7SA 072*-35C* |  | Natural Gas,Propane Gas | Upflow,Horizontal | Non-Weatherized | 72 | 57 | 80 | 57.3 | 740 | 45 | Yes | No
6992325 | Active | BROAN, FRIGIDAIRE, INTERTHERM, MILLER, NUTONE, PHILCO, TAPPAN, WESTINGHOUSE, ANSWER AIRE, BLUE DOT, BROTHERS SELECT, COLUMBUS WORTHINGTON AIR, FIRE & ICE, GOLDEN RULE, GROGGS HEATING & AC, JAMES RIVER, OLIVER, PEADEN | NORDYNE, LLC. | KG7SA 090*-24B* |  | Natural Gas,Propane Gas | Upflow,Horizontal | Non-Weatherized | 90 | 72 | 80 | 76.1 | 1029 | 47 | Yes | No
6992326 | Active | BROAN, FRIGIDAIRE, INTERTHERM, MILLER, NUTONE, PHILCO, TAPPAN, WESTINGHOUSE, ANSWER AIRE, BLUE DOT, BROTHERS SELECT, COLUMBUS WORTHINGTON AIR, FIRE & ICE, GOLDEN RULE, GROGGS HEATING & AC, JAMES RIVER, OLIVER, PEADEN | NORDYNE, LLC. | KG7SA 090*-35C* |  | Natural Gas,Propane Gas | Upflow,Horizontal | Non-Weatherized | 90 | 72 | 80 | 76.1 | 1039 | 47 | Yes | No
6992327 | Active | BROAN, FRIGIDAIRE, INTERTHERM, MILLER, NUTONE, PHILCO, TAPPAN, WESTINGHOUSE, ANSWER AIRE, BLUE DOT, BROTHERS SELECT, COLUMBUS WORTHINGTON AIR, FIRE & ICE, GOLDEN RULE, GROGGS HEATING & AC, JAMES RIVER, OLIVER, PEADEN | NORDYNE, LLC. | KG7SA 108*-35C* |  | Natural Gas,Propane Gas | Upflow,Horizontal | Non-Weatherized | 108 | 86 | 80 | 94 | 1540 | 49 | Yes | No
6992328 | Active | BROAN, FRIGIDAIRE, INTERTHERM, MILLER, NUTONE, PHILCO, TAPPAN, WESTINGHOUSE, ANSWER AIRE, BLUE DOT, BROTHERS SELECT, COLUMBUS WORTHINGTON AIR, FIRE & ICE, GOLDEN RULE, GROGGS HEATING & AC, JAMES RIVER, OLIVER, PEADEN | NORDYNE, LLC. | KG7SA 126*-45D* |  | Natural Gas,Propane Gas | Upflow,Horizontal | Non-Weatherized | 126 | 100 | 80 | 113.2 | 1739 | 46 | Yes | No
7012781 | Discontinued | MIDEA | GD MIDEA HEATING & VENTILATING EQUIPMENT CO., LTD. | MRB-30S060GWN1-M13 |  | Natural Gas,Propane Gas | Upflow,Downflow,Horizontal | Weatherized | 60 | 48 | 80 | 55.4 | 291 | 82 | Yes | No
7014390 | Discontinued | AMERISTAR | INGERSOLL RAND COMPANY | M4PG3030A1064AA |  | Natural Gas,Propane Gas | Upflow,Downflow,Horizontal | Weatherized | 60 | 48 | 80 | 55.4 | 291 | 82 |  | No
7037979 | Active | THERMO PRIDE | THERMO PRODUCTS, INC. | CMA3-50D36 | Yes | Natural Gas | Downflow | Non-Weatherized | 50 | 48 | 95 | 48.9 | 560 | 122 | Yes | No | AFUE
7038133 | Active | REVOLV | STYLE CREST, INC. | VMA3-50D36N | Yes | Natural Gas | Downflow | Non-Weatherized | 50 | 48 | 95 | 48.9 | 560 | 122 |  | No | AFUE
7037980 | Active | THERMO PRIDE | THERMO PRODUCTS, INC. | CMA3-75D36 | Yes | Natural Gas | Downflow | Non-Weatherized | 75 | 72 | 95 | 65.3 | 746 | 134 | Yes | No | AFUE
7038134 | Active | REVOLV | STYLE CREST, INC. | VMA3-75D36 | Yes | Natural Gas | Downflow | Non-Weatherized | 75 | 72 | 95 | 65.3 | 746 | 134 |  | No | AFUE
7037981 | Active | THERMO PRIDE | THERMO PRODUCTS, INC. | CMC1-50D36 | Yes | Natural Gas | Downflow | Non-Weatherized | 50 | 48 | 95 | 48.9 | 560 | 122 | Yes | No | AFUE
7038135 | Active | REVOLV | STYLE CREST, INC. | VMC1-50D36* | Yes | Natural Gas | Downflow | Non-Weatherized | 50 | 48 | 95 | 48.9 | 560 | 122 |  | No | AFUE
7037982 | Active | THERMO PRIDE | THERMO PRODUCTS, INC. | CMC1-75D36 | Yes | Natural Gas | Downflow | Non-Weatherized | 75 | 72 | 95 | 65.3 | 746 | 134 | Yes | No | AFUE
7038136 | Active | REVOLV | STYLE CREST, INC. | VMC1-75D36* | Yes | Natural Gas | Downflow | Non-Weatherized | 75 | 72 | 95 | 65.3 | 746 | 134 |  | No | AFUE
7064687 | Discontinued | RHEEM | RHEEM SALES COMPANY, INC. | RRRL-C049JK08E |  | Natural Gas, Propane Gas | Downflow, Horizontal | Weatherized | 80 | 62 | 80 | 77.5 | 608 | 70 |  | No
7064688 | Discontinued | RHEEM | RHEEM SALES COMPANY, INC. | RRRL-C049JK08X |  | Natural Gas, Propane Gas | Downflow, Horizontal | Weatherized | 80 | 62 | 80 | 77.5 | 608 | 70 |  | No
7064689 | Discontinued | RHEEM | RHEEM SALES COMPANY, INC. | RRRL-C049JK10E |  | Natural Gas, Propane Gas | Downflow, Horizontal | Weatherized | 100 | 77 | 80 | 97.8 | 564 | 75 |  | No | AMACF
7064690 | Discontinued | RHEEM | RHEEM SALES COMPANY, INC. | RRRL-C049JK10X |  | Natural Gas, Propane Gas | Downflow, Horizontal | Weatherized | 100 | 77 | 80 | 97.8 | 564 | 75 |  | No | AMACF
7064693 | Active | DETTSON | DETTSON INDUSTRIES, INC. | C120-2-V | Yes | Natural Gas,Propane Gas | Upflow,Downflow,Horizontal | Non-Weatherized | 120 | 117 | 95.7 | 109.8 | 628 | 1 | Yes | Yes | AFUE & AMACF
7064694 | Active | DETTSON | DETTSON INDUSTRIES, INC. | C120-2-D | Yes | Natural Gas,Propane Gas | Upflow,Downflow,Horizontal | Non-Weatherized | 120 | 117 | 96 | 107.3 | 1257 | 1 | Yes | No | AFUE
7064695 | Active | DETTSON | DETTSON INDUSTRIES, INC. | C120-1-D | Yes | Natural Gas,Propane Gas | Upflow,Downflow,Horizontal | Non-Weatherized | 120 | 117 | 96.2 | 112 | 1401 | 1 | Yes | No | AFUE
7064696 | Active | DETTSON | DETTSON INDUSTRIES, INC. | C75-2-V | Yes | Natural Gas,Propane Gas | Upflow,Downflow,Horizontal | Non-Weatherized | 75 | 73 | 95.3 | 64.3 | 219 | 1 | Yes | Yes | AFUE & AMACF
7064697 | Active | DETTSON | DETTSON INDUSTRIES, INC. | C75-2-D | Yes | Natural Gas,Propane Gas | Upflow,Downflow,Horizontal | Non-Weatherized | 75 | 73 | 95.7 | 61.9 | 816 | 1 | Yes | No | AFUE
7064733 | Active | DETTSON | DETTSON INDUSTRIES, INC. | C75-1-D | Yes | Natural Gas,Propane Gas | Upflow,Downflow,Horizontal | Non-Weatherized | 75 | 73 | 95.3 | 65.5 | 888 | 1 | Yes | No | AFUE
7085288 | Active | THERMO PRIDE | THERMO PRODUCTS, INC. | CMC1-75DV3 | Yes | Natural Gas | Downflow | Non-Weatherized | 75 | 71 | 95 | 66.2 | 412 | 128 | Yes | Yes | AFUE & AMACF
7085290 | Active | REVOLV | STYLE CREST, INC. | VMC1-75DV3 | Yes | Natural Gas | Downflow | Non-Weatherized | 75 | 71 | 95 | 66.2 | 412 | 128 |  | Yes | AFUE & AMACF
7085289 | Active | THERMO PRIDE | THERMO PRODUCTS, INC. | CMC1-50DV3 | Yes | Natural Gas | Downflow | Non-Weatherized | 50 | 47 | 95 | 49.7 | 323 | 123 |  | Yes | AFUE & AMACF
7085291 | Active | REVOLV | STYLE CREST, INC. | VMC1-50DV3 | Yes | Natural Gas | Downflow | Non-Weatherized | 50 | 47 | 95 | 49.7 | 323 | 123 |  | Yes | AFUE & AMACF
7085431 | Discontinued | THERMO PRIDE | THERMO PRODUCTS, INC. | OHCFA072DV4R |  | Oil | Upflow | Non-Weatherized | 75 | 71 | 95 | 65.9 | 438 | 112 | Yes | Yes | AFUE & AMACF
7086378 | Active | AFFINITY | YORK BY JOHNSON CONTROLS | D7NQ036D05606NX |  | Natural Gas,Propane Gas | Downflow,Horizontal | Weatherized | 70 | 58 | 81 | 54.8 | 388 | 60 | Yes | Yes | AMACF
7119281 | Active | ECHELON | COLEMAN BY JOHNSON CONTROLS | D7NQ036D05606NX |  | Natural Gas,Propane Gas | Downflow,Horizontal | Weatherized | 70 | 58 | 81 | 54.8 | 388 | 60 |  | Yes | AMACF
7119285 | Active | EVCON | EVCON BY JOHNSON CONTROLS | D7NQ036D05606NX |  | Natural Gas,Propane Gas | Downflow,Horizontal | Weatherized | 70 | 58 | 81 | 54.8 | 388 | 60 |  | Yes | AMACF
7119292 | Active | ACCLIMATE | LUXAIRE BY JOHNSON CONTROLS | D7NQ036D05606NX |  | Natural Gas,Propane Gas | Downflow,Horizontal | Weatherized | 70 | 58 | 81 | 54.8 | 388 | 60 |  | Yes | AMACF
7119293 | Active | FRASER-JOHNSTON | FRASER-JOHNSTON BY JOHNSON CONTROLS | D7NQ036D05606NX |  | Natural Gas,Propane Gas | Downflow,Horizontal | Weatherized | 70 | 58 | 81 | 54.8 | 388 | 60 |  | Yes | AMACF
7086379 | Active | AFFINITY | YORK BY JOHNSON CONTROLS | D7NQ036D07206NX |  | Natural Gas,Propane Gas | Downflow,Horizontal | Weatherized | 90 | 74 | 81 | 73.5 | 408 | 57 | Yes | Yes | AMACF
7119294 | Active | ECHELON | COLEMAN BY JOHNSON CONTROLS | D7NQ036D07206NX |  | Natural Gas,Propane Gas | Downflow,Horizontal | Weatherized | 90 | 74 | 81 | 73.5 | 408 | 57 |  | Yes | AMACF
7119295 | Active | EVCON | EVCON BY JOHNSON CONTROLS | D7NQ036D07206NX |  | Natural Gas,Propane Gas | Downflow,Horizontal | Weatherized | 90 | 74 | 81 | 73.5 | 408 | 57 |  | Yes | AMACF
7119296 | Active | ACCLIMATE | LUXAIRE BY JOHNSON CONTROLS | D7NQ036D07206NX |  | Natural Gas,Propane Gas | Downflow,Horizontal | Weatherized | 90 | 74 | 81 | 73.5 | 408 | 57 |  | Yes | AMACF
7119297 | Active | FRASER-JOHNSTON | FRASER-JOHNSTON BY JOHNSON CONTROLS | D7NQ036D07206NX |  | Natural Gas,Propane Gas | Downflow,Horizontal | Weatherized | 90 | 74 | 81 | 73.5 | 408 | 57 |  | Yes | AMACF
7086380 | Active | AFFINITY | YORK BY JOHNSON CONTROLS | D7NQ048D09006NX |  | Natural Gas,Propane Gas | Downflow,Horizontal | Weatherized | 108 | 89 | 81 | 94.5 | 405 | 62 | Yes | Yes | AMACF
7119302 | Active | ECHELON | COLEMAN BY JOHNSON CONTROLS | D7NQ048D09006NX |  | Natural Gas,Propane Gas | Downflow,Horizontal | Weatherized | 108 | 89 | 81 | 94.5 | 405 | 62 |  | Yes | AMACF
7119303 | Active | EVCON | EVCON BY JOHNSON CONTROLS | D7NQ048D09006NX |  | Natural Gas,Propane Gas | Downflow,Horizontal | Weatherized | 108 | 89 | 81 | 94.5 | 405 | 62 |  | Yes | AMACF
7119304 | Active | ACCLIMATE | LUXAIRE BY JOHNSON CONTROLS | D7NQ048D09006NX |  | Natural Gas,Propane Gas | Downflow,Horizontal | Weatherized | 108 | 89 | 81 | 94.5 | 405 | 62 |  | Yes | AMACF
7119305 | Active | FRASER-JOHNSTON | FRASER-JOHNSTON BY JOHNSON CONTROLS | D7NQ048D09006NX |  | Natural Gas,Propane Gas | Downflow,Horizontal | Weatherized | 108 | 89 | 81 | 94.5 | 405 | 62 |  | Yes | AMACF
7086381 | Active | AFFINITY | YORK BY JOHNSON CONTROLS | D7NQ048D11006NX |  | Natural Gas,Propane Gas | Downflow,Horizontal | Weatherized | 135 | 110 | 81 | 112.9 | 481 | 67 | Yes | Yes | AMACF
7119306 | Active | ECHELON | COLEMAN BY JOHNSON CONTROLS | D7NQ048D11006NX |  | Natural Gas,Propane Gas | Downflow,Horizontal | Weatherized | 135 | 110 | 81 | 112.9 | 481 | 67 |  | Yes | AMACF
7119307 | Active | EVCON | EVCON BY JOHNSON CONTROLS | D7NQ048D11006NX |  | Natural Gas,Propane Gas | Downflow,Horizontal | Weatherized | 135 | 110 | 81 | 112.9 | 481 | 67 |  | Yes | AMACF
7119308 | Active | ACCLIMATE | LUXAIRE BY JOHNSON CONTROLS | D7NQ048D11006NX |  | Natural Gas,Propane Gas | Downflow,Horizontal | Weatherized | 135 | 110 | 81 | 112.9 | 481 | 67 |  | Yes | AMACF
7119309 | Active | FRASER-JOHNSTON | FRASER-JOHNSTON BY JOHNSON CONTROLS | D7NQ048D11006NX |  | Natural Gas,Propane Gas | Downflow,Horizontal | Weatherized | 135 | 110 | 81 | 112.9 | 481 | 67 |  | Yes | AMACF
7086382 | Discontinued | AFFINITY | YORK BY JOHNSON CONTROLS | D7NQ036N07206NX |  | Natural Gas,Propane Gas | Downflow,Horizontal | Weatherized | 90 | 73 | 81 | 76.9 | 582 | 72 | Yes | Yes
7119298 | Discontinued | ECHELON | COLEMAN BY JOHNSON CONTROLS | D7NQ036N07206NX |  | Natural Gas,Propane Gas | Downflow,Horizontal | Weatherized | 90 | 73 | 81 | 76.9 | 582 | 72 |  | Yes
7119299 | Discontinued | EVCON | EVCON BY JOHNSON CONTROLS | D7NQ036N07206NX |  | Natural Gas,Propane Gas | Downflow,Horizontal | Weatherized | 90 | 73 | 81 | 76.9 | 582 | 72 |  | Yes
7119300 | Discontinued | ACCLIMATE | LUXAIRE BY JOHNSON CONTROLS | D7NQ036N07206NX |  | Natural Gas,Propane Gas | Downflow,Horizontal | Weatherized | 90 | 73 | 81 | 76.9 | 582 | 72 |  | Yes
7119301 | Discontinued | FRASER-JOHNSTON | FRASER-JOHNSTON BY JOHNSON CONTROLS | D7NQ036N07206NX |  | Natural Gas,Propane Gas | Downflow,Horizontal | Weatherized | 90 | 73 | 81 | 76.9 | 582 | 72 |  | Yes
7086383 | Discontinued | AFFINITY | YORK BY JOHNSON CONTROLS | D7NQ048N06506NX |  | Natural Gas,Propane Gas | Downflow,Horizontal | Weatherized | 80 | 66 | 81 | 77.3 | 494 | 91 | Yes | Yes
7119310 | Discontinued | ECHELON | COLEMAN BY JOHNSON CONTROLS | D7NQ048N06506NX |  | Natural Gas,Propane Gas | Downflow,Horizontal | Weatherized | 80 | 66 | 81 | 77.3 | 494 | 91 |  | Yes
7119311 | Discontinued | EVCON | EVCON BY JOHNSON CONTROLS | D7NQ048N06506NX |  | Natural Gas,Propane Gas | Downflow,Horizontal | Weatherized | 80 | 66 | 81 | 77.3 | 494 | 91 |  | Yes
7119312 | Discontinued | ACCLIMATE | LUXAIRE BY JOHNSON CONTROLS | D7NQ048N06506NX |  | Natural Gas,Propane Gas | Downflow,Horizontal | Weatherized | 80 | 66 | 81 | 77.3 | 494 | 91 |  | Yes
7119313 | Discontinued | FRASER-JOHNSTON | FRASER-JOHNSTON BY JOHNSON CONTROLS | D7NQ048N06506NX |  | Natural Gas,Propane Gas | Downflow,Horizontal | Weatherized | 80 | 66 | 81 | 77.3 | 494 | 91 |  | Yes
7086384 | Discontinued | AFFINITY | YORK BY JOHNSON CONTROLS | D7NQ048N11006NX |  | Natural Gas,Propane Gas | Downflow,Horizontal | Weatherized | 135 | 109 | 81 | 116.7 | 533 | 100 | Yes | Yes | AMACF
7119318 | Discontinued | ECHELON | COLEMAN BY JOHNSON CONTROLS | D7NQ048N11006NX |  | Natural Gas,Propane Gas | Downflow,Horizontal | Weatherized | 135 | 109 | 81 | 116.7 | 533 | 100 |  | Yes | AMACF
7119319 | Discontinued | EVCON | EVCON BY JOHNSON CONTROLS | D7NQ048N11006NX |  | Natural Gas,Propane Gas | Downflow,Horizontal | Weatherized | 135 | 109 | 81 | 116.7 | 533 | 100 |  | Yes | AMACF
7119320 | Discontinued | ACCLIMATE | LUXAIRE BY JOHNSON CONTROLS | D7NQ048N11006NX |  | Natural Gas,Propane Gas | Downflow,Horizontal | Weatherized | 135 | 109 | 81 | 116.7 | 533 | 100 |  | Yes | AMACF
7119321 | Discontinued | FRASER-JOHNSTON | FRASER-JOHNSTON BY JOHNSON CONTROLS | D7NQ048N11006NX |  | Natural Gas,Propane Gas | Downflow,Horizontal | Weatherized | 135 | 109 | 81 | 116.7 | 533 | 100 |  | Yes | AMACF
7086385 | Discontinued | AFFINITY | YORK BY JOHNSON CONTROLS | D7NQ048N09006NX |  | Natural Gas,Propane Gas | Downflow,Horizontal | Weatherized | 108 | 88 | 81 | 96.9 | 538 | 97 | Yes | Yes | AMACF
7119314 | Discontinued | ECHELON | COLEMAN BY JOHNSON CONTROLS | D7NQ048N09006NX |  | Natural Gas,Propane Gas | Downflow,Horizontal | Weatherized | 108 | 88 | 81 | 96.9 | 538 | 97 |  | Yes | AMACF
7119315 | Discontinued | EVCON | EVCON BY JOHNSON CONTROLS | D7NQ048N09006NX |  | Natural Gas,Propane Gas | Downflow,Horizontal | Weatherized | 108 | 88 | 81 | 96.9 | 538 | 97 |  | Yes | AMACF
7119316 | Discontinued | ACCLIMATE | LUXAIRE BY JOHNSON CONTROLS | D7NQ048N09006NX |  | Natural Gas,Propane Gas | Downflow,Horizontal | Weatherized | 108 | 88 | 81 | 96.9 | 538 | 97 |  | Yes | AMACF
7119317 | Discontinued | FRASER-JOHNSTON | FRASER-JOHNSTON BY JOHNSON CONTROLS | D7NQ048N09006NX |  | Natural Gas,Propane Gas | Downflow,Horizontal | Weatherized | 108 | 88 | 81 | 96.9 | 538 | 97 |  | Yes | AMACF
7086386 | Active | RHEEM | RHEEM SALES COMPANY, INC. | R96VA0852521MSB |  | Natural Gas,Propane Gas | Upflow | Non-Weatherized | 84 | 82 | 96 | 79.7 | 513 | 90 | Yes | Yes | AFUE
7086387 | Active | DUROGUARD | RHEEM SALES COMPANY, INC. | D96VA0852521MSB |  | Natural Gas,Propane Gas | Upflow | Non-Weatherized | 84 | 82 | 96 | 79.7 | 513 | 90 |  | Yes | AFUE
7086388 | Active | RUUD | RHEEM SALES COMPANY, INC. | U96VA0852521MSB |  | Natural Gas,Propane Gas | Upflow | Non-Weatherized | 84 | 82 | 96 | 79.7 | 513 | 90 |  | Yes | AFUE
7086389 | Active | SURE | RHEEM SALES COMPANY, INC. | S96VA0852521MSB |  | Natural Gas,Propane Gas | Upflow | Non-Weatherized | 84 | 82 | 96 | 79.7 | 513 | 90 |  | Yes | AFUE
7086391 | Active | WEATHERKING | RHEEM SALES COMPANY, INC. | W96VA0852521MSB |  | Natural Gas,Propane Gas | Upflow | Non-Weatherized | 84 | 82 | 96 | 79.7 | 513 | 90 |  | Yes | AFUE
7502138 | Active | THERMAL ZONE | UNITED REFRIGERATION, INC. | TZ96MDV085C50B |  | Natural Gas,Propane Gas | Upflow | Non-Weatherized | 84 | 82 | 96 | 79.7 | 513 | 90 |  | Yes | AFUE
7086632 | Active | DETTSON | DETTSON INDUSTRIES, INC. | C105-2-V | Yes | Natural Gas,Propane Gas | Upflow,Downflow,Horizontal | Non-Weatherized | 105 | 102 | 95 | 95.5 | 399 | 60 | Yes | Yes | AFUE & AMACF
7086633 | Active | DETTSON | DETTSON INDUSTRIES, INC. | C030-M-V | Yes | Natural Gas,Propane Gas | Upflow,Downflow,Horizontal | Non-Weatherized | 30 | 29 | 95.3 | 33 | 243 | 35 | Yes | Yes | AFUE & AMACF
7087755 | Active | DETTSON | DETTSON INDUSTRIES, INC. | C015-M-V | Yes | Natural Gas,Propane Gas | Upflow,Downflow,Horizontal | Non-Weatherized | 15 | 14 | 95.3 | 16.2 | 245 | 37 | Yes | Yes | AFUE
7087844 | Active | DETTSON | DETTSON INDUSTRIES, INC. | C105-1-D | Yes | Natural Gas,Propane Gas | Upflow,Downflow,Horizontal | Non-Weatherized | 105 | 102 | 95.3 | 98 | 1084 | 246 | Yes | No | AFUE
7088474 | Active | DETTSON | DETTSON INDUSTRIES, INC. | C105-2-D | Yes | Natural Gas,Propane Gas | Upflow,Downflow,Horizontal | Non-Weatherized | 105 | 102 | 94.8 | 94.5 | 959 | 60 | Yes | No
7088802 | Discontinued | RHEEM | RHEEM SALES COMPANY, INC. | RQPW-B025JK04E |  | Natural Gas,Propane Gas | Downflow,Horizontal | Weatherized | 40 | 32 | 80 | 38.5 | 372 | 87 |  | No
7088803 | Discontinued | RHEEM | RHEEM SALES COMPANY, INC. | RQPW-B025JK04X |  | Natural Gas,Propane Gas | Downflow,Horizontal | Weatherized | 40 | 32 | 80 | 38.5 | 372 | 87 |  | No
7117949 | Active | YORK | YORK BY JOHNSON CONTROLS | TM9E060B12MP11 |  | Natural Gas,Propane Gas | Upflow,Downflow,Horizontal | Non-Weatherized | 60 | 57 | 95 | 49.6 | 326 | 118 | Yes | Yes | AFUE & AMACF
7119457 | Active | COLEMAN | COLEMAN BY JOHNSON CONTROLS | TM9E060B12MP11 |  | Natural Gas,Propane Gas | Upflow,Downflow,Horizontal | Non-Weatherized | 60 | 57 | 95 | 49.6 | 326 | 118 |  | Yes | AFUE & AMACF
7119458 | Active | LUXAIRE | LUXAIRE BY JOHNSON CONTROLS | TM9E060B12MP11 |  | Natural Gas,Propane Gas | Upflow,Downflow,Horizontal | Non-Weatherized | 60 | 57 | 95 | 49.6 | 326 | 118 |  | Yes | AFUE & AMACF
7119459 | Active | EVCON | EVCON BY JOHNSON CONTROLS | TM9E060B12MP11 |  | Natural Gas,Propane Gas | Upflow,Downflow,Horizontal | Non-Weatherized | 60 | 57 | 95 | 49.6 | 326 | 118 |  | Yes | AFUE & AMACF
7119460 | Active | FRASER-JOHNSTON | FRASER-JOHNSTON BY JOHNSON CONTROLS | TM9E060B12MP11 |  | Natural Gas,Propane Gas | Upflow,Downflow,Horizontal | Non-Weatherized | 60 | 57 | 95 | 49.6 | 326 | 118 |  | Yes | AFUE & AMACF
7119471 | Active | GUARDIAN | GUARDIAN BY JOHNSON CONTROLS | RGF19060BE12MP12 |  | Natural Gas,Propane Gas | Upflow,Downflow,Horizontal | Non-Weatherized | 60 | 57 | 95 | 49.6 | 326 | 118 |  | Yes | AFUE & AMACF
7119472 | Active | EVCON | EVCON BY JOHNSON CONTROLS | RGF19060BE12MP12 |  | Natural Gas,Propane Gas | Upflow,Downflow,Horizontal | Non-Weatherized | 60 | 57 | 95 | 49.6 | 326 | 118 |  | Yes | AFUE & AMACF
7118701 | Active | YORK | YORK BY JOHNSON CONTROLS | TM9E080C16MP11 |  | Natural Gas,Propane Gas | Upflow,Downflow,Horizontal | Non-Weatherized | 80 | 77 | 95 | 82.8 | 470 | 172 | Yes | Yes | AFUE & AMACF
7119461 | Active | COLEMAN | COLEMAN BY JOHNSON CONTROLS | TM9E080C16MP11 |  | Natural Gas,Propane Gas | Upflow,Downflow,Horizontal | Non-Weatherized | 80 | 77 | 95 | 82.8 | 470 | 172 |  | Yes | AFUE & AMACF
7119462 | Active | EVCON | EVCON BY JOHNSON CONTROLS | TM9E080C16MP11 |  | Natural Gas,Propane Gas | Upflow,Downflow,Horizontal | Non-Weatherized | 80 | 77 | 95 | 82.8 | 470 | 172 |  | Yes | AFUE & AMACF
7119463 | Active | LUXAIRE | LUXAIRE BY JOHNSON CONTROLS | TM9E080C16MP11 |  | Natural Gas,Propane Gas | Upflow,Downflow,Horizontal | Non-Weatherized | 80 | 77 | 95 | 82.8 | 470 | 172 |  | Yes | AFUE & AMACF
7119464 | Active | FRASER-JOHNSTON | FRASER-JOHNSTON BY JOHNSON CONTROLS | TM9E080C16MP11 |  | Natural Gas,Propane Gas | Upflow,Downflow,Horizontal | Non-Weatherized | 80 | 77 | 95 | 82.8 | 470 | 172 |  | Yes | AFUE & AMACF
7119473 | Active | GUARDIAN | GUARDIAN BY JOHNSON CONTROLS | RGF19080CE16MP12 |  | Natural Gas,Propane Gas | Upflow,Downflow,Horizontal | Non-Weatherized | 80 | 77 | 95 | 82.8 | 470 | 172 |  | Yes | AFUE & AMACF
7119474 | Active | EVCON | EVCON BY JOHNSON CONTROLS | RGF19080CE16MP12 |  | Natural Gas,Propane Gas | Upflow,Downflow,Horizontal | Non-Weatherized | 80 | 77 | 95 | 82.8 | 470 | 172 |  | Yes | AFUE & AMACF
7118702 | Active | YORK | YORK BY JOHNSON CONTROLS | TM9E120D20MP11 |  | Natural Gas,Propane Gas | Upflow,Downflow,Horizontal | Non-Weatherized | 120 | 114 | 95 | 115.9 | 666 | 167 | Yes | Yes | AFUE & AMACF
7119467 | Active | COLEMAN | COLEMAN BY JOHNSON CONTROLS | TM9E120D20MP11 |  | Natural Gas,Propane Gas | Upflow,Downflow,Horizontal | Non-Weatherized | 120 | 114 | 95 | 115.9 | 666 | 167 |  | Yes | AFUE & AMACF
7119468 | Active | EVCON | EVCON BY JOHNSON CONTROLS | TM9E120D20MP11 |  | Natural Gas,Propane Gas | Upflow,Downflow,Horizontal | Non-Weatherized | 120 | 114 | 95 | 115.9 | 666 | 167 |  | Yes | AFUE & AMACF
7119469 | Active | LUXAIRE | LUXAIRE BY JOHNSON CONTROLS | TM9E120D20MP11 |  | Natural Gas,Propane Gas | Upflow,Downflow,Horizontal | Non-Weatherized | 120 | 114 | 95 | 115.9 | 666 | 167 |  | Yes | AFUE & AMACF
7119470 | Active | FRASER-JOHNSTON | FRASER-JOHNSTON BY JOHNSON CONTROLS | TM9E120D20MP11 |  | Natural Gas,Propane Gas | Upflow,Downflow,Horizontal | Non-Weatherized | 120 | 114 | 95 | 115.9 | 666 | 167 |  | Yes | AFUE & AMACF
7119475 | Active | EVCON | EVCON BY JOHNSON CONTROLS | RGF19120DE20MP12 |  | Natural Gas,Propane Gas | Upflow,Downflow,Horizontal | Non-Weatherized | 120 | 114 | 95 | 115.9 | 666 | 167 |  | Yes | AFUE & AMACF
7119476 | Active | GUARDIAN | GUARDIAN BY JOHNSON CONTROLS | RGF19120DE20MP12 |  | Natural Gas,Propane Gas | Upflow,Downflow,Horizontal | Non-Weatherized | 120 | 114 | 95 | 115.9 | 666 | 167 |  | Yes | AFUE & AMACF
7119324 | Active | AFFINITY | YORK BY JOHNSON CONTROLS | D7HQ036D05606NX |  | Natural Gas,Propane Gas | Downflow,Horizontal | Weatherized | 70 | 58 | 81 | 54.8 | 388 | 60 |  | Yes | AMACF
7119348 | Active | ECHELON | COLEMAN BY JOHNSON CONTROLS | D7HQ036D05606NX |  | Natural Gas,Propane Gas | Downflow,Horizontal | Weatherized | 70 | 58 | 81 | 54.8 | 388 | 60 |  | Yes | AMACF
7119349 | Active | EVCON | EVCON BY JOHNSON CONTROLS | D7HQ036D05606NX |  | Natural Gas,Propane Gas | Downflow,Horizontal | Weatherized | 70 | 58 | 81 | 54.8 | 388 | 60 |  | Yes | AMACF
7119350 | Active | ACCLIMATE | LUXAIRE BY JOHNSON CONTROLS | D7HQ036D05606NX |  | Natural Gas,Propane Gas | Downflow,Horizontal | Weatherized | 70 | 58 | 81 | 54.8 | 388 | 60 |  | Yes | AMACF
7119351 | Active | FRASER-JOHNSTON | FRASER-JOHNSTON BY JOHNSON CONTROLS | D7HQ036D05606NX |  | Natural Gas,Propane Gas | Downflow,Horizontal | Weatherized | 70 | 58 | 81 | 54.8 | 388 | 60 |  | Yes | AMACF
7119325 | Active | AFFINITY | YORK BY JOHNSON CONTROLS | D7HQ036D07206NX |  | Natural Gas,Propane Gas | Downflow,Horizontal | Weatherized | 90 | 74 | 81 | 73.5 | 408 | 57 |  | Yes | AMACF
7119352 | Active | ECHELON | COLEMAN BY JOHNSON CONTROLS | D7HQ036D07206NX |  | Natural Gas,Propane Gas | Downflow,Horizontal | Weatherized | 90 | 74 | 81 | 73.5 | 408 | 57 |  | Yes | AMACF
7119353 | Active | EVCON | EVCON BY JOHNSON CONTROLS | D7HQ036D07206NX |  | Natural Gas,Propane Gas | Downflow,Horizontal | Weatherized | 90 | 74 | 81 | 73.5 | 408 | 57 |  | Yes | AMACF
7119354 | Active | ACCLIMATE | LUXAIRE BY JOHNSON CONTROLS | D7HQ036D07206NX |  | Natural Gas,Propane Gas | Downflow,Horizontal | Weatherized | 90 | 74 | 81 | 73.5 | 408 | 57 |  | Yes | AMACF
7119355 | Active | FRASER-JOHNSTON | FRASER-JOHNSTON BY JOHNSON CONTROLS | D7HQ036D07206NX |  | Natural Gas,Propane Gas | Downflow,Horizontal | Weatherized | 90 | 74 | 81 | 73.5 | 408 | 57 |  | Yes | AMACF
7119326 | Active | AFFINITY | YORK BY JOHNSON CONTROLS | D7NQ042D09006NX |  | Natural Gas,Propane Gas | Downflow,Horizontal | Weatherized | 108 | 89 | 81 | 94.5 | 405 | 62 |  | Yes | AMACF
7119376 | Active | ECHELON | COLEMAN BY JOHNSON CONTROLS | D7NQ042D09006NX |  | Natural Gas,Propane Gas | Downflow,Horizontal | Weatherized | 108 | 89 | 81 | 94.5 | 405 | 62 |  | Yes | AMACF
7119377 | Active | EVCON | EVCON BY JOHNSON CONTROLS | D7NQ042D09006NX |  | Natural Gas,Propane Gas | Downflow,Horizontal | Weatherized | 108 | 89 | 81 | 94.5 | 405 | 62 |  | Yes | AMACF
7119378 | Active | ACCLIMATE | LUXAIRE BY JOHNSON CONTROLS | D7NQ042D09006NX |  | Natural Gas,Propane Gas | Downflow,Horizontal | Weatherized | 108 | 89 | 81 | 94.5 | 405 | 62 |  | Yes | AMACF
7119379 | Active | FRASER-JOHNSTON | FRASER-JOHNSTON BY JOHNSON CONTROLS | D7NQ042D09006NX |  | Natural Gas,Propane Gas | Downflow,Horizontal | Weatherized | 108 | 89 | 81 | 94.5 | 405 | 62 |  | Yes | AMACF
7119327 | Active | AFFINITY | YORK BY JOHNSON CONTROLS | D7NX036D09006NX |  | Natural Gas,Propane Gas | Downflow,Horizontal | Weatherized | 108 | 89 | 81 | 94.5 | 405 | 62 |  | Yes | AMACF
7119408 | Active | ECHELON | COLEMAN BY JOHNSON CONTROLS | D7NX036D09006NX |  | Natural Gas,Propane Gas | Downflow,Horizontal | Weatherized | 108 | 89 | 81 | 94.5 | 405 | 62 |  | Yes | AMACF
7119409 | Active | EVCON | EVCON BY JOHNSON CONTROLS | D7NX036D09006NX |  | Natural Gas,Propane Gas | Downflow,Horizontal | Weatherized | 108 | 89 | 81 | 94.5 | 405 | 62 |  | Yes | AMACF
7119410 | Active | ACCLIMATE | LUXAIRE BY JOHNSON CONTROLS | D7NX036D09006NX |  | Natural Gas,Propane Gas | Downflow,Horizontal | Weatherized | 108 | 89 | 81 | 94.5 | 405 | 62 |  | Yes | AMACF
7119411 | Active | FRASER-JOHNSTON | FRASER-JOHNSTON BY JOHNSON CONTROLS | D7NX036D09006NX |  | Natural Gas,Propane Gas | Downflow,Horizontal | Weatherized | 108 | 89 | 81 | 94.5 | 405 | 62 |  | Yes | AMACF
7119328 | Active | AFFINITY | YORK BY JOHNSON CONTROLS | D7NX048D09006NX |  | Natural Gas,Propane Gas | Downflow,Horizontal | Weatherized | 108 | 89 | 81 | 94.5 | 405 | 62 |  | Yes | AMACF
7119420 | Active | ECHELON | COLEMAN BY JOHNSON CONTROLS | D7NX048D09006NX |  | Natural Gas,Propane Gas | Downflow,Horizontal | Weatherized | 108 | 89 | 81 | 94.5 | 405 | 62 |  | Yes | AMACF
7119421 | Active | EVCON | EVCON BY JOHNSON CONTROLS | D7NX048D09006NX |  | Natural Gas,Propane Gas | Downflow,Horizontal | Weatherized | 108 | 89 | 81 | 94.5 | 405 | 62 |  | Yes | AMACF
7119422 | Active | ACCLIMATE | LUXAIRE BY JOHNSON CONTROLS | D7NX048D09006NX |  | Natural Gas,Propane Gas | Downflow,Horizontal | Weatherized | 108 | 89 | 81 | 94.5 | 405 | 62 |  | Yes | AMACF
7119423 | Active | FRASER-JOHNSTON | FRASER-JOHNSTON BY JOHNSON CONTROLS | D7NX048D09006NX |  | Natural Gas,Propane Gas | Downflow,Horizontal | Weatherized | 108 | 89 | 81 | 94.5 | 405 | 62 |  | Yes | AMACF
7119329 | Active | AFFINITY | YORK BY JOHNSON CONTROLS | D7NQ060D09006NX |  | Natural Gas,Propane Gas | Downflow,Horizontal | Weatherized | 108 | 89 | 81 | 94.5 | 405 | 62 |  | Yes | AMACF
7119388 | Active | ECHELON | COLEMAN BY JOHNSON CONTROLS | D7NQ060D09006NX |  | Natural Gas,Propane Gas | Downflow,Horizontal | Weatherized | 108 | 89 | 81 | 94.5 | 405 | 62 |  | Yes | AMACF
7119389 | Active | EVCON | EVCON BY JOHNSON CONTROLS | D7NQ060D09006NX |  | Natural Gas,Propane Gas | Downflow,Horizontal | Weatherized | 108 | 89 | 81 | 94.5 | 405 | 62 |  | Yes | AMACF
7119390 | Active | ACCLIMATE | LUXAIRE BY JOHNSON CONTROLS | D7NQ060D09006NX |  | Natural Gas,Propane Gas | Downflow,Horizontal | Weatherized | 108 | 89 | 81 | 94.5 | 405 | 62 |  | Yes | AMACF
7119391 | Active | FRASER-JOHNSTON | FRASER-JOHNSTON BY JOHNSON CONTROLS | D7NQ060D09006NX |  | Natural Gas,Propane Gas | Downflow,Horizontal | Weatherized | 108 | 89 | 81 | 94.5 | 405 | 62 |  | Yes | AMACF
7119330 | Active | AFFINITY | YORK BY JOHNSON CONTROLS | D7NY060D09006NX |  | Natural Gas,Propane Gas | Downflow,Horizontal | Weatherized | 108 | 89 | 81 | 94.5 | 405 | 62 |  | Yes | AMACF
7119436 | Active | ECHELON | COLEMAN BY JOHNSON CONTROLS | D7NY060D09006NX |  | Natural Gas,Propane Gas | Downflow,Horizontal | Weatherized | 108 | 89 | 81 | 94.5 | 405 | 62 |  | Yes | AMACF
7119437 | Active | EVCON | EVCON BY JOHNSON CONTROLS | D7NY060D09006NX |  | Natural Gas,Propane Gas | Downflow,Horizontal | Weatherized | 108 | 89 | 81 | 94.5 | 405 | 62 |  | Yes | AMACF
7119438 | Active | ACCLIMATE | LUXAIRE BY JOHNSON CONTROLS | D7NY060D09006NX |  | Natural Gas,Propane Gas | Downflow,Horizontal | Weatherized | 108 | 89 | 81 | 94.5 | 405 | 62 |  | Yes | AMACF
7119439 | Active | FRASER-JOHNSTON | FRASER-JOHNSTON BY JOHNSON CONTROLS | D7NY060D09006NX |  | Natural Gas,Propane Gas | Downflow,Horizontal | Weatherized | 108 | 89 | 81 | 94.5 | 405 | 62 |  | Yes | AMACF
7119331 | Active | AFFINITY | YORK BY JOHNSON CONTROLS | D7HQ042D09006NX |  | Natural Gas,Propane Gas | Downflow,Horizontal | Weatherized | 108 | 89 | 81 | 94.5 | 405 | 62 |  | Yes | AMACF
7119356 | Active | ECHELON | COLEMAN BY JOHNSON CONTROLS | D7HQ042D09006NX |  | Natural Gas,Propane Gas | Downflow,Horizontal | Weatherized | 108 | 89 | 81 | 94.5 | 405 | 62 |  | Yes | AMACF
7119357 | Active | EVCON | EVCON BY JOHNSON CONTROLS | D7HQ042D09006NX |  | Natural Gas,Propane Gas | Downflow,Horizontal | Weatherized | 108 | 89 | 81 | 94.5 | 405 | 62 |  | Yes | AMACF
7119358 | Active | ACCLIMATE | LUXAIRE BY JOHNSON CONTROLS | D7HQ042D09006NX |  | Natural Gas,Propane Gas | Downflow,Horizontal | Weatherized | 108 | 89 | 81 | 94.5 | 405 | 62 |  | Yes | AMACF
7119359 | Active | FRASER-JOHNSTON | FRASER-JOHNSTON BY JOHNSON CONTROLS | D7HQ042D09006NX |  | Natural Gas,Propane Gas | Downflow,Horizontal | Weatherized | 108 | 89 | 81 | 94.5 | 405 | 62 |  | Yes | AMACF
7119332 | Active | AFFINITY | YORK BY JOHNSON CONTROLS | D7HQ048D09006NX |  | Natural Gas,Propane Gas | Downflow,Horizontal | Weatherized | 108 | 89 | 81 | 94.5 | 405 | 62 |  | Yes | AMACF
7119360 | Active | ECHELON | COLEMAN BY JOHNSON CONTROLS | D7HQ048D09006NX |  | Natural Gas,Propane Gas | Downflow,Horizontal | Weatherized | 108 | 89 | 81 | 94.5 | 405 | 62 |  | Yes | AMACF
7119361 | Active | EVCON | EVCON BY JOHNSON CONTROLS | D7HQ048D09006NX |  | Natural Gas,Propane Gas | Downflow,Horizontal | Weatherized | 108 | 89 | 81 | 94.5 | 405 | 62 |  | Yes | AMACF
7119362 | Active | ACCLIMATE | LUXAIRE BY JOHNSON CONTROLS | D7HQ048D09006NX |  | Natural Gas,Propane Gas | Downflow,Horizontal | Weatherized | 108 | 89 | 81 | 94.5 | 405 | 62 |  | Yes | AMACF
7119363 | Active | FRASER-JOHNSTON | FRASER-JOHNSTON BY JOHNSON CONTROLS | D7HQ048D09006NX |  | Natural Gas,Propane Gas | Downflow,Horizontal | Weatherized | 108 | 89 | 81 | 94.5 | 405 | 62 |  | Yes | AMACF
7119333 | Active | AFFINITY | YORK BY JOHNSON CONTROLS | D7HQ060D09006NX |  | Natural Gas,Propane Gas | Downflow,Horizontal | Weatherized | 108 | 89 | 81 | 94.5 | 405 | 62 |  | Yes | AMACF
7119368 | Active | ECHELON | COLEMAN BY JOHNSON CONTROLS | D7HQ060D09006NX |  | Natural Gas,Propane Gas | Downflow,Horizontal | Weatherized | 108 | 89 | 81 | 94.5 | 405 | 62 |  | Yes | AMACF
7119369 | Active | EVCON | EVCON BY JOHNSON CONTROLS | D7HQ060D09006NX |  | Natural Gas,Propane Gas | Downflow,Horizontal | Weatherized | 108 | 89 | 81 | 94.5 | 405 | 62 |  | Yes | AMACF
7119370 | Active | ACCLIMATE | LUXAIRE BY JOHNSON CONTROLS | D7HQ060D09006NX |  | Natural Gas,Propane Gas | Downflow,Horizontal | Weatherized | 108 | 89 | 81 | 94.5 | 405 | 62 |  | Yes | AMACF
7119371 | Active | FRASER-JOHNSTON | FRASER-JOHNSTON BY JOHNSON CONTROLS | D7HQ060D09006NX |  | Natural Gas,Propane Gas | Downflow,Horizontal | Weatherized | 108 | 89 | 81 | 94.5 | 405 | 62 |  | Yes | AMACF
7119334 | Active | AFFINITY | YORK BY JOHNSON CONTROLS | D7NX048D11006NX |  | Natural Gas,Propane Gas | Downflow,Horizontal | Weatherized | 135 | 110 | 81 | 112.9 | 481 | 67 |  | Yes | AMACF
7119424 | Active | ECHELON | COLEMAN BY JOHNSON CONTROLS | D7NX048D11006NX |  | Natural Gas,Propane Gas | Downflow,Horizontal | Weatherized | 135 | 110 | 81 | 112.9 | 481 | 67 |  | Yes | AMACF
7119425 | Active | EVCON | EVCON BY JOHNSON CONTROLS | D7NX048D11006NX |  | Natural Gas,Propane Gas | Downflow,Horizontal | Weatherized | 135 | 110 | 81 | 112.9 | 481 | 67 |  | Yes | AMACF
7119426 | Active | ACCLIMATE | LUXAIRE BY JOHNSON CONTROLS | D7NX048D11006NX |  | Natural Gas,Propane Gas | Downflow,Horizontal | Weatherized | 135 | 110 | 81 | 112.9 | 481 | 67 |  | Yes | AMACF
7119427 | Active | FRASER-JOHNSTON | FRASER-JOHNSTON BY JOHNSON CONTROLS | D7NX048D11006NX |  | Natural Gas,Propane Gas | Downflow,Horizontal | Weatherized | 135 | 110 | 81 | 112.9 | 481 | 67 |  | Yes | AMACF
7119335 | Active | AFFINITY | YORK BY JOHNSON CONTROLS | D7NQ060D11006NX |  | Natural Gas,Propane Gas | Downflow,Horizontal | Weatherized | 135 | 110 | 81 | 112.9 | 481 | 67 |  | Yes | AMACF
7119392 | Active | ECHELON | COLEMAN BY JOHNSON CONTROLS | D7NQ060D11006NX |  | Natural Gas,Propane Gas | Downflow,Horizontal | Weatherized | 135 | 110 | 81 | 112.9 | 481 | 67 |  | Yes | AMACF
7119393 | Active | EVCON | EVCON BY JOHNSON CONTROLS | D7NQ060D11006NX |  | Natural Gas,Propane Gas | Downflow,Horizontal | Weatherized | 135 | 110 | 81 | 112.9 | 481 | 67 |  | Yes | AMACF
7119394 | Active | ACCLIMATE | LUXAIRE BY JOHNSON CONTROLS | D7NQ060D11006NX |  | Natural Gas,Propane Gas | Downflow,Horizontal | Weatherized | 135 | 110 | 81 | 112.9 | 481 | 67 |  | Yes | AMACF
7119395 | Active | FRASER-JOHNSTON | FRASER-JOHNSTON BY JOHNSON CONTROLS | D7NQ060D11006NX |  | Natural Gas,Propane Gas | Downflow,Horizontal | Weatherized | 135 | 110 | 81 | 112.9 | 481 | 67 |  | Yes | AMACF
7119336 | Active | AFFINITY | YORK BY JOHNSON CONTROLS | D7NY060D11006NX |  | Natural Gas,Propane Gas | Downflow,Horizontal | Weatherized | 135 | 110 | 81 | 112.9 | 481 | 67 |  | Yes | AMACF
7119440 | Active | ECHELON | COLEMAN BY JOHNSON CONTROLS | D7NY060D11006NX |  | Natural Gas,Propane Gas | Downflow,Horizontal | Weatherized | 135 | 110 | 81 | 112.9 | 481 | 67 |  | Yes | AMACF
7119441 | Active | EVCON | EVCON BY JOHNSON CONTROLS | D7NY060D11006NX |  | Natural Gas,Propane Gas | Downflow,Horizontal | Weatherized | 135 | 110 | 81 | 112.9 | 481 | 67 |  | Yes | AMACF
7119442 | Active | ACCLIMATE | LUXAIRE BY JOHNSON CONTROLS | D7NY060D11006NX |  | Natural Gas,Propane Gas | Downflow,Horizontal | Weatherized | 135 | 110 | 81 | 112.9 | 481 | 67 |  | Yes | AMACF
7119443 | Active | FRASER-JOHNSTON | FRASER-JOHNSTON BY JOHNSON CONTROLS | D7NY060D11006NX |  | Natural Gas,Propane Gas | Downflow,Horizontal | Weatherized | 135 | 110 | 81 | 112.9 | 481 | 67 |  | Yes | AMACF
7119337 | Active | AFFINITY | YORK BY JOHNSON CONTROLS | D7HQ048D11006NX |  | Natural Gas,Propane Gas | Downflow,Horizontal | Weatherized | 135 | 110 | 81 | 112.9 | 481 | 67 |  | Yes | AMACF
7119364 | Active | ECHELON | COLEMAN BY JOHNSON CONTROLS | D7HQ048D11006NX |  | Natural Gas,Propane Gas | Downflow,Horizontal | Weatherized | 135 | 110 | 81 | 112.9 | 481 | 67 |  | Yes | AMACF
7119365 | Active | EVCON | EVCON BY JOHNSON CONTROLS | D7HQ048D11006NX |  | Natural Gas,Propane Gas | Downflow,Horizontal | Weatherized | 135 | 110 | 81 | 112.9 | 481 | 67 |  | Yes | AMACF
7119366 | Active | ACCLIMATE | LUXAIRE BY JOHNSON CONTROLS | D7HQ048D11006NX |  | Natural Gas,Propane Gas | Downflow,Horizontal | Weatherized | 135 | 110 | 81 | 112.9 | 481 | 67 |  | Yes | AMACF
7119367 | Active | FRASER-JOHNSTON | FRASER-JOHNSTON BY JOHNSON CONTROLS | D7HQ048D11006NX |  | Natural Gas,Propane Gas | Downflow,Horizontal | Weatherized | 135 | 110 | 81 | 112.9 | 481 | 67 |  | Yes | AMACF
7119338 | Active | AFFINITY | YORK BY JOHNSON CONTROLS | D7HQ060D11006NX |  | Natural Gas,Propane Gas | Downflow,Horizontal | Weatherized | 135 | 110 | 81 | 112.9 | 481 | 67 |  | Yes | AMACF
7119372 | Active | ECHELON | COLEMAN BY JOHNSON CONTROLS | D7HQ060D11006NX |  | Natural Gas,Propane Gas | Downflow,Horizontal | Weatherized | 135 | 110 | 81 | 112.9 | 481 | 67 |  | Yes | AMACF
7119373 | Active | EVCON | EVCON BY JOHNSON CONTROLS | D7HQ060D11006NX |  | Natural Gas,Propane Gas | Downflow,Horizontal | Weatherized | 135 | 110 | 81 | 112.9 | 481 | 67 |  | Yes | AMACF
7119374 | Active | ACCLIMATE | LUXAIRE BY JOHNSON CONTROLS | D7HQ060D11006NX |  | Natural Gas,Propane Gas | Downflow,Horizontal | Weatherized | 135 | 110 | 81 | 112.9 | 481 | 67 |  | Yes | AMACF
7119375 | Active | FRASER-JOHNSTON | FRASER-JOHNSTON BY JOHNSON CONTROLS | D7HQ060D11006NX |  | Natural Gas,Propane Gas | Downflow,Horizontal | Weatherized | 135 | 110 | 81 | 112.9 | 481 | 67 |  | Yes | AMACF
7119339 | Discontinued | AFFINITY | YORK BY JOHNSON CONTROLS | D7NQ060N06506NX |  | Natural Gas,Propane Gas | Downflow,Horizontal | Weatherized | 80 | 66 | 81 | 77.3 | 494 | 91 | Yes | Yes
7119396 | Discontinued | ECHELON | COLEMAN BY JOHNSON CONTROLS | D7NQ060N06506NX |  | Natural Gas,Propane Gas | Downflow,Horizontal | Weatherized | 80 | 66 | 81 | 77.3 | 494 | 91 |  | Yes
7119397 | Discontinued | EVCON | EVCON BY JOHNSON CONTROLS | D7NQ060N06506NX |  | Natural Gas,Propane Gas | Downflow,Horizontal | Weatherized | 80 | 66 | 81 | 77.3 | 494 | 91 |  | Yes
7119398 | Discontinued | ACCLIMATE | LUXAIRE BY JOHNSON CONTROLS | D7NQ060N06506NX |  | Natural Gas,Propane Gas | Downflow,Horizontal | Weatherized | 80 | 66 | 81 | 77.3 | 494 | 91 |  | Yes
7119399 | Discontinued | FRASER-JOHNSTON | FRASER-JOHNSTON BY JOHNSON CONTROLS | D7NQ060N06506NX |  | Natural Gas,Propane Gas | Downflow,Horizontal | Weatherized | 80 | 66 | 81 | 77.3 | 494 | 91 |  | Yes
7119340 | Discontinued | AFFINITY | YORK BY JOHNSON CONTROLS | D7NQ042N06506NX |  | Natural Gas,Propane Gas | Downflow,Horizontal | Weatherized | 80 | 66 | 81 | 77.3 | 494 | 91 | Yes | Yes
7119380 | Discontinued | ECHELON | COLEMAN BY JOHNSON CONTROLS | D7NQ042N06506NX |  | Natural Gas,Propane Gas | Downflow,Horizontal | Weatherized | 80 | 66 | 81 | 77.3 | 494 | 91 |  | Yes
7119381 | Discontinued | EVCON | EVCON BY JOHNSON CONTROLS | D7NQ042N06506NX |  | Natural Gas,Propane Gas | Downflow,Horizontal | Weatherized | 80 | 66 | 81 | 77.3 | 494 | 91 |  | Yes
7119382 | Discontinued | ACCLIMATE | LUXAIRE BY JOHNSON CONTROLS | D7NQ042N06506NX |  | Natural Gas,Propane Gas | Downflow,Horizontal | Weatherized | 80 | 66 | 81 | 77.3 | 494 | 91 |  | Yes
7119383 | Discontinued | FRASER-JOHNSTON | FRASER-JOHNSTON BY JOHNSON CONTROLS | D7NQ042N06506NX |  | Natural Gas,Propane Gas | Downflow,Horizontal | Weatherized | 80 | 66 | 81 | 77.3 | 494 | 91 |  | Yes
7119341 | Active | AFFINITY | YORK BY JOHNSON CONTROLS | D7NX036N06506NX |  | Natural Gas,Propane Gas | Downflow,Horizontal | Weatherized | 80 | 66 | 81 | 77.3 | 494 | 91 | Yes | Yes
7119412 | Active | ECHELON | COLEMAN BY JOHNSON CONTROLS | D7NX036N06506NX |  | Natural Gas,Propane Gas | Downflow,Horizontal | Weatherized | 80 | 66 | 81 | 77.3 | 494 | 91 |  | Yes
7119413 | Active | EVCON | EVCON BY JOHNSON CONTROLS | D7NX036N06506NX |  | Natural Gas,Propane Gas | Downflow,Horizontal | Weatherized | 80 | 66 | 81 | 77.3 | 494 | 91 |  | Yes
7119414 | Active | ACCLIMATE | LUXAIRE BY JOHNSON CONTROLS | D7NX036N06506NX |  | Natural Gas,Propane Gas | Downflow,Horizontal | Weatherized | 80 | 66 | 81 | 77.3 | 494 | 91 |  | Yes
7119415 | Active | FRASER-JOHNSTON | FRASER-JOHNSTON BY JOHNSON CONTROLS | D7NX036N06506NX |  | Natural Gas,Propane Gas | Downflow,Horizontal | Weatherized | 80 | 66 | 81 | 77.3 | 494 | 91 |  | Yes
7119342 | Active | AFFINITY | YORK BY JOHNSON CONTROLS | D7NX048N06506NX |  | Natural Gas,Propane Gas | Downflow,Horizontal | Weatherized | 80 | 66 | 81 | 77.3 | 494 | 91 |  | Yes
7119428 | Active | ECHELON | COLEMAN BY JOHNSON CONTROLS | D7NX048N06506NX |  | Natural Gas,Propane Gas | Downflow,Horizontal | Weatherized | 80 | 66 | 81 | 77.3 | 494 | 91 |  | Yes
7119429 | Active | EVCON | EVCON BY JOHNSON CONTROLS | D7NX048N06506NX |  | Natural Gas,Propane Gas | Downflow,Horizontal | Weatherized | 80 | 66 | 81 | 77.3 | 494 | 91 |  | Yes
7119430 | Active | ACCLIMATE | LUXAIRE BY JOHNSON CONTROLS | D7NX048N06506NX |  | Natural Gas,Propane Gas | Downflow,Horizontal | Weatherized | 80 | 66 | 81 | 77.3 | 494 | 91 |  | Yes
7119431 | Active | FRASER-JOHNSTON | FRASER-JOHNSTON BY JOHNSON CONTROLS | D7NX048N06506NX |  | Natural Gas,Propane Gas | Downflow,Horizontal | Weatherized | 80 | 66 | 81 | 77.3 | 494 | 91 |  | Yes
7119343 | Active | AFFINITY | YORK BY JOHNSON CONTROLS | D7NQ060N11006NX |  | Natural Gas,Propane Gas | Downflow,Horizontal | Weatherized | 135 | 109 | 81 | 116.7 | 533 | 100 |  | Yes | AMACF
7119404 | Active | ECHELON | COLEMAN BY JOHNSON CONTROLS | D7NQ060N11006NX |  | Natural Gas,Propane Gas | Downflow,Horizontal | Weatherized | 135 | 109 | 81 | 116.7 | 533 | 100 |  | Yes | AMACF
7119405 | Active | EVCON | EVCON BY JOHNSON CONTROLS | D7NQ060N11006NX |  | Natural Gas,Propane Gas | Downflow,Horizontal | Weatherized | 135 | 109 | 81 | 116.7 | 533 | 100 |  | Yes | AMACF
7119406 | Active | ACCLIMATE | LUXAIRE BY JOHNSON CONTROLS | D7NQ060N11006NX |  | Natural Gas,Propane Gas | Downflow,Horizontal | Weatherized | 135 | 109 | 81 | 116.7 | 533 | 100 |  | Yes | AMACF
7119407 | Active | FRASER-JOHNSTON | FRASER-JOHNSTON BY JOHNSON CONTROLS | D7NQ060N11006NX |  | Natural Gas,Propane Gas | Downflow,Horizontal | Weatherized | 135 | 109 | 81 | 116.7 | 533 | 100 |  | Yes | AMACF
7119344 | Discontinued | AFFINITY | YORK BY JOHNSON CONTROLS | D7NQ042N09006NX |  | Natural Gas,Propane Gas | Downflow,Horizontal | Weatherized | 108 | 88 | 81 | 96.9 | 538 | 97 | Yes | Yes | AMACF
7119384 | Discontinued | ECHELON | COLEMAN BY JOHNSON CONTROLS | D7NQ042N09006NX |  | Natural Gas,Propane Gas | Downflow,Horizontal | Weatherized | 108 | 88 | 81 | 96.9 | 538 | 97 |  | Yes | AMACF
7119385 | Discontinued | EVCON | EVCON BY JOHNSON CONTROLS | D7NQ042N09006NX |  | Natural Gas,Propane Gas | Downflow,Horizontal | Weatherized | 108 | 88 | 81 | 96.9 | 538 | 97 |  | Yes | AMACF
7119386 | Discontinued | ACCLIMATE | LUXAIRE BY JOHNSON CONTROLS | D7NQ042N09006NX |  | Natural Gas,Propane Gas | Downflow,Horizontal | Weatherized | 108 | 88 | 81 | 96.9 | 538 | 97 |  | Yes | AMACF
7119387 | Discontinued | FRASER-JOHNSTON | FRASER-JOHNSTON BY JOHNSON CONTROLS | D7NQ042N09006NX |  | Natural Gas,Propane Gas | Downflow,Horizontal | Weatherized | 108 | 88 | 81 | 96.9 | 538 | 97 |  | Yes | AMACF
7119345 | Discontinued | AFFINITY | YORK BY JOHNSON CONTROLS | D7NQ060N09006NX |  | Natural Gas,Propane Gas | Downflow,Horizontal | Weatherized | 108 | 88 | 81 | 96.9 | 538 | 97 | Yes | Yes | AMACF
7119400 | Discontinued | ECHELON | COLEMAN BY JOHNSON CONTROLS | D7NQ060N09006NX |  | Natural Gas,Propane Gas | Downflow,Horizontal | Weatherized | 108 | 88 | 81 | 96.9 | 538 | 97 |  | Yes | AMACF
7119401 | Discontinued | EVCON | EVCON BY JOHNSON CONTROLS | D7NQ060N09006NX |  | Natural Gas,Propane Gas | Downflow,Horizontal | Weatherized | 108 | 88 | 81 | 96.9 | 538 | 97 |  | Yes | AMACF
7119402 | Discontinued | ACCLIMATE | LUXAIRE BY JOHNSON CONTROLS | D7NQ060N09006NX |  | Natural Gas,Propane Gas | Downflow,Horizontal | Weatherized | 108 | 88 | 81 | 96.9 | 538 | 97 |  | Yes | AMACF
7119403 | Discontinued | FRASER-JOHNSTON | FRASER-JOHNSTON BY JOHNSON CONTROLS | D7NQ060N09006NX |  | Natural Gas,Propane Gas | Downflow,Horizontal | Weatherized | 108 | 88 | 81 | 96.9 | 538 | 97 |  | Yes | AMACF
7119346 | Active | AFFINITY | YORK BY JOHNSON CONTROLS | D7NX036N09006NX |  | Natural Gas,Propane Gas | Downflow,Horizontal | Weatherized | 108 | 88 | 81 | 96.9 | 538 | 97 | Yes | Yes | AMACF
7119416 | Active | ECHELON | COLEMAN BY JOHNSON CONTROLS | D7NX036N09006NX |  | Natural Gas,Propane Gas | Downflow,Horizontal | Weatherized | 108 | 88 | 81 | 96.9 | 538 | 97 |  | Yes | AMACF
7119417 | Active | EVCON | EVCON BY JOHNSON CONTROLS | D7NX036N09006NX |  | Natural Gas,Propane Gas | Downflow,Horizontal | Weatherized | 108 | 88 | 81 | 96.9 | 538 | 97 |  | Yes | AMACF
7119418 | Active | ACCLIMATE | LUXAIRE BY JOHNSON CONTROLS | D7NX036N09006NX |  | Natural Gas,Propane Gas | Downflow,Horizontal | Weatherized | 108 | 88 | 81 | 96.9 | 538 | 97 |  | Yes | AMACF
7119419 | Active | FRASER-JOHNSTON | FRASER-JOHNSTON BY JOHNSON CONTROLS | D7NX036N09006NX |  | Natural Gas,Propane Gas | Downflow,Horizontal | Weatherized | 108 | 88 | 81 | 96.9 | 538 | 97 |  | Yes | AMACF
7119347 | Active | AFFINITY | YORK BY JOHNSON CONTROLS | D7NX048N09006NX |  | Natural Gas,Propane Gas | Downflow,Horizontal | Weatherized | 108 | 88 | 81 | 96.9 | 538 | 97 |  | Yes | AMACF
7119432 | Active | ECHELON | COLEMAN BY JOHNSON CONTROLS | D7NX048N09006NX |  | Natural Gas,Propane Gas | Downflow,Horizontal | Weatherized | 108 | 88 | 81 | 96.9 | 538 | 97 |  | Yes | AMACF
7119433 | Active | EVCON | EVCON BY JOHNSON CONTROLS | D7NX048N09006NX |  | Natural Gas,Propane Gas | Downflow,Horizontal | Weatherized | 108 | 88 | 81 | 96.9 | 538 | 97 |  | Yes | AMACF
7119434 | Active | ACCLIMATE | LUXAIRE BY JOHNSON CONTROLS | D7NX048N09006NX |  | Natural Gas,Propane Gas | Downflow,Horizontal | Weatherized | 108 | 88 | 81 | 96.9 | 538 | 97 |  | Yes | AMACF
7119435 | Active | FRASER-JOHNSTON | FRASER-JOHNSTON BY JOHNSON CONTROLS | D7NX048N09006NX |  | Natural Gas,Propane Gas | Downflow,Horizontal | Weatherized | 108 | 88 | 81 | 96.9 | 538 | 97 |  | Yes | AMACF
7119570 | Discontinued | AFFINITY | YORK BY JOHNSON CONTROLS | D7NQ024N05606NX |  | Natural Gas,Propane Gas | Downflow,Horizontal | Weatherized | 70 | 57 | 81 | 58.3 | 313 | 83 | Yes | Yes | AMACF
7119583 | Discontinued | ECHELON | COLEMAN BY JOHNSON CONTROLS | D7NQ024N05606NX |  | Natural Gas,Propane Gas | Downflow,Horizontal | Weatherized | 70 | 57 | 81 | 58.3 | 313 | 83 |  | Yes | AMACF
7119584 | Discontinued | EVCON | EVCON BY JOHNSON CONTROLS | D7NQ024N05606NX |  | Natural Gas,Propane Gas | Downflow,Horizontal | Weatherized | 70 | 57 | 81 | 58.3 | 313 | 83 |  | Yes | AMACF
7119585 | Discontinued | ACCLIMATE | LUXAIRE BY JOHNSON CONTROLS | D7NQ024N05606NX |  | Natural Gas,Propane Gas | Downflow,Horizontal | Weatherized | 70 | 57 | 81 | 58.3 | 313 | 83 |  | Yes | AMACF
7119586 | Discontinued | FRASER-JOHNSTON | FRASER-JOHNSTON BY JOHNSON CONTROLS | D7NQ024N05606NX |  | Natural Gas,Propane Gas | Downflow,Horizontal | Weatherized | 70 | 57 | 81 | 58.3 | 313 | 83 |  | Yes | AMACF
7119571 | Discontinued | AFFINITY | YORK BY JOHNSON CONTROLS | D7NQ036N05606NX |  | Natural Gas,Propane Gas | Downflow,Horizontal | Weatherized | 70 | 57 | 81 | 57.7 | 447 | 91 | Yes | Yes
7119591 | Discontinued | ECHELON | COLEMAN BY JOHNSON CONTROLS | D7NQ036N05606NX |  | Natural Gas,Propane Gas | Downflow,Horizontal | Weatherized | 70 | 57 | 81 | 57.7 | 447 | 91 |  | Yes
7119592 | Discontinued | EVCON | EVCON BY JOHNSON CONTROLS | D7NQ036N05606NX |  | Natural Gas,Propane Gas | Downflow,Horizontal | Weatherized | 70 | 57 | 81 | 57.7 | 447 | 91 |  | Yes
7119593 | Discontinued | ACCLIMATE | LUXAIRE BY JOHNSON CONTROLS | D7NQ036N05606NX |  | Natural Gas,Propane Gas | Downflow,Horizontal | Weatherized | 70 | 57 | 81 | 57.7 | 447 | 91 |  | Yes
7119594 | Discontinued | FRASER-JOHNSTON | FRASER-JOHNSTON BY JOHNSON CONTROLS | D7NQ036N05606NX |  | Natural Gas,Propane Gas | Downflow,Horizontal | Weatherized | 70 | 57 | 81 | 57.7 | 447 | 91 |  | Yes
7119573 | Active | AFFINITY | YORK BY JOHNSON CONTROLS | D7NQ030D05606NX |  | Natural Gas,Propane Gas | Downflow,Horizontal | Weatherized | 70 | 57 | 81 | 56.1 | 284 | 46 | Yes | Yes | AMACF
7119587 | Active | ECHELON | COLEMAN BY JOHNSON CONTROLS | D7NQ030D05606NX |  | Natural Gas,Propane Gas | Downflow,Horizontal | Weatherized | 70 | 57 | 81 | 56.1 | 284 | 46 |  | Yes | AMACF
7119588 | Active | EVCON | EVCON BY JOHNSON CONTROLS | D7NQ030D05606NX |  | Natural Gas,Propane Gas | Downflow,Horizontal | Weatherized | 70 | 57 | 81 | 56.1 | 284 | 46 |  | Yes | AMACF
7119589 | Active | ACCLIMATE | LUXAIRE BY JOHNSON CONTROLS | D7NQ030D05606NX |  | Natural Gas,Propane Gas | Downflow,Horizontal | Weatherized | 70 | 57 | 81 | 56.1 | 284 | 46 |  | Yes | AMACF
7119590 | Active | FRASER-JOHNSTON | FRASER-JOHNSTON BY JOHNSON CONTROLS | D7NQ030D05606NX |  | Natural Gas,Propane Gas | Downflow,Horizontal | Weatherized | 70 | 57 | 81 | 56.1 | 284 | 46 |  | Yes | AMACF
7119577 | Active | AFFINITY | YORK BY JOHNSON CONTROLS | D7NX024N05606NX |  | Natural Gas,Propane Gas | Downflow,Horizontal | Weatherized | 70 | 57 | 81 | 58.3 | 313 | 83 | Yes | Yes | AMACF
7119595 | Active | ECHELON | COLEMAN BY JOHNSON CONTROLS | D7NX024N05606NX |  | Natural Gas,Propane Gas | Downflow,Horizontal | Weatherized | 70 | 57 | 81 | 58.3 | 313 | 83 |  | Yes | AMACF
7119596 | Active | EVCON | EVCON BY JOHNSON CONTROLS | D7NX024N05606NX |  | Natural Gas,Propane Gas | Downflow,Horizontal | Weatherized | 70 | 57 | 81 | 58.3 | 313 | 83 |  | Yes | AMACF
7119597 | Active | ACCLIMATE | LUXAIRE BY JOHNSON CONTROLS | D7NX024N05606NX |  | Natural Gas,Propane Gas | Downflow,Horizontal | Weatherized | 70 | 57 | 81 | 58.3 | 313 | 83 |  | Yes | AMACF
7119598 | Active | FRASER-JOHNSTON | FRASER-JOHNSTON BY JOHNSON CONTROLS | D7NX024N05606NX |  | Natural Gas,Propane Gas | Downflow,Horizontal | Weatherized | 70 | 57 | 81 | 58.3 | 313 | 83 |  | Yes | AMACF
7119578 | Active | AFFINITY | YORK BY JOHNSON CONTROLS | D7HQ030D05606NX |  | Natural Gas,Propane Gas | Downflow,Horizontal | Weatherized | 70 | 57 | 81 | 56.1 | 284 | 46 |  | Yes | AMACF
7119579 | Active | ECHELON | COLEMAN BY JOHNSON CONTROLS | D7HQ030D05606NX |  | Natural Gas,Propane Gas | Downflow,Horizontal | Weatherized | 70 | 57 | 81 | 56.1 | 284 | 46 |  | Yes | AMACF
7119580 | Active | EVCON | EVCON BY JOHNSON CONTROLS | D7HQ030D05606NX |  | Natural Gas,Propane Gas | Downflow,Horizontal | Weatherized | 70 | 57 | 81 | 56.1 | 284 | 46 |  | Yes | AMACF
7119581 | Active | ACCLIMATE | LUXAIRE BY JOHNSON CONTROLS | D7HQ030D05606NX |  | Natural Gas,Propane Gas | Downflow,Horizontal | Weatherized | 70 | 57 | 81 | 56.1 | 284 | 46 |  | Yes | AMACF
7119582 | Active | FRASER-JOHNSTON | FRASER-JOHNSTON BY JOHNSON CONTROLS | D7HQ030D05606NX |  | Natural Gas,Propane Gas | Downflow,Horizontal | Weatherized | 70 | 57 | 81 | 56.1 | 284 | 46 |  | Yes | AMACF
7125840 | Active | AFFINITY | YORK BY JOHNSON CONTROLS | D7NQ024D05606NX |  | Natural Gas,Propane Gas | Downflow,Horizontal | Weatherized | 70 | 57 | 81 | 56.1 | 283 | 57 |  | Yes | AMACF
7125847 | Active | ECHELON | COLEMAN BY JOHNSON CONTROLS | D7NQ024D05606NX |  | Natural Gas,Propane Gas | Downflow,Horizontal | Weatherized | 70 | 57 | 81 | 56.1 | 283 | 57 |  | Yes | AMACF
7125848 | Active | EVCON | EVCON BY JOHNSON CONTROLS | D7NQ024D05606NX |  | Natural Gas,Propane Gas | Downflow,Horizontal | Weatherized | 70 | 57 | 81 | 56.1 | 283 | 57 |  | Yes | AMACF
7125849 | Active | ACCLIMATE | LUXAIRE BY JOHNSON CONTROLS | D7NQ024D05606NX |  | Natural Gas,Propane Gas | Downflow,Horizontal | Weatherized | 70 | 57 | 81 | 56.1 | 283 | 57 |  | Yes | AMACF
7125850 | Active | FRASER-JOHNSTON | FRASER-JOHNSTON BY JOHNSON CONTROLS | D7NQ024D05606NX |  | Natural Gas,Propane Gas | Downflow,Horizontal | Weatherized | 70 | 57 | 81 | 56.1 | 283 | 57 |  | Yes | AMACF
7125841 | Active | AFFINITY | YORK BY JOHNSON CONTROLS | D7HQ024D05606NX |  | Natural Gas,Propane Gas | Downflow,Horizontal | Weatherized | 70 | 57 | 81 | 56.1 | 283 | 57 |  | Yes | AMACF
7125843 | Active | ECHELON | COLEMAN BY JOHNSON CONTROLS | D7HQ024D05606NX |  | Natural Gas,Propane Gas | Downflow,Horizontal | Weatherized | 70 | 57 | 81 | 56.1 | 283 | 57 |  | Yes | AMACF
7125844 | Active | EVCON | EVCON BY JOHNSON CONTROLS | D7HQ024D05606NX |  | Natural Gas,Propane Gas | Downflow,Horizontal | Weatherized | 70 | 57 | 81 | 56.1 | 283 | 57 |  | Yes | AMACF
7125845 | Active | ACCLIMATE | LUXAIRE BY JOHNSON CONTROLS | D7HQ024D05606NX |  | Natural Gas,Propane Gas | Downflow,Horizontal | Weatherized | 70 | 57 | 81 | 56.1 | 283 | 57 |  | Yes | AMACF
7125846 | Active | FRASER-JOHNSTON | FRASER-JOHNSTON BY JOHNSON CONTROLS | D7HQ024D05606NX |  | Natural Gas,Propane Gas | Downflow,Horizontal | Weatherized | 70 | 57 | 81 | 56.1 | 283 | 57 |  | Yes | AMACF
7125842 | Active | AFFINITY | YORK BY JOHNSON CONTROLS | D7NX024D05606NX |  | Natural Gas,Propane Gas | Downflow,Horizontal | Weatherized | 70 | 57 | 81 | 56.1 | 283 | 57 |  | Yes | AMACF
7125851 | Active | ECHELON | COLEMAN BY JOHNSON CONTROLS | D7NX024D05606NX |  | Natural Gas,Propane Gas | Downflow,Horizontal | Weatherized | 70 | 57 | 81 | 56.1 | 283 | 57 |  | Yes | AMACF
7125852 | Active | EVCON | EVCON BY JOHNSON CONTROLS | D7NX024D05606NX |  | Natural Gas,Propane Gas | Downflow,Horizontal | Weatherized | 70 | 57 | 81 | 56.1 | 283 | 57 |  | Yes | AMACF
7125853 | Active | ACCLIMATE | LUXAIRE BY JOHNSON CONTROLS | D7NX024D05606NX |  | Natural Gas,Propane Gas | Downflow,Horizontal | Weatherized | 70 | 57 | 81 | 56.1 | 283 | 57 |  | Yes | AMACF
7125854 | Active | FRASER-JOHNSTON | FRASER-JOHNSTON BY JOHNSON CONTROLS | D7NX024D05606NX |  | Natural Gas,Propane Gas | Downflow,Horizontal | Weatherized | 70 | 57 | 81 | 56.1 | 283 | 57 |  | Yes | AMACF
7125976 | Active | YORK | YORK BY JOHNSON CONTROLS | TM9E100C16MP11 |  | Natural Gas,Propane Gas | Upflow,Downflow,Horizontal | Non-Weatherized | 100 | 96 | 95 | 99.6 | 504 | 174 | Yes | Yes | AFUE & AMACF
7125977 | Active | COLEMAN | COLEMAN BY JOHNSON CONTROLS | TM9E100C16MP11 |  | Natural Gas,Propane Gas | Upflow,Downflow,Horizontal | Non-Weatherized | 100 | 96 | 95 | 99.6 | 504 | 174 |  | Yes | AFUE & AMACF
7125978 | Active | LUXAIRE | LUXAIRE BY JOHNSON CONTROLS | TM9E100C16MP11 |  | Natural Gas,Propane Gas | Upflow,Downflow,Horizontal | Non-Weatherized | 100 | 96 | 95 | 99.6 | 504 | 174 |  | Yes | AFUE & AMACF
7125979 | Active | EVCON | EVCON BY JOHNSON CONTROLS | TM9E100C16MP11 |  | Natural Gas,Propane Gas | Upflow,Downflow,Horizontal | Non-Weatherized | 100 | 96 | 95 | 99.6 | 504 | 174 |  | Yes | AFUE & AMACF
7125980 | Active | FRASER-JOHNSTON | FRASER-JOHNSTON BY JOHNSON CONTROLS | TM9E100C16MP11 |  | Natural Gas,Propane Gas | Upflow,Downflow,Horizontal | Non-Weatherized | 100 | 96 | 95 | 99.6 | 504 | 174 |  | Yes | AFUE & AMACF
7125981 | Active | GUARDIAN | GUARDIAN BY JOHNSON CONTROLS | RGF19100CE16MP12 |  | Natural Gas,Propane Gas | Upflow,Downflow,Horizontal | Non-Weatherized | 100 | 96 | 95 | 99.6 | 504 | 174 |  | Yes | AFUE & AMACF
7125982 | Active | EVCON | EVCON BY JOHNSON CONTROLS | RGF19100CE16MP12 |  | Natural Gas,Propane Gas | Upflow,Downflow,Horizontal | Non-Weatherized | 100 | 96 | 95 | 99.6 | 504 | 174 |  | Yes | AFUE & AMACF
7125997 | Active | CARRIER | CARRIER CORPORATION | 58CTY110-22 |  | Natural Gas, Propane Gas | Upflow, Downflow, Horizontal | Non-Weatherized | 110 | 89 | 80 | 94.6 | 519 | 106 | Yes | Yes | AMACF
7559696 | Active | BRYANT | BRYANT HEATING & COOLING SYSTEMS | 577CNWB60115A* |  | Natural Gas, Propane Gas | Downflow, Horizontal | Weatherized | 115 | 94 | 81 | 114 | 1250 | 86 |  | Yes
7126025 | Active | ARCOAIRE, ICP COMMERCIAL, KEEPRITE, KENMORE, TEMPSTAR | INTERNATIONAL COMFORT PRODUCTS | F8MVL1102122 |  | Natural Gas, Propane Gas | Upflow, Downflow, Horizontal | Non-Weatherized | 110 | 89 | 80 | 94.6 | 519 | 106 |  | Yes | AMACF
7126030 | Active | AIRQUEST, COMFORTMAKER, DAY & NIGHT, HEIL, ICP COMMERCIAL, KENMORE | INTERNATIONAL COMFORT PRODUCTS | G8MVL1102122 |  | Natural Gas, Propane Gas | Upflow, Downflow, Horizontal | Non-Weatherized | 110 | 89 | 80 | 94.6 | 519 | 106 |  | Yes | AMACF
7125998 | Active | CARRIER | CARRIER CORPORATION | 58CTY045-12 |  | Natural Gas, Propane Gas | Upflow, Downflow, Horizontal | Non-Weatherized | 44 | 35 | 80 | 38.9 | 160 | 69 | Yes | Yes | AMACF
7559682 | Active | BRYANT | BRYANT HEATING & COOLING SYSTEMS | 577CNWB60115N* |  | Natural Gas, Propane Gas | Downflow, Horizontal | Weatherized | 115 | 94 | 81 | 114 | 1250 | 86 |  | Yes
7126026 | Active | ARCOAIRE, ICP COMMERCIAL, KEEPRITE, KENMORE, TEMPSTAR | INTERNATIONAL COMFORT PRODUCTS | F8MVL0451412 |  | Natural Gas, Propane Gas | Upflow, Downflow, Horizontal | Non-Weatherized | 44 | 35 | 80 | 38.9 | 160 | 69 |  | Yes | AMACF
7126031 | Active | AIRQUEST, COMFORTMAKER, DAY & NIGHT, HEIL, ICP COMMERCIAL, KENMORE | INTERNATIONAL COMFORT PRODUCTS | G8MVL0451412 |  | Natural Gas, Propane Gas | Upflow, Downflow, Horizontal | Non-Weatherized | 44 | 35 | 80 | 38.9 | 160 | 69 |  | Yes | AMACF
7125999 | Active | CARRIER | CARRIER CORPORATION | 58CTY070-16 |  | Natural Gas, Propane Gas | Upflow, Downflow, Horizontal | Non-Weatherized | 66 | 53 | 80 | 56.7 | 369 | 73 | Yes | Yes | AMACF
7559697 | Active | BRYANT | BRYANT HEATING & COOLING SYSTEMS | 577CNWB60130A* |  | Natural Gas, Propane Gas | Downflow, Horizontal | Weatherized | 127 | 104 | 81 | 114.3 | 1167 | 90 |  | Yes
7126027 | Active | ARCOAIRE, ICP COMMERCIAL, KEEPRITE, KENMORE, TEMPSTAR | INTERNATIONAL COMFORT PRODUCTS | F8MVL0701716 |  | Natural Gas, Propane Gas | Upflow, Downflow, Horizontal | Non-Weatherized | 66 | 53 | 80 | 56.7 | 369 | 73 |  | Yes | AMACF
7126032 | Active | AIRQUEST, COMFORTMAKER, DAY & NIGHT, HEIL, ICP COMMERCIAL, KENMORE | INTERNATIONAL COMFORT PRODUCTS | G8MVL0701716 |  | Natural Gas, Propane Gas | Upflow, Downflow, Horizontal | Non-Weatherized | 66 | 53 | 80 | 56.7 | 369 | 73 |  | Yes | AMACF
7126000 | Active | CARRIER | CARRIER CORPORATION | 58CTY090-16 |  | Natural Gas, Propane Gas | Upflow, Downflow, Horizontal | Non-Weatherized | 88 | 71 | 80 | 76 | 283 | 92 | Yes | Yes | AMACF
7559683 | Active | BRYANT | BRYANT HEATING & COOLING SYSTEMS | 577CNWB60130N* |  | Natural Gas, Propane Gas | Downflow, Horizontal | Weatherized | 127 | 104 | 81 | 114.3 | 1167 | 90 |  | Yes
7126028 | Active | ARCOAIRE, ICP COMMERCIAL, KEEPRITE, KENMORE, TEMPSTAR | INTERNATIONAL COMFORT PRODUCTS | F8MVL0902116 |  | Natural Gas, Propane Gas | Upflow, Downflow, Horizontal | Non-Weatherized | 88 | 71 | 80 | 76 | 283 | 92 |  | Yes | AMACF
7126033 | Active | AIRQUEST, COMFORTMAKER, DAY & NIGHT, HEIL, ICP COMMERCIAL, KENMORE | INTERNATIONAL COMFORT PRODUCTS | G8MVL0902116 |  | Natural Gas, Propane Gas | Upflow, Downflow, Horizontal | Non-Weatherized | 88 | 71 | 80 | 76 | 283 | 92 |  | Yes | AMACF
7126001 | Active | CARRIER | CARRIER CORPORATION | 58CTY135-22 |  | Natural Gas, Propane Gas | Upflow, Downflow, Horizontal | Non-Weatherized | 132 | 107 | 80 | 113.4 | 656 | 112 | Yes | Yes | AMACF
7947148 | Active | BRYANT | BRYANT HEATING & COOLING SYSTEMS | 577ENWB24040A* |  | Natural Gas, Propane Gas | Downflow, Horizontal | Weatherized | 40 | 33 | 81 | 38.2 | 231 | 33 |  | Yes | AMACF
7126029 | Active | ARCOAIRE, ICP COMMERCIAL, KEEPRITE, KENMORE, TEMPSTAR | INTERNATIONAL COMFORT PRODUCTS | F8MVL1352422 |  | Natural Gas, Propane Gas | Upflow, Downflow, Horizontal | Non-Weatherized | 132 | 107 | 80 | 113.4 | 656 | 112 |  | Yes | AMACF
7126034 | Active | AIRQUEST, COMFORTMAKER, DAY & NIGHT, HEIL, ICP COMMERCIAL, KENMORE | INTERNATIONAL COMFORT PRODUCTS | G8MVL1352422 |  | Natural Gas, Propane Gas | Upflow, Downflow, Horizontal | Non-Weatherized | 132 | 107 | 80 | 113.4 | 656 | 112 |  | Yes | AMACF
7126199 | Active | CARRIER | CARRIER CORPORATION | 59TP6A040E14--10 |  | Natural Gas,Propane Gas | Upflow,Downflow,Horizontal | Non-Weatherized | 40 | 39 | 96.5 | 32 | 169 | 31 | Yes | Yes | AFUE & AMACF
7947162 | Active | BRYANT | BRYANT HEATING & COOLING SYSTEMS | 577ENWB24040N* |  | Natural Gas, Propane Gas | Downflow, Horizontal | Weatherized | 40 | 33 | 81 | 38.2 | 231 | 33 |  | Yes | AMACF
7126200 | Active | CARRIER | CARRIER CORPORATION | 59TP6A060E17--14 |  | Natural Gas,Propane Gas | Upflow,Downflow,Horizontal | Non-Weatherized | 60 | 58 | 96.3 | 48.4 | 193 | 37 | Yes | Yes | AFUE & AMACF
7947149 | Active | BRYANT | BRYANT HEATING & COOLING SYSTEMS | 577ENWB24060A* |  | Natural Gas, Propane Gas | Downflow, Horizontal | Weatherized | 60 | 49 | 81 | 56.3 | 245 | 31 |  | Yes | AMACF
7126201 | Active | CARRIER | CARRIER CORPORATION | 59TP6A080E17--16 |  | Natural Gas,Propane Gas | Upflow,Downflow,Horizontal | Non-Weatherized | 80 | 78 | 96.2 | 80 | 377 | 36 | Yes | Yes | AFUE & AMACF
7947163 | Active | BRYANT | BRYANT HEATING & COOLING SYSTEMS | 577ENWB24060N* |  | Natural Gas, Propane Gas | Downflow, Horizontal | Weatherized | 60 | 49 | 81 | 56.3 | 245 | 31 |  | Yes | AMACF
7126202 | Active | CARRIER | CARRIER CORPORATION | 59TP6A120E24--22 |  | Natural Gas,Propane Gas | Upflow,Downflow,Horizontal | Non-Weatherized | 120 | 117 | 96.5 | 109.8 | 598 | 42 | Yes | Yes | AFUE & AMACF
7947150 | Active | BRYANT | BRYANT HEATING & COOLING SYSTEMS | 577ENWB30040A* |  | Natural Gas, Propane Gas | Downflow, Horizontal | Weatherized | 40 | 33 | 81 | 38.2 | 231 | 33 |  | Yes | AMACF
7126203 | Active | CARRIER | CARRIER CORPORATION | 59TP6A080E21--20 |  | Natural Gas, Propane | Upflow, Downflow, Horizontal | Non-Weatherized | 80 | 78 | 96.5 | 81 | 364 | 38 | Yes | Yes | AFUE & AMACF
7947164 | Active | BRYANT | BRYANT HEATING & COOLING SYSTEMS | 577ENWB30040N* |  | Natural Gas, Propane Gas | Downflow, Horizontal | Weatherized | 40 | 33 | 81 | 38.2 | 231 | 33 |  | Yes | AMACF
7126204 | Active | CARRIER | CARRIER CORPORATION | 59TP6A100E21--20 |  | Natural Gas, Propane | Upflow, Downflow, Horizontal | Non-Weatherized | 100 | 97 | 96.1 | 95.9 | 487 | 43 | Yes | Yes | AFUE & AMACF
7947151 | Active | BRYANT | BRYANT HEATING & COOLING SYSTEMS | 577ENWB30060A* |  | Natural Gas, Propane Gas | Downflow, Horizontal | Weatherized | 60 | 49 | 81 | 56.3 | 245 | 31 |  | Yes | AMACF
7126205 | Active | CARRIER | CARRIER CORPORATION | 59TP6A040E17--12 |  | Natural Gas, Propane | Upflow, Downflow, Horizontal | Non-Weatherized | 40 | 39 | 96 | 32.4 | 197 | 32 | Yes | Yes | AFUE & AMACF
7947165 | Active | BRYANT | BRYANT HEATING & COOLING SYSTEMS | 577ENWB30060N* |  | Natural Gas, Propane Gas | Downflow, Horizontal | Weatherized | 60 | 49 | 81 | 56.3 | 245 | 31 |  | Yes | AMACF
7126206 | Active | CARRIER | CARRIER CORPORATION | 59TP6A060E14--12 |  | Natural Gas, Propane | Upflow, Downflow, Horizontal | Non-Weatherized | 60 | 58 | 95 | 48.4 | 300 | 38 | Yes | Yes | AFUE & AMACF
7947152 | Active | BRYANT | BRYANT HEATING & COOLING SYSTEMS | 577ENWB36060A* |  | Natural Gas, Propane Gas | Downflow, Horizontal | Weatherized | 60 | 49 | 81 | 57.6 | 172 | 27 |  | Yes | AMACF
7126219 | Active | CARRIER | CARRIER CORPORATION | 59SC2C040S14--10 | Yes | Natural Gas, Propane Gas | Upflow, Downflow, Horizontal | Non-Weatherized | 40 | 38 | 92.1 | 33.6 | 386 | 30 | Yes | No
7947166 | Active | BRYANT | BRYANT HEATING & COOLING SYSTEMS | 577ENWB36060N* |  | Natural Gas, Propane Gas | Downflow, Horizontal | Weatherized | 60 | 49 | 81 | 57.6 | 172 | 27 |  | Yes | AMACF
7126237 | Active | PAYNE | PAYNE HEATING & COOLING | PG92SCS30040A | Yes | Natural Gas, Propane Gas | Upflow, Downflow, Horizontal | Non-Weatherized | 40 | 38 | 92.1 | 33.6 | 386 | 30 |  | No
7126220 | Active | CARRIER | CARRIER CORPORATION | 59SC2C040S17--12 | Yes | Natural Gas, Propane Gas | Upflow, Downflow, Horizontal | Non-Weatherized | 40 | 37 | 92.1 | 33.4 | 429 | 31 | Yes | No
7947153 | Active | BRYANT | BRYANT HEATING & COOLING SYSTEMS | 577ENWB36090A* |  | Natural Gas, Propane Gas | Downflow, Horizontal | Weatherized | 90 | 74 | 81 | 75.9 | 252 | 29 |  | Yes | AMACF
7126221 | Active | CARRIER | CARRIER CORPORATION | 59SC2C060S14--12 | Yes | Natural Gas, Propane Gas | Upflow, Downflow, Horizontal | Non-Weatherized | 60 | 56 | 92.1 | 50.5 | 526 | 41 | Yes | No
7947167 | Active | BRYANT | BRYANT HEATING & COOLING SYSTEMS | 577ENWB36090N* |  | Natural Gas, Propane Gas | Downflow, Horizontal | Weatherized | 90 | 74 | 81 | 75.9 | 252 | 29 |  | Yes | AMACF
7126222 | Active | CARRIER | CARRIER CORPORATION | 59SC2C060S17--16 | Yes | Natural Gas, Propane Gas | Upflow, Downflow, Horizontal | Non-Weatherized | 60 | 56 | 92.1 | 50 | 652 | 42 | Yes | No
7947154 | Active | BRYANT | BRYANT HEATING & COOLING SYSTEMS | 577ENWB42060A* |  | Natural Gas, Propane Gas | Downflow, Horizontal | Weatherized | 60 | 49 | 81 | 57.6 | 172 | 27 |  | Yes | AMACF
7126238 | Active | PAYNE | PAYNE HEATING & COOLING | PG92SCS48060B | Yes | Natural Gas, Propane Gas | Upflow, Downflow, Horizontal | Non-Weatherized | 60 | 56 | 92.1 | 50 | 652 | 42 |  | No
7126223 | Active | CARRIER | CARRIER CORPORATION | 59SC2C080S17--16 | Yes | Natural Gas, Propane Gas | Upflow, Downflow, Horizontal | Non-Weatherized | 80 | 75 | 92.1 | 66.7 | 848 | 44 | Yes | No
7947168 | Active | BRYANT | BRYANT HEATING & COOLING SYSTEMS | 577ENWB42060N* |  | Natural Gas, Propane Gas | Downflow, Horizontal | Weatherized | 60 | 49 | 81 | 57.6 | 172 | 27 |  | Yes | AMACF
7126239 | Active | PAYNE | PAYNE HEATING & COOLING | PG92SCS48080B | Yes | Natural Gas, Propane Gas | Upflow, Downflow, Horizontal | Non-Weatherized | 80 | 75 | 92.1 | 66.7 | 848 | 44 |  | No
7126224 | Active | CARRIER | CARRIER CORPORATION | 59SC2C080S21--20 | Yes | Natural Gas, Propane Gas | Upflow, Downflow, Horizontal | Non-Weatherized | 80 | 75 | 92.1 | 66.8 | 820 | 43 | Yes | No
7947155 | Active | BRYANT | BRYANT HEATING & COOLING SYSTEMS | 577ENWB42090A* |  | Natural Gas, Propane Gas | Downflow, Horizontal | Weatherized | 90 | 74 | 81 | 75.9 | 252 | 29 |  | Yes | AMACF
7126240 | Active | PAYNE | PAYNE HEATING & COOLING | PG92SCS60080C | Yes | Natural Gas, Propane Gas | Upflow, Downflow, Horizontal | Non-Weatherized | 80 | 75 | 92.1 | 66.8 | 820 | 43 |  | No
7126225 | Active | CARRIER | CARRIER CORPORATION | 59SC2C100S21--16 | Yes | Natural Gas, Propane Gas | Upflow, Downflow, Horizontal | Non-Weatherized | 100 | 93 | 92.1 | 84 | 872 | 50 | Yes | No
7947169 | Active | BRYANT | BRYANT HEATING & COOLING SYSTEMS | 577ENWB42090N* |  | Natural Gas, Propane Gas | Downflow, Horizontal | Weatherized | 90 | 74 | 81 | 75.9 | 252 | 29 |  | Yes | AMACF
7126241 | Active | PAYNE | PAYNE HEATING & COOLING | PG92SCS48100C | Yes | Natural Gas, Propane Gas | Upflow, Downflow, Horizontal | Non-Weatherized | 100 | 93 | 92.1 | 84 | 872 | 50 |  | No
7126226 | Active | CARRIER | CARRIER CORPORATION | 59SC2C100S21--20 | Yes | Natural Gas, Propane Gas | Upflow, Downflow, Horizontal | Non-Weatherized | 100 | 93 | 92.1 | 83.9 | 904 | 52 | Yes | No
7947156 | Active | BRYANT | BRYANT HEATING & COOLING SYSTEMS | 577ENWB48090A* |  | Natural Gas, Propane Gas | Downflow, Horizontal | Weatherized | 90 | 74 | 81 | 76.3 | 240 | 29 |  | Yes | AMACF
7126242 | Active | PAYNE | PAYNE HEATING & COOLING | PG92SCS60100C | Yes | Natural Gas, Propane Gas | Upflow, Downflow, Horizontal | Non-Weatherized | 100 | 93 | 92.1 | 83.9 | 904 | 52 |  | No
7126227 | Active | CARRIER | CARRIER CORPORATION | 59SC2C120S24--20 | Yes | Natural Gas, Propane Gas | Upflow, Downflow, Horizontal | Non-Weatherized | 120 | 112 | 92.1 | 117.5 | 1247 | 54 | Yes | No
7947170 | Active | BRYANT | BRYANT HEATING & COOLING SYSTEMS | 577ENWB48090N* |  | Natural Gas, Propane Gas | Downflow, Horizontal | Weatherized | 90 | 74 | 81 | 76.3 | 240 | 29 |  | Yes | AMACF
7126243 | Active | PAYNE | PAYNE HEATING & COOLING | PG92SCS60120D | Yes | Natural Gas, Propane Gas | Upflow, Downflow, Horizontal | Non-Weatherized | 120 | 112 | 92.1 | 117.5 | 1247 | 54 |  | No
7126244 | Active | AIRQUEST,ARCOAIRE,COMFORTMAKER,DAY & NIGHT,HEIL,ICP COMMERCIAL,KEEPRITE,KENMORE,MARATHERM,TEMPSTAR | INTERNATIONAL COMFORT PRODUCTS | N9MSB0401410C | Yes | Natural Gas, Propane Gas | Upflow, Downflow, Horizontal | Non-Weatherized | 40 | 38 | 92.1 | 33.6 | 386 | 30 | Yes | No
7126245 | Active | AIRQUEST,ARCOAIRE,COMFORTMAKER,DAY & NIGHT,HEIL,ICP COMMERCIAL,KEEPRITE,KENMORE,MARATHERM,TEMPSTAR | INTERNATIONAL COMFORT PRODUCTS | N9MSB0401712C | Yes | Natural Gas, Propane Gas | Upflow, Downflow, Horizontal | Non-Weatherized | 40 | 37 | 92.1 | 33.4 | 429 | 31 | Yes | No
7126246 | Active | AIRQUEST,ARCOAIRE,COMFORTMAKER,DAY & NIGHT,HEIL,ICP COMMERCIAL,KEEPRITE,KENMORE,MARATHERM,TEMPSTAR | INTERNATIONAL COMFORT PRODUCTS | N9MSB0601412C | Yes | Natural Gas, Propane Gas | Upflow, Downflow, Horizontal | Non-Weatherized | 60 | 56 | 92.1 | 50.5 | 526 | 41 | Yes | No
7126247 | Active | AIRQUEST,ARCOAIRE,COMFORTMAKER,DAY & NIGHT,HEIL,ICP COMMERCIAL,KEEPRITE,KENMORE,MARATHERM,TEMPSTAR | INTERNATIONAL COMFORT PRODUCTS | N9MSB0601716C | Yes | Natural Gas, Propane Gas | Upflow, Downflow, Horizontal | Non-Weatherized | 60 | 56 | 92.1 | 50 | 652 | 42 | Yes | No
7126248 | Active | AIRQUEST,ARCOAIRE,COMFORTMAKER,DAY & NIGHT,HEIL,ICP COMMERCIAL,KEEPRITE,KENMORE,MARATHERM,TEMPSTAR | INTERNATIONAL COMFORT PRODUCTS | N9MSB0801716C | Yes | Natural Gas, Propane Gas | Upflow, Downflow, Horizontal | Non-Weatherized | 80 | 75 | 92.1 | 66.7 | 848 | 44 | Yes | No
7126249 | Active | AIRQUEST,ARCOAIRE,COMFORTMAKER,DAY & NIGHT,HEIL,ICP COMMERCIAL,KEEPRITE,KENMORE,MARATHERM,TEMPSTAR | INTERNATIONAL COMFORT PRODUCTS | N9MSB0802120C | Yes | Natural Gas, Propane Gas | Upflow, Downflow, Horizontal | Non-Weatherized | 80 | 75 | 92.1 | 66.8 | 820 | 43 | Yes | No
7126250 | Active | AIRQUEST,ARCOAIRE,COMFORTMAKER,DAY & NIGHT,HEIL,ICP COMMERCIAL,KEEPRITE,KENMORE,MARATHERM,TEMPSTAR | INTERNATIONAL COMFORT PRODUCTS | N9MSB1002116C | Yes | Natural Gas, Propane Gas | Upflow, Downflow, Horizontal | Non-Weatherized | 100 | 93 | 92.1 | 84 | 872 | 50 | Yes | No
7126251 | Active | AIRQUEST,ARCOAIRE,COMFORTMAKER,DAY & NIGHT,HEIL,ICP COMMERCIAL,KEEPRITE,KENMORE,MARATHERM,TEMPSTAR | INTERNATIONAL COMFORT PRODUCTS | N9MSB1002120C | Yes | Natural Gas, Propane Gas | Upflow, Downflow, Horizontal | Non-Weatherized | 100 | 93 | 92.1 | 83.9 | 904 | 52 | Yes | No
7126252 | Active | AIRQUEST,ARCOAIRE,COMFORTMAKER,DAY & NIGHT,HEIL,ICP COMMERCIAL,KEEPRITE,KENMORE,MARATHERM,TEMPSTAR | INTERNATIONAL COMFORT PRODUCTS | N9MSB1202420C | Yes | Natural Gas, Propane Gas | Upflow, Downflow, Horizontal | Non-Weatherized | 120 | 112 | 92.1 | 117.5 | 1247 | 54 | Yes | No
7126284 | Active | GRANDAIRE,ECOTEMP | INTERNATIONAL COMFORT PRODUCTS | WFAR040A030C | Yes | Natural Gas, Propane Gas | Upflow, Downflow, Horizontal | Non-Weatherized | 40 | 38 | 92.1 | 33.6 | 386 | 30 | Yes | No
7126285 | Active | GRANDAIRE,ECOTEMP | INTERNATIONAL COMFORT PRODUCTS | WFAR060B048C | Yes | Natural Gas, Propane Gas | Upflow, Downflow, Horizontal | Non-Weatherized | 60 | 56 | 92.1 | 50 | 652 | 42 | Yes | No
7126286 | Active | GRANDAIRE,ECOTEMP | INTERNATIONAL COMFORT PRODUCTS | WFAR080B048C | Yes | Natural Gas, Propane Gas | Upflow, Downflow, Horizontal | Non-Weatherized | 80 | 75 | 92.1 | 66.7 | 848 | 44 | Yes | No
7126287 | Active | GRANDAIRE,ECOTEMP | INTERNATIONAL COMFORT PRODUCTS | WFAR080C060C | Yes | Natural Gas, Propane Gas | Upflow, Downflow, Horizontal | Non-Weatherized | 80 | 75 | 92.1 | 66.8 | 820 | 43 | Yes | No
7126288 | Active | GRANDAIRE,ECOTEMP | INTERNATIONAL COMFORT PRODUCTS | WFAR100C048C | Yes | Natural Gas, Propane Gas | Upflow, Downflow, Horizontal | Non-Weatherized | 100 | 93 | 92.1 | 84 | 872 | 50 | Yes | No
7126289 | Active | GRANDAIRE,ECOTEMP | INTERNATIONAL COMFORT PRODUCTS | WFAR100C060C | Yes | Natural Gas, Propane Gas | Upflow, Downflow, Horizontal | Non-Weatherized | 100 | 93 | 92.1 | 83.9 | 904 | 52 | Yes | No
7126290 | Active | GRANDAIRE,ECOTEMP | INTERNATIONAL COMFORT PRODUCTS | WFAR120D060C | Yes | Natural Gas, Propane Gas | Upflow, Downflow, Horizontal | Non-Weatherized | 120 | 112 | 92.1 | 117.5 | 1247 | 54 | Yes | No
7126292 | Active | MARATHERM | INTERNATIONAL COMFORT PRODUCTS | R9MSB0601716B | Yes | Natural Gas, Propane Gas | Upflow, Downflow, Horizontal | Non-Weatherized | 60 | 56 | 92.1 | 50 | 652 | 42 |  | No
7126293 | Active | MARATHERM | INTERNATIONAL COMFORT PRODUCTS | R9MSB0801716B | Yes | Natural Gas, Propane Gas | Upflow, Downflow, Horizontal | Non-Weatherized | 80 | 75 | 92.1 | 66.7 | 848 | 44 |  | No
7126294 | Active | MARATHERM | INTERNATIONAL COMFORT PRODUCTS | R9MSB1002120B | Yes | Natural Gas, Propane Gas | Upflow, Downflow, Horizontal | Non-Weatherized | 100 | 93 | 92.1 | 83.9 | 904 | 52 |  | No
7126295 | Active | MARATHERM | INTERNATIONAL COMFORT PRODUCTS | R9MSB1202420B | Yes | Natural Gas, Propane Gas | Upflow, Downflow, Horizontal | Non-Weatherized | 120 | 112 | 92.1 | 117.5 | 1247 | 54 |  | No
7133780 | Active | YORK | YORK BY JOHNSON CONTROLS | TM9E100C20MP11 |  | Natural Gas,Propane Gas | Upflow,Downflow,Horizontal | Non-Weatherized | 100 | 96 | 95 | 99.8 | 451 | 186 | Yes | Yes | AFUE & AMACF
7133781 | Active | COLEMAN | COLEMAN BY JOHNSON CONTROLS | TM9E100C20MP11 |  | Natural Gas,Propane Gas | Upflow,Downflow,Horizontal | Non-Weatherized | 100 | 96 | 95 | 99.8 | 451 | 186 |  | Yes | AFUE & AMACF
7133782 | Active | EVCON | EVCON BY JOHNSON CONTROLS | TM9E100C20MP11 |  | Natural Gas,Propane Gas | Upflow,Downflow,Horizontal | Non-Weatherized | 100 | 96 | 95 | 99.8 | 451 | 186 |  | Yes | AFUE & AMACF
7133783 | Active | LUXAIRE | LUXAIRE BY JOHNSON CONTROLS | TM9E100C20MP11 |  | Natural Gas,Propane Gas | Upflow,Downflow,Horizontal | Non-Weatherized | 100 | 96 | 95 | 99.8 | 451 | 186 |  | Yes | AFUE & AMACF
7133784 | Active | FRASER-JOHNSTON | FRASER-JOHNSTON BY JOHNSON CONTROLS | TM9E100C20MP11 |  | Natural Gas,Propane Gas | Upflow,Downflow,Horizontal | Non-Weatherized | 100 | 96 | 95 | 99.8 | 451 | 186 |  | Yes | AFUE & AMACF
7133785 | Active | GUARDIAN | GUARDIAN BY JOHNSON CONTROLS | RGF19100CE20MP12 |  | Natural Gas,Propane Gas | Upflow,Downflow,Horizontal | Non-Weatherized | 100 | 96 | 95 | 99.8 | 451 | 186 |  | Yes | AFUE & AMACF
7133786 | Active | EVCON | EVCON BY JOHNSON CONTROLS | RGF19100CE20MP12 |  | Natural Gas,Propane Gas | Upflow,Downflow,Horizontal | Non-Weatherized | 100 | 96 | 95 | 99.8 | 451 | 186 |  | Yes | AFUE & AMACF
7137317 | Active | YORK | YORK BY JOHNSON CONTROLS | TM9E040A10MP11 |  | Natural Gas,Propane Gas | Upflow,Downflow,Horizontal | Non-Weatherized | 40 | 38 | 95 | 33.1 | 237 | 107 | Yes | Yes | AFUE & AMACF
7137318 | Active | COLEMAN | COLEMAN BY JOHNSON CONTROLS | TM9E040A10MP11 |  | Natural Gas,Propane Gas | Upflow,Downflow,Horizontal | Non-Weatherized | 40 | 38 | 95 | 33.1 | 237 | 107 |  | Yes | AFUE & AMACF
7137319 | Active | EVCON | EVCON BY JOHNSON CONTROLS | TM9E040A10MP11 |  | Natural Gas,Propane Gas | Upflow,Downflow,Horizontal | Non-Weatherized | 40 | 38 | 95 | 33.1 | 237 | 107 |  | Yes | AFUE & AMACF
7137320 | Active | LUXAIRE | LUXAIRE BY JOHNSON CONTROLS | TM9E040A10MP11 |  | Natural Gas,Propane Gas | Upflow,Downflow,Horizontal | Non-Weatherized | 40 | 38 | 95 | 33.1 | 237 | 107 |  | Yes | AFUE & AMACF
7137321 | Active | FRASER-JOHNSTON | FRASER-JOHNSTON BY JOHNSON CONTROLS | TM9E040A10MP11 |  | Natural Gas,Propane Gas | Upflow,Downflow,Horizontal | Non-Weatherized | 40 | 38 | 95 | 33.1 | 237 | 107 |  | Yes | AFUE & AMACF
7141702 | Active | YORK | YORK BY JOHNSON CONTROLS | TM9E080B12MP11 |  | Natural Gas,Propane Gas | Upflow,Downflow,Horizontal | Non-Weatherized | 80 | 77 | 95 | 83 | 423 | 113 | Yes | Yes | AFUE & AMACF
7141723 | Active | COLEMAN | COLEMAN BY JOHNSON CONTROLS | TM9E080B12MP11 |  | Natural Gas,Propane Gas | Upflow,Downflow,Horizontal | Non-Weatherized | 80 | 77 | 95 | 83 | 423 | 113 |  | Yes | AFUE & AMACF
7141733 | Active | EVCON | EVCON BY JOHNSON CONTROLS | TM9E080B12MP11 |  | Natural Gas,Propane Gas | Upflow,Downflow,Horizontal | Non-Weatherized | 80 | 77 | 95 | 83 | 423 | 113 |  | Yes | AFUE & AMACF
7141746 | Active | FRASER-JOHNSTON | FRASER-JOHNSTON BY JOHNSON CONTROLS | TM9E080B12MP11 |  | Natural Gas,Propane Gas | Upflow,Downflow,Horizontal | Non-Weatherized | 80 | 77 | 95 | 83 | 423 | 113 |  | Yes | AFUE & AMACF
7141753 | Active | LUXAIRE | LUXAIRE BY JOHNSON CONTROLS | TM9E080B12MP11 |  | Natural Gas,Propane Gas | Upflow,Downflow,Horizontal | Non-Weatherized | 80 | 77 | 95 | 83 | 423 | 113 |  | Yes | AFUE & AMACF
7141792 | Active | GUARDIAN | GUARDIAN BY JOHNSON CONTROLS | RGF19080BE12MP12 |  | Natural Gas,Propane Gas | Upflow,Downflow,Horizontal | Non-Weatherized | 80 | 77 | 95 | 83 | 423 | 113 |  | Yes | AFUE & AMACF
7141797 | Active | EVCON | EVCON BY JOHNSON CONTROLS | RGF19080BE12MP12 |  | Natural Gas,Propane Gas | Upflow,Downflow,Horizontal | Non-Weatherized | 80 | 77 | 95 | 83 | 423 | 113 |  | Yes | AFUE & AMACF
7151538 | Discontinued | AFFINITY | YORK BY JOHNSON CONTROLS | D7NQ030N05606NX |  | Natural Gas,Propane Gas | Downflow,Horizontal | Weatherized | 70 | 57 | 81 | 57.8 | 444 | 93 | Yes | Yes
7151555 | Discontinued | ECHELON | COLEMAN BY JOHNSON CONTROLS | D7NQ030N05606NX |  | Natural Gas,Propane Gas | Downflow,Horizontal | Weatherized | 70 | 57 | 81 | 57.8 | 444 | 93 |  | Yes
7151556 | Discontinued | EVCON | EVCON BY JOHNSON CONTROLS | D7NQ030N05606NX |  | Natural Gas,Propane Gas | Downflow,Horizontal | Weatherized | 70 | 57 | 81 | 57.8 | 444 | 93 |  | Yes
7151557 | Discontinued | ACCLIMATE | LUXAIRE BY JOHNSON CONTROLS | D7NQ030N05606NX |  | Natural Gas,Propane Gas | Downflow,Horizontal | Weatherized | 70 | 57 | 81 | 57.8 | 444 | 93 |  | Yes
7151558 | Discontinued | FRASER-JOHNSTON | FRASER-JOHNSTON BY JOHNSON CONTROLS | D7NQ030N05606NX |  | Natural Gas,Propane Gas | Downflow,Horizontal | Weatherized | 70 | 57 | 81 | 57.8 | 444 | 93 |  | Yes
7151539 | Discontinued | AFFINITY | YORK BY JOHNSON CONTROLS | D7NQ030N03606NX |  | Natural Gas,Propane Gas | Downflow,Horizontal | Weatherized | 45 | 37 | 81 | 38.7 | 283 | 86 | Yes | Yes
7151551 | Discontinued | ECHELON | COLEMAN BY JOHNSON CONTROLS | D7NQ030N03606NX |  | Natural Gas,Propane Gas | Downflow,Horizontal | Weatherized | 45 | 37 | 81 | 38.7 | 283 | 86 |  | Yes
7151552 | Discontinued | EVCON | EVCON BY JOHNSON CONTROLS | D7NQ030N03606NX |  | Natural Gas,Propane Gas | Downflow,Horizontal | Weatherized | 45 | 37 | 81 | 38.7 | 283 | 86 |  | Yes
7151553 | Discontinued | ACCLIMATE | LUXAIRE BY JOHNSON CONTROLS | D7NQ030N03606NX |  | Natural Gas,Propane Gas | Downflow,Horizontal | Weatherized | 45 | 37 | 81 | 38.7 | 283 | 86 |  | Yes
7151554 | Discontinued | FRASER-JOHNSTON | FRASER-JOHNSTON BY JOHNSON CONTROLS | D7NQ030N03606NX |  | Natural Gas,Propane Gas | Downflow,Horizontal | Weatherized | 45 | 37 | 81 | 38.7 | 283 | 86 |  | Yes
7151540 | Discontinued | AFFINITY | YORK BY JOHNSON CONTROLS | D7NQ036N03606NX |  | Natural Gas,Propane Gas | Downflow,Horizontal | Weatherized | 45 | 36 | 81 | 38.5 | 309 | 81 | Yes | Yes
7151559 | Discontinued | ECHELON | COLEMAN BY JOHNSON CONTROLS | D7NQ036N03606NX |  | Natural Gas,Propane Gas | Downflow,Horizontal | Weatherized | 45 | 36 | 81 | 38.5 | 309 | 81 |  | Yes
7151560 | Discontinued | EVCON | EVCON BY JOHNSON CONTROLS | D7NQ036N03606NX |  | Natural Gas,Propane Gas | Downflow,Horizontal | Weatherized | 45 | 36 | 81 | 38.5 | 309 | 81 |  | Yes
7151561 | Discontinued | ACCLIMATE | LUXAIRE BY JOHNSON CONTROLS | D7NQ036N03606NX |  | Natural Gas,Propane Gas | Downflow,Horizontal | Weatherized | 45 | 36 | 81 | 38.5 | 309 | 81 |  | Yes
7151562 | Discontinued | FRASER-JOHNSTON | FRASER-JOHNSTON BY JOHNSON CONTROLS | D7NQ036N03606NX |  | Natural Gas,Propane Gas | Downflow,Horizontal | Weatherized | 45 | 36 | 81 | 38.5 | 309 | 81 |  | Yes
7151541 | Discontinued | AFFINITY | YORK BY JOHNSON CONTROLS | D7NQ024N03606NX |  | Natural Gas,Propane Gas | Downflow,Horizontal | Weatherized | 45 | 37 | 81 | 38.7 | 272 | 89 | Yes | Yes
7151547 | Discontinued | ECHELON | COLEMAN BY JOHNSON CONTROLS | D7NQ024N03606NX |  | Natural Gas,Propane Gas | Downflow,Horizontal | Weatherized | 45 | 37 | 81 | 38.7 | 272 | 89 |  | Yes
7151548 | Discontinued | EVCON | EVCON BY JOHNSON CONTROLS | D7NQ024N03606NX |  | Natural Gas,Propane Gas | Downflow,Horizontal | Weatherized | 45 | 37 | 81 | 38.7 | 272 | 89 |  | Yes
7151549 | Discontinued | ACCLIMATE | LUXAIRE BY JOHNSON CONTROLS | D7NQ024N03606NX |  | Natural Gas,Propane Gas | Downflow,Horizontal | Weatherized | 45 | 37 | 81 | 38.7 | 272 | 89 |  | Yes
7151550 | Discontinued | FRASER-JOHNSTON | FRASER-JOHNSTON BY JOHNSON CONTROLS | D7NQ024N03606NX |  | Natural Gas,Propane Gas | Downflow,Horizontal | Weatherized | 45 | 37 | 81 | 38.7 | 272 | 89 |  | Yes
7151542 | Active | AFFINITY | YORK BY JOHNSON CONTROLS | D7NX024N03606NX |  | Natural Gas,Propane Gas | Downflow,Horizontal | Weatherized | 45 | 37 | 81 | 38.7 | 272 | 89 | Yes | Yes
7151543 | Active | ECHELON | COLEMAN BY JOHNSON CONTROLS | D7NX024N03606NX |  | Natural Gas,Propane Gas | Downflow,Horizontal | Weatherized | 45 | 37 | 81 | 38.7 | 272 | 89 |  | Yes
7151544 | Active | EVCON | EVCON BY JOHNSON CONTROLS | D7NX024N03606NX |  | Natural Gas,Propane Gas | Downflow,Horizontal | Weatherized | 45 | 37 | 81 | 38.7 | 272 | 89 |  | Yes
7151545 | Active | ACCLIMATE | LUXAIRE BY JOHNSON CONTROLS | D7NX024N03606NX |  | Natural Gas,Propane Gas | Downflow,Horizontal | Weatherized | 45 | 37 | 81 | 38.7 | 272 | 89 |  | Yes
7151546 | Active | FRASER-JOHNSTON | FRASER-JOHNSTON BY JOHNSON CONTROLS | D7NX024N03606NX |  | Natural Gas,Propane Gas | Downflow,Horizontal | Weatherized | 45 | 37 | 81 | 38.7 | 272 | 89 |  | Yes
7159344 | Active | DETTSON | DETTSON INDUSTRIES, INC. | C60-2-V | Yes | Natural Gas,Propane Gas | Upflow,Downflow,Horizontal | Non-Weatherized | 60 | 58 | 95.1 | 48.7 | 197 | 160 | Yes | Yes | AFUE & AMACF
7170619 | Active | DETTSON | DETTSON INDUSTRIES, INC. | C45-M-V | Yes | Natural Gas,Propane Gas | Upflow,Downflow,Horizontal | Non-Weatherized | 45 | 43 | 95.7 | 47.9 | 280 | 42 | Yes | Yes | AFUE & AMACF
7170683 | Active | DETTSON | DETTSON INDUSTRIES, INC. | C45-2-V | Yes | Natural Gas,Propane Gas | Upflow,Downflow,Horizontal | Non-Weatherized | 45 | 44 | 95 | 49.2 | 192 | 54 | Yes | Yes | AFUE & AMACF
7170812 | Active | CONTINENTAL | WOLF STEEL LTD. | CPV040T2B |  | Natural Gas,Propane Gas | Upflow,Downflow,Horizontal | Non-Weatherized | 40 | 38 | 96 | 55.3 | 249 | 86 | Yes | Yes | AFUE & AMACF
7170813 | Active | CONTINENTAL | WOLF STEEL LTD. | CPV060T3B |  | Natural Gas,Propane Gas | Upflow,Downflow,Horizontal | Non-Weatherized | 60 | 58 | 96 | 82.3 | 327 | 86 | Yes | Yes | AFUE & AMACF
7170814 | Active | CONTINENTAL | WOLF STEEL LTD. | CPV080T3B |  | Natural Gas,Propane Gas | Upflow,Downflow,Horizontal | Non-Weatherized | 80 | 77 | 96 | 98.3 | 434 | 86 | Yes | Yes | AFUE & AMACF
7170815 | Active | CONTINENTAL | WOLF STEEL LTD. | CPV080T4B |  | Natural Gas,Propane Gas | Upflow,Downflow,Horizontal | Non-Weatherized | 80 | 77 | 96 | 98.3 | 434 | 86 | Yes | Yes | AFUE & AMACF
7170816 | Active | CONTINENTAL | WOLF STEEL LTD. | CPV100T5B |  | Natural Gas,Propane Gas | Upflow,Downflow,Horizontal | Non-Weatherized | 100 | 96 | 96 | 123.9 | 659 | 86 | Yes | Yes | AFUE & AMACF
7170817 | Active | CONTINENTAL | WOLF STEEL LTD. | CPV120T5B |  | Natural Gas,Propane Gas | Upflow,Downflow,Horizontal | Non-Weatherized | 120 | 115 | 96 | 147.5 | 771 | 86 | Yes | Yes | AFUE & AMACF
7170818 | Active | CONTINENTAL | WOLF STEEL LTD. | CPX060S3B |  | Natural Gas,Propane Gas | Upflow,Downflow,Horizontal | Non-Weatherized | 60 | 57 | 95 | 66.1 | 407 | 53 | Yes | Yes | AFUE & AMACF
7170819 | Active | CONTINENTAL | WOLF STEEL LTD. | CPX080S3B |  | Natural Gas,Propane Gas | Upflow,Downflow,Horizontal | Non-Weatherized | 80 | 76 | 95 | 82.5 | 507 | 53 | Yes | Yes | AFUE & AMACF
7170820 | Active | CONTINENTAL | WOLF STEEL LTD. | CPX080S4B |  | Natural Gas,Propane Gas | Upflow,Downflow,Horizontal | Non-Weatherized | 80 | 76 | 95 | 82.5 | 507 | 53 | Yes | Yes | AFUE & AMACF
7170821 | Active | CONTINENTAL | WOLF STEEL LTD. | CPX100S5B |  | Natural Gas,Propane Gas | Upflow,Downflow,Horizontal | Non-Weatherized | 100 | 95 | 95 | 99.1 | 609 | 53 | Yes | Yes | AFUE & AMACF
7170822 | Active | CONTINENTAL | WOLF STEEL LTD. | CPX120S5B |  | Natural Gas,Propane Gas | Upflow,Downflow,Horizontal | Non-Weatherized | 120 | 114 | 95 | 115.5 | 718 | 53 | Yes | Yes | AFUE
7170823 | Active | CONTINENTAL | WOLF STEEL LTD. | CTV040T2B |  | Natural Gas,Propane Gas | Upflow | Non-Weatherized | 40 | 39 | 97 | 47.9 | 273 | 53 | Yes | Yes | AFUE & AMACF
7170824 | Active | CONTINENTAL | WOLF STEEL LTD. | CTV060T3B |  | Natural Gas,Propane Gas | Upflow | Non-Weatherized | 60 | 58 | 97 | 47.9 | 273 | 53 | Yes | Yes | AFUE & AMACF
7170825 | Active | CONTINENTAL | WOLF STEEL LTD. | CTV080T3B |  | Natural Gas,Propane Gas | Upflow | Non-Weatherized | 80 | 78 | 97 | 78.8 | 492 | 53 | Yes | Yes | AFUE & AMACF
7170826 | Active | CONTINENTAL | WOLF STEEL LTD. | CTV080T4B |  | Natural Gas,Propane Gas | Upflow | Non-Weatherized | 80 | 78 | 97 | 78.8 | 492 | 53 | Yes | Yes | AFUE & AMACF
7170827 | Active | CONTINENTAL | WOLF STEEL LTD. | CTV100T5B |  | Natural Gas,Propane Gas | Upflow | Non-Weatherized | 100 | 97 | 97 | 94.2 | 578 | 53 | Yes | Yes | AFUE & AMACF
7170828 | Active | CONTINENTAL | WOLF STEEL LTD. | CTV120T5B |  | Natural Gas,Propane Gas | Upflow | Non-Weatherized | 120 | 116 | 97 | 108.1 | 665 | 53 | Yes | Yes | AFUE & AMACF
7170829 | Active | NAPOLEON | WOLF STEEL LTD. | NPV040T2B |  | Natural Gas,Propane Gas | Upflow,Downflow,Horizontal | Non-Weatherized | 40 | 38 | 96 | 55.3 | 249 | 86 | Yes | Yes | AFUE & AMACF
7170830 | Active | NAPOLEON | WOLF STEEL LTD. | NPV060T3B |  | Natural Gas,Propane Gas | Upflow,Downflow,Horizontal | Non-Weatherized | 60 | 58 | 96 | 82.3 | 327 | 86 | Yes | Yes | AFUE & AMACF
7170831 | Active | NAPOLEON | WOLF STEEL LTD. | NPV080T3B |  | Natural Gas,Propane Gas | Upflow,Downflow,Horizontal | Non-Weatherized | 80 | 77 | 96 | 98.3 | 434 | 86 | Yes | Yes | AFUE & AMACF
7170832 | Active | NAPOLEON | WOLF STEEL LTD. | NPV080T4B |  | Natural Gas,Propane Gas | Upflow,Downflow,Horizontal | Non-Weatherized | 80 | 77 | 96 | 98.3 | 434 | 86 | Yes | Yes | AFUE & AMACF
7170833 | Active | NAPOLEON | WOLF STEEL LTD. | NPV100T5B |  | Natural Gas,Propane Gas | Upflow,Downflow,Horizontal | Non-Weatherized | 100 | 96 | 96 | 123.9 | 659 | 86 | Yes | Yes | AFUE & AMACF
7170834 | Active | NAPOLEON | WOLF STEEL LTD. | NPV120T5B |  | Natural Gas,Propane Gas | Upflow,Downflow,Horizontal | Non-Weatherized | 120 | 115 | 96 | 147.5 | 771 | 86 | Yes | Yes | AFUE & AMACF
7170835 | Active | NAPOLEON | WOLF STEEL LTD. | NPX060S3B |  | Natural Gas,Propane Gas | Upflow,Downflow,Horizontal | Non-Weatherized | 60 | 57 | 95 | 66.1 | 407 | 53 | Yes | Yes | AFUE & AMACF
7170836 | Active | NAPOLEON | WOLF STEEL LTD. | NPX080S3B |  | Natural Gas,Propane Gas | Upflow,Downflow,Horizontal | Non-Weatherized | 80 | 76 | 95 | 82.5 | 507 | 53 | Yes | Yes | AFUE & AMACF
7170837 | Active | NAPOLEON | WOLF STEEL LTD. | NPX080S4B |  | Natural Gas,Propane Gas | Upflow,Downflow,Horizontal | Non-Weatherized | 80 | 76 | 95 | 82.5 | 507 | 53 | Yes | Yes | AFUE & AMACF
7170838 | Active | NAPOLEON | WOLF STEEL LTD. | NPX100S5B |  | Natural Gas,Propane Gas | Upflow,Downflow,Horizontal | Non-Weatherized | 100 | 95 | 95 | 99 | 609 | 53 | Yes | Yes | AFUE & AMACF
7170839 | Active | NAPOLEON | WOLF STEEL LTD. | NPX120S5B |  | Natural Gas,Propane Gas | Upflow,Downflow,Horizontal | Non-Weatherized | 120 | 114 | 95 | 115.5 | 718 | 53 | Yes | Yes | AFUE
7170840 | Active | NAPOLEON | WOLF STEEL LTD. | NUV040T2B |  | Natural Gas,Propane Gas | Upflow | Non-Weatherized | 40 | 39 | 97 | 47.9 | 273 | 53 | Yes | Yes | AFUE & AMACF
7170841 | Active | NAPOLEON | WOLF STEEL LTD. | NUV060T3B |  | Natural Gas,Propane Gas | Upflow | Non-Weatherized | 60 | 58 | 97 | 47.9 | 273 | 53 | Yes | Yes | AFUE & AMACF
7170842 | Active | NAPOLEON | WOLF STEEL LTD. | NUV080T3B |  | Natural Gas,Propane Gas | Upflow | Non-Weatherized | 80 | 78 | 97 | 78.8 | 492 | 53 | Yes | Yes | AFUE & AMACF
7170843 | Active | NAPOLEON | WOLF STEEL LTD. | NUV100T5B |  | Natural Gas,Propane Gas | Upflow | Non-Weatherized | 100 | 97 | 97 | 94.2 | 578 | 53 | Yes | Yes | AFUE & AMACF
7170844 | Active | NAPOLEON | WOLF STEEL LTD. | NUV120T5B |  | Natural Gas,Propane Gas | Upflow | Non-Weatherized | 120 | 116 | 97 | 108.1 | 665 | 53 | Yes | Yes | AFUE & AMACF
7173493 | Active | BROAN, FRIGIDAIRE, NUTONE, TAPPAN, WESTINGHOUSE, MAYTAG | NORDYNE, LLC. | R8HE-X36K080XA |  | Natural Gas,Propane Gas | Downflow,Horizontal | Weatherized | 80 | 76 | 95 | 78.5 | 560 | 74 | Yes | Yes | AFUE
7173494 | Active | BROAN, FRIGIDAIRE, NUTONE, TAPPAN, WESTINGHOUSE, MAYTAG | NORDYNE, LLC. | R8HE-X42K080XA |  | Natural Gas,Propane Gas | Downflow,Horizontal | Weatherized | 80 | 76 | 95 | 78.5 | 560 | 74 | Yes | Yes | AFUE
7173495 | Active | MAYTAG | NORDYNE, LLC. | PPG3HEX36K080XA |  | Natural Gas,Propane Gas | Downflow,Horizontal | Weatherized | 80 | 76 | 95 | 78.5 | 560 | 74 | Yes | Yes | AFUE
7173496 | Active | MAYTAG | NORDYNE, LLC. | PPG3HEX42K080XA |  | Natural Gas,Propane Gas | Downflow,Horizontal | Weatherized | 80 | 76 | 95 | 78.5 | 560 | 74 | Yes | Yes | AFUE
7173497 | Active | BROAN, FRIGIDAIRE, NUTONE, TAPPAN, WESTINGHOUSE, MAYTAG | NORDYNE, LLC. | R8HE-X24K060XA |  | Natural Gas,Propane Gas | Downflow,Horizontal | Weatherized | 60 | 57 | 95 | 48.1 | 376 | 78 | Yes | Yes | AFUE
7173498 | Active | BROAN, FRIGIDAIRE, NUTONE, TAPPAN, WESTINGHOUSE, MAYTAG | NORDYNE, LLC. | R8HE-X30K060XA |  | Natural Gas,Propane Gas | Downflow,Horizontal | Weatherized | 60 | 57 | 95 | 48.1 | 376 | 78 | Yes | Yes | AFUE
7173499 | Active | BROAN, FRIGIDAIRE, NUTONE, TAPPAN, WESTINGHOUSE, MAYTAG | NORDYNE, LLC. | R8HE-X48K096XA |  | Natural Gas,Propane Gas | Downflow,Horizontal | Weatherized | 96 | 91 | 95 | 92 | 856 | 78 | Yes | Yes | AFUE
7173500 | Active | BROAN, FRIGIDAIRE, NUTONE, TAPPAN, WESTINGHOUSE, MAYTAG | NORDYNE, LLC. | R8HE-X60K096XA |  | Natural Gas,Propane Gas | Downflow,Horizontal | Weatherized | 96 | 91 | 95 | 92 | 856 | 78 | Yes | Yes | AFUE
7173501 | Active | MAYTAG | NORDYNE, LLC. | PPG3HEX24K060XA |  | Natural Gas,Propane Gas | Downflow,Horizontal | Weatherized | 60 | 57 | 95 | 48.1 | 376 | 78 | Yes | Yes | AFUE
7173502 | Active | MAYTAG | NORDYNE, LLC. | PPG3HEX30K060XA |  | Natural Gas,Propane Gas | Downflow,Horizontal | Weatherized | 60 | 57 | 95 | 48.1 | 376 | 78 | Yes | Yes | AFUE
7173503 | Active | MAYTAG | NORDYNE, LLC. | PPG3HEX48K096XA |  | Natural Gas,Propane Gas | Downflow,Horizontal | Weatherized | 96 | 91 | 95 | 92 | 856 | 78 | Yes | Yes | AFUE
7173504 | Active | MAYTAG | NORDYNE, LLC. | PPG3HEX60K096XA |  | Natural Gas,Propane Gas | Downflow,Horizontal | Weatherized | 96 | 91 | 95 | 92 | 856 | 78 | Yes | Yes | AFUE
7173897 | Active | NAPOLEON | WOLF STEEL LTD. | NUV080T4B |  | Natural Gas,Propane Gas | Upflow | Non-Weatherized | 80 | 78 | 97 | 78.8 | 492 | 53 | Yes | Yes | AFUE & AMACF
7174378 | Active | CONTINENTAL | WOLF STEEL LTD. | CPX030S2B |  | Natural Gas,Propane Gas | Upflow,Downflow,Horizontal | Non-Weatherized | 30 | 29 | 95 | 49.5 | 198 | 65 | Yes | Yes | AFUE & AMACF
7174379 | Active | CONTINENTAL | WOLF STEEL LTD. | CPX040S2B |  | Natural Gas,Propane Gas | Upflow,Downflow,Horizontal | Non-Weatherized | 40 | 38 | 95 | 49.5 | 195 | 65 | Yes | Yes | AFUE & AMACF
7174380 | Active | NAPOLEON | WOLF STEEL LTD. | NPX030S2B |  | Natural Gas,Propane Gas | Upflow,Downflow,Horizontal | Non-Weatherized | 30 | 29 | 95 | 49.5 | 198 | 65 | Yes | Yes | AFUE & AMACF
7174381 | Active | NAPOLEON | WOLF STEEL LTD. | NPX040S2B |  | Natural Gas,Propane Gas | Upflow,Downflow,Horizontal | Non-Weatherized | 40 | 38 | 95 | 49.5 | 195 | 65 | Yes | Yes | AFUE & AMACF
7175418 | Active | RHEEM | RHEEM SALES COMPANY, INC. | R801PA050314ZSA |  | Natural Gas, Propane Gas | Downflow | Non-Weatherized | 50 | 40 | 80 | 37 | 665 | 99 | Yes | No
7175433 | Active | DUROGUARD | RHEEM SALES COMPANY, INC. | D801PA050314ZSA |  | Natural Gas, Propane Gas | Downflow | Non-Weatherized | 50 | 40 | 80 | 37 | 665 | 99 |  | No
7175434 | Active | SURE | RHEEM SALES COMPANY, INC. | S801PA050314ZSA |  | Natural Gas, Propane Gas | Downflow | Non-Weatherized | 50 | 40 | 80 | 37 | 665 | 99 |  | No
7175435 | Active | THERMAL ZONE | UNITED REFRIGERATION, INC. | TZ80DSP050A30SA |  | Natural Gas, Propane Gas | Downflow | Non-Weatherized | 50 | 40 | 80 | 37 | 665 | 99 |  | No
7175436 | Active | WEATHERKING | RHEEM SALES COMPANY, INC. | W801PA050314ZSA |  | Natural Gas, Propane Gas | Downflow | Non-Weatherized | 50 | 40 | 80 | 37 | 665 | 99 |  | No
7175419 | Active | RHEEM | RHEEM SALES COMPANY, INC. | R801PA075317ZSA |  | Natural Gas, Propane Gas | Downflow | Non-Weatherized | 75 | 60 | 80 | 74 | 1135 | 64 | Yes | No
7175437 | Active | DUROGUARD | RHEEM SALES COMPANY, INC. | D801PA075317ZSA |  | Natural Gas, Propane Gas | Downflow | Non-Weatherized | 75 | 60 | 80 | 74 | 1135 | 64 |  | No
7175438 | Active | SURE | RHEEM SALES COMPANY, INC. | S801PA075317ZSA |  | Natural Gas, Propane Gas | Downflow | Non-Weatherized | 75 | 60 | 80 | 74 | 1135 | 64 |  | No
7175439 | Active | THERMAL ZONE | UNITED REFRIGERATION, INC. | TZ80DSP075B30SA |  | Natural Gas, Propane Gas | Downflow | Non-Weatherized | 75 | 60 | 80 | 74 | 1135 | 64 |  | No
7175440 | Active | WEATHERKING | RHEEM SALES COMPANY, INC. | W801PA075317ZSA |  | Natural Gas, Propane Gas | Downflow | Non-Weatherized | 75 | 60 | 80 | 74 | 1135 | 64 |  | No
7175420 | Active | RHEEM | RHEEM SALES COMPANY, INC. | R801PA075417ZSA |  | Natural Gas, Propane Gas | Downflow | Non-Weatherized | 75 | 60 | 80 | 73 | 1285 | 63 | Yes | No
7175441 | Active | DUROGUARD | RHEEM SALES COMPANY, INC. | D801PA075417ZSA |  | Natural Gas, Propane Gas | Downflow | Non-Weatherized | 75 | 60 | 80 | 73 | 1285 | 63 |  | No
7175442 | Active | SURE | RHEEM SALES COMPANY, INC. | S801PA075417ZSA |  | Natural Gas, Propane Gas | Downflow | Non-Weatherized | 75 | 60 | 80 | 73 | 1285 | 63 |  | No
7175443 | Active | THERMAL ZONE | UNITED REFRIGERATION, INC. | TZ80DSP075B40SA |  | Natural Gas, Propane Gas | Downflow | Non-Weatherized | 75 | 60 | 80 | 73 | 1285 | 63 |  | No
7175444 | Active | WEATHERKING | RHEEM SALES COMPANY, INC. | W801PA075417ZSA |  | Natural Gas, Propane Gas | Downflow | Non-Weatherized | 75 | 60 | 80 | 73 | 1285 | 63 |  | No
7175421 | Active | RHEEM | RHEEM SALES COMPANY, INC. | R801PA100317ZSA |  | Natural Gas, Propane Gas | Downflow | Non-Weatherized | 100 | 80 | 80 | 94 | 1228 | 70 | Yes | No
7175445 | Active | DUROGUARD | RHEEM SALES COMPANY, INC. | D801PA100317ZSA |  | Natural Gas, Propane Gas | Downflow | Non-Weatherized | 100 | 80 | 80 | 94 | 1228 | 70 |  | No
7175446 | Active | SURE | RHEEM SALES COMPANY, INC. | S801PA100317ZSA |  | Natural Gas, Propane Gas | Downflow | Non-Weatherized | 100 | 80 | 80 | 94 | 1228 | 70 |  | No
7175447 | Active | THERMAL ZONE | UNITED REFRIGERATION, INC. | TZ80DSP100B30SA |  | Natural Gas, Propane Gas | Downflow | Non-Weatherized | 100 | 80 | 80 | 94 | 1228 | 70 |  | No
7175448 | Active | WEATHERKING | RHEEM SALES COMPANY, INC. | W801PA100317ZSA |  | Natural Gas, Propane Gas | Downflow | Non-Weatherized | 100 | 80 | 80 | 94 | 1228 | 70 |  | No
7175422 | Active | RHEEM | RHEEM SALES COMPANY, INC. | R801PA100521ZSA |  | Natural Gas, Propane Gas | Downflow | Non-Weatherized | 100 | 80 | 80 | 95 | 1228 | 63 | Yes | No
7175449 | Active | DUROGUARD | RHEEM SALES COMPANY, INC. | D801PA100521ZSA |  | Natural Gas, Propane Gas | Downflow | Non-Weatherized | 100 | 80 | 80 | 95 | 1228 | 63 |  | No
7175450 | Active | SURE | RHEEM SALES COMPANY, INC. | S801PA100521ZSA |  | Natural Gas, Propane Gas | Downflow | Non-Weatherized | 100 | 80 | 80 | 95 | 1228 | 63 |  | No
7175451 | Active | THERMAL ZONE | UNITED REFRIGERATION, INC. | TZ80DSP100C50SA |  | Natural Gas, Propane Gas | Downflow | Non-Weatherized | 100 | 80 | 80 | 95 | 1228 | 63 |  | No
7175452 | Active | WEATHERKING | RHEEM SALES COMPANY, INC. | W801PA100521ZSA |  | Natural Gas, Propane Gas | Downflow | Non-Weatherized | 100 | 80 | 80 | 95 | 1228 | 63 |  | No
7175423 | Active | RHEEM | RHEEM SALES COMPANY, INC. | R801PA125524ZSA |  | Natural Gas, Propane Gas | Downflow | Non-Weatherized | 125 | 100 | 80 | 112 | 1477 | 71 | Yes | No
7175453 | Active | DUROGUARD | RHEEM SALES COMPANY, INC. | D801PA125524ZSA |  | Natural Gas, Propane Gas | Downflow | Non-Weatherized | 125 | 100 | 80 | 112 | 1477 | 71 |  | No
7175454 | Active | SURE | RHEEM SALES COMPANY, INC. | S801PA125524ZSA |  | Natural Gas, Propane Gas | Downflow | Non-Weatherized | 125 | 100 | 80 | 112 | 1477 | 71 |  | No
7175455 | Active | THERMAL ZONE | UNITED REFRIGERATION, INC. | TZ80DSP125D50SA |  | Natural Gas, Propane Gas | Downflow | Non-Weatherized | 125 | 100 | 80 | 112 | 1477 | 71 |  | No
7175456 | Active | WEATHERKING | RHEEM SALES COMPANY, INC. | W801PA125524ZSA |  | Natural Gas, Propane Gas | Downflow | Non-Weatherized | 125 | 100 | 80 | 112 | 1477 | 71 |  | No
7175424 | Active | RHEEM | RHEEM SALES COMPANY, INC. | R801PA150524ZSA |  | Natural Gas, Propane Gas | Downflow | Non-Weatherized | 150 | 120 | 80 | 133 | 1470 | 74 | Yes | No
7175457 | Active | DUROGUARD | RHEEM SALES COMPANY, INC. | D801PA150524ZSA |  | Natural Gas, Propane Gas | Downflow | Non-Weatherized | 150 | 120 | 80 | 133 | 1470 | 74 |  | No
7175458 | Active | SURE | RHEEM SALES COMPANY, INC. | S801PA150524ZSA |  | Natural Gas, Propane Gas | Downflow | Non-Weatherized | 150 | 120 | 80 | 133 | 1470 | 74 |  | No
7175459 | Active | THERMAL ZONE | UNITED REFRIGERATION, INC. | TZ80DSP150D50SA |  | Natural Gas, Propane Gas | Downflow | Non-Weatherized | 150 | 120 | 80 | 133 | 1470 | 74 |  | No
7175460 | Active | WEATHERKING | RHEEM SALES COMPANY, INC. | W801PA150524ZSA |  | Natural Gas, Propane Gas | Downflow | Non-Weatherized | 150 | 120 | 80 | 133 | 1470 | 74 |  | No
7175425 | Active | RHEEM | RHEEM SALES COMPANY, INC. | R801SA050314ZSA |  | Natural Gas, Propane Gas | Downflow | Non-Weatherized | 50 | 40 | 80 | 37 | 665 | 99 | Yes | No
7175461 | Active | DUROGUARD | RHEEM SALES COMPANY, INC. | D801SA050314ZSA |  | Natural Gas, Propane Gas | Downflow | Non-Weatherized | 50 | 40 | 80 | 37 | 665 | 99 |  | No
7175462 | Active | SURE | RHEEM SALES COMPANY, INC. | S801SA050314ZSA |  | Natural Gas, Propane Gas | Downflow | Non-Weatherized | 50 | 40 | 80 | 37 | 665 | 99 |  | No
7175463 | Active | THERMAL ZONE | UNITED REFRIGERATION, INC. | TZ80DSS050A30SA |  | Natural Gas, Propane Gas | Downflow | Non-Weatherized | 50 | 40 | 80 | 37 | 665 | 99 |  | No
7175464 | Active | WEATHERKING | RHEEM SALES COMPANY, INC. | W801SA050314ZSA |  | Natural Gas, Propane Gas | Downflow | Non-Weatherized | 50 | 40 | 80 | 37 | 665 | 99 |  | No
7175426 | Active | RHEEM | RHEEM SALES COMPANY, INC. | R801SA075317ZSA |  | Natural Gas, Propane Gas | Downflow | Non-Weatherized | 75 | 60 | 80 | 74 | 999 | 60 | Yes | No
7175465 | Active | DUROGUARD | RHEEM SALES COMPANY, INC. | D801SA075317ZSA |  | Natural Gas, Propane Gas | Downflow | Non-Weatherized | 75 | 60 | 80 | 74 | 999 | 60 |  | No
7175466 | Active | SURE | RHEEM SALES COMPANY, INC. | S801SA075317ZSA |  | Natural Gas, Propane Gas | Downflow | Non-Weatherized | 75 | 60 | 80 | 74 | 999 | 60 |  | No
7175467 | Active | THERMAL ZONE | UNITED REFRIGERATION, INC. | TZ80DSS075B30SA |  | Natural Gas, Propane Gas | Downflow | Non-Weatherized | 75 | 60 | 80 | 74 | 999 | 60 |  | No
7175468 | Active | WEATHERKING | RHEEM SALES COMPANY, INC. | W801SA075317ZSA |  | Natural Gas, Propane Gas | Downflow | Non-Weatherized | 75 | 60 | 80 | 74 | 999 | 60 |  | No
7175427 | Active | RHEEM | RHEEM SALES COMPANY, INC. | R801SA075417ZSA |  | Natural Gas, Propane Gas | Downflow | Non-Weatherized | 75 | 60 | 80 | 74 | 1135 | 64 | Yes | No
7175470 | Active | RUUD | RHEEM SALES COMPANY, INC. | R80SA075417ZSA |  | Natural Gas, Propane Gas | Downflow | Non-Weatherized | 75 | 60 | 80 | 74 | 1135 | 64 |  | No
7184820 | Active | DUROGUARD | RHEEM SALES COMPANY, INC. | D801SA075417ZSA |  | Natural Gas, Propane Gas | Downflow | Non-Weatherized | 75 | 60 | 80 | 74 | 1135 | 64 |  | No
7184822 | Active | WEATHERKING | RHEEM SALES COMPANY, INC. | W801SA075417ZSA |  | Natural Gas, Propane Gas | Downflow | Non-Weatherized | 75 | 60 | 80 | 74 | 1135 | 64 |  | No
7460441 | Active | THERMAL ZONE | UNITED REFRIGERATION, INC. | TZ80DSS075B40SA |  | Natural Gas, Propane Gas | Downflow | Non-Weatherized | 75 | 60 | 80 | 74 | 1135 | 64 |  | No
7175428 | Active | RHEEM | RHEEM SALES COMPANY, INC. | R801SA100317ZSA |  | Natural Gas, Propane Gas | Downflow | Non-Weatherized | 100 | 80 | 80 | 94 | 1228 | 70 | Yes | No
7175474 | Active | DUROGUARD | RHEEM SALES COMPANY, INC. | D801SA100317ZSA |  | Natural Gas, Propane Gas | Downflow | Non-Weatherized | 100 | 80 | 80 | 94 | 1228 | 70 |  | No
7175475 | Active | SURE | RHEEM SALES COMPANY, INC. | S801SA100317ZSA |  | Natural Gas, Propane Gas | Downflow | Non-Weatherized | 100 | 80 | 80 | 94 | 1228 | 70 |  | No
7175476 | Active | THERMAL ZONE | UNITED REFRIGERATION, INC. | TZ80DSS100B30SA |  | Natural Gas, Propane Gas | Downflow | Non-Weatherized | 100 | 80 | 80 | 94 | 1228 | 70 |  | No
7175477 | Active | WEATHERKING | RHEEM SALES COMPANY, INC. | W801SA100317ZSA |  | Natural Gas, Propane Gas | Downflow | Non-Weatherized | 100 | 80 | 80 | 94 | 1228 | 70 |  | No
7175429 | Active | RHEEM | RHEEM SALES COMPANY, INC. | R801SA100421ZSA |  | Natural Gas, Propane Gas | Downflow | Non-Weatherized | 100 | 80 | 80 | 95.6 | 1042 | 75 | Yes | No
7175478 | Active | DUROGUARD | RHEEM SALES COMPANY, INC. | D801SA100421ZSA |  | Natural Gas, Propane Gas | Downflow | Non-Weatherized | 100 | 80 | 80 | 95.6 | 1042 | 75 |  | No
7175479 | Active | SURE | RHEEM SALES COMPANY, INC. | S801SA100421ZSA |  | Natural Gas, Propane Gas | Downflow | Non-Weatherized | 100 | 80 | 80 | 95.6 | 1042 | 75 |  | No
7175480 | Active | THERMAL ZONE | UNITED REFRIGERATION, INC. | TZ80DSS100C40SA |  | Natural Gas, Propane Gas | Downflow | Non-Weatherized | 100 | 80 | 80 | 95.6 | 1042 | 75 |  | No
7175481 | Active | WEATHERKING | RHEEM SALES COMPANY, INC. | W801SA100421ZSA |  | Natural Gas, Propane Gas | Downflow | Non-Weatherized | 100 | 80 | 80 | 95.6 | 1042 | 75 |  | No
7175430 | Active | RHEEM | RHEEM SALES COMPANY, INC. | R801SA100521ZSA |  | Natural Gas, Propane Gas | Downflow | Non-Weatherized | 100 | 80 | 80 | 95 | 1228 | 63 | Yes | No
7175482 | Active | DUROGUARD | RHEEM SALES COMPANY, INC. | D801SA100521ZSA |  | Natural Gas, Propane Gas | Downflow | Non-Weatherized | 100 | 80 | 80 | 95 | 1228 | 63 |  | No
7175483 | Active | SURE | RHEEM SALES COMPANY, INC. | S801SA100521ZSA |  | Natural Gas, Propane Gas | Downflow | Non-Weatherized | 100 | 80 | 80 | 95 | 1228 | 63 |  | No
7175484 | Active | THERMAL ZONE | UNITED REFRIGERATION, INC. | TZ80DSS100C50SA |  | Natural Gas, Propane Gas | Downflow | Non-Weatherized | 100 | 80 | 80 | 95 | 1228 | 63 |  | No
7175485 | Active | WEATHERKING | RHEEM SALES COMPANY, INC. | W801SA100521ZSA |  | Natural Gas, Propane Gas | Downflow | Non-Weatherized | 100 | 80 | 80 | 95 | 1228 | 63 |  | No
7175431 | Active | RHEEM | RHEEM SALES COMPANY, INC. | R801SA125524ZSA |  | Natural Gas, Propane Gas | Downflow | Non-Weatherized | 125 | 100 | 80 | 112 | 1477 | 71 | Yes | No
7175486 | Active | DUROGUARD | RHEEM SALES COMPANY, INC. | D801SA125524ZSA |  | Natural Gas, Propane Gas | Downflow | Non-Weatherized | 125 | 100 | 80 | 112 | 1477 | 71 |  | No
7175487 | Active | SURE | RHEEM SALES COMPANY, INC. | S801SA125524ZSA |  | Natural Gas, Propane Gas | Downflow | Non-Weatherized | 125 | 100 | 80 | 112 | 1477 | 71 |  | No
7175488 | Active | THERMAL ZONE | UNITED REFRIGERATION, INC. | TZ80DSS125D50SA |  | Natural Gas, Propane Gas | Downflow | Non-Weatherized | 125 | 100 | 80 | 112 | 1477 | 71 |  | No
7175489 | Active | WEATHERKING | RHEEM SALES COMPANY, INC. | W801SA125524ZSA |  | Natural Gas, Propane Gas | Downflow | Non-Weatherized | 125 | 100 | 80 | 112 | 1477 | 71 |  | No
7175432 | Active | RHEEM | RHEEM SALES COMPANY, INC. | R801SA150524ZSA |  | Natural Gas, Propane Gas | Downflow | Non-Weatherized | 150 | 120 | 80 | 133 | 1471 | 74 | Yes | No
7175490 | Active | DUROGUARD | RHEEM SALES COMPANY, INC. | D801SA150524ZSA |  | Natural Gas, Propane Gas | Downflow | Non-Weatherized | 150 | 120 | 80 | 133 | 1471 | 74 |  | No
7175491 | Active | SURE | RHEEM SALES COMPANY, INC. | S801SA150524ZSA |  | Natural Gas, Propane Gas | Downflow | Non-Weatherized | 150 | 120 | 80 | 133 | 1471 | 74 |  | No
7175492 | Active | THERMAL ZONE | UNITED REFRIGERATION, INC. | TZ80DSS150D50SA |  | Natural Gas, Propane Gas | Downflow | Non-Weatherized | 150 | 120 | 80 | 133 | 1471 | 74 |  | No
7175493 | Active | WEATHERKING | RHEEM SALES COMPANY, INC. | W801SA150524ZSA |  | Natural Gas, Propane Gas | Downflow | Non-Weatherized | 150 | 120 | 80 | 133 | 1471 | 74 |  | No
7176719 | Active | RHEEM | RHEEM SALES COMPANY, INC. | R801PA050314MSA |  | Natural Gas, Propane Gas | Upflow, Horizontal | Non-Weatherized | 50 | 40 | 80 | 37 | 629 | 67 | Yes | No
7176739 | Active | DUROGUARD | RHEEM SALES COMPANY, INC. | D801PA050314MSA |  | Natural Gas, Propane Gas | Upflow, Horizontal | Non-Weatherized | 50 | 40 | 80 | 37 | 629 | 67 |  | No
7176740 | Active | SURE | RHEEM SALES COMPANY, INC. | S801PA050314MSA |  | Natural Gas, Propane Gas | Upflow, Horizontal | Non-Weatherized | 50 | 40 | 80 | 37 | 629 | 67 |  | No
7176741 | Active | WEATHERKING | RHEEM SALES COMPANY, INC. | W801PA050314MSA |  | Natural Gas, Propane Gas | Upflow, Horizontal | Non-Weatherized | 50 | 40 | 80 | 37 | 629 | 67 |  | No
7176838 | Active | THERMAL ZONE | UNITED REFRIGERATION, INC. | TZ80MSP050A30SA |  | Natural Gas, Propane Gas | Upflow, Horizontal | Non-Weatherized | 50 | 40 | 80 | 37 | 629 | 67 |  | No
7176720 | Active | RHEEM | RHEEM SALES COMPANY, INC. | R801PA050314MXA |  | Natural Gas,Propane Gas | Upflow,Horizontal | Non-Weatherized | 50 | 40 | 80 | 37 | 629 | 67 | Yes | No
7176742 | Active | DUROGUARD | RHEEM SALES COMPANY, INC. | D801PA050314MXA |  | Natural Gas,Propane Gas | Upflow,Horizontal | Non-Weatherized | 50 | 40 | 80 | 37 | 629 | 67 |  | No
7176743 | Active | SURE | RHEEM SALES COMPANY, INC. | S801PA050314MXA |  | Natural Gas,Propane Gas | Upflow,Horizontal | Non-Weatherized | 50 | 40 | 80 | 37 | 629 | 67 |  | No
7176744 | Active | WEATHERKING | RHEEM SALES COMPANY, INC. | W801PA050314MXA |  | Natural Gas,Propane Gas | Upflow,Horizontal | Non-Weatherized | 50 | 40 | 80 | 37 | 629 | 67 |  | No
7176839 | Active | THERMAL ZONE | UNITED REFRIGERATION, INC. | TZ80MSP050A30XA |  | Natural Gas,Propane Gas | Upflow,Horizontal | Non-Weatherized | 50 | 40 | 80 | 37 | 629 | 67 |  | No
7176721 | Active | RHEEM | RHEEM SALES COMPANY, INC. | R801PA075417MSA |  | Natural Gas, Propane Gas | Upflow, Horizontal | Non-Weatherized | 75 | 60 | 80 | 73 | 1198 | 57 | Yes | No
7176745 | Active | DUROGUARD | RHEEM SALES COMPANY, INC. | D801PA075417MSA |  | Natural Gas, Propane Gas | Upflow, Horizontal | Non-Weatherized | 75 | 60 | 80 | 73 | 1198 | 57 |  | No
7176746 | Active | SURE | RHEEM SALES COMPANY, INC. | S801PA075417MSA |  | Natural Gas, Propane Gas | Upflow, Horizontal | Non-Weatherized | 75 | 60 | 80 | 73 | 1198 | 57 |  | No
7176747 | Active | WEATHERKING | RHEEM SALES COMPANY, INC. | W801PA075417MSA |  | Natural Gas, Propane Gas | Upflow, Horizontal | Non-Weatherized | 75 | 60 | 80 | 73 | 1198 | 57 |  | No
7176840 | Active | THERMAL ZONE | UNITED REFRIGERATION, INC. | TZ80MSP075B40SA |  | Natural Gas, Propane Gas | Upflow, Horizontal | Non-Weatherized | 75 | 60 | 80 | 73 | 1198 | 57 |  | No
7176722 | Active | RHEEM | RHEEM SALES COMPANY, INC. | R801PA075417MXA |  | Natural Gas, Propane Gas | Upflow, Horizontal | Non-Weatherized | 75 | 60 | 80 | 73 | 1198 | 57 | Yes | No
7176748 | Active | DUROGUARD | RHEEM SALES COMPANY, INC. | D801PA075417MXA |  | Natural Gas, Propane Gas | Upflow, Horizontal | Non-Weatherized | 75 | 60 | 80 | 73 | 1198 | 57 |  | No
7176749 | Active | SURE | RHEEM SALES COMPANY, INC. | S801PA075417MXA |  | Natural Gas, Propane Gas | Upflow, Horizontal | Non-Weatherized | 75 | 60 | 80 | 73 | 1198 | 57 |  | No
7176750 | Active | WEATHERKING | RHEEM SALES COMPANY, INC. | W801PA075417MXA |  | Natural Gas, Propane Gas | Upflow, Horizontal | Non-Weatherized | 75 | 60 | 80 | 73 | 1198 | 57 |  | No
7176841 | Active | THERMAL ZONE | UNITED REFRIGERATION, INC. | TZ80MSP075B40XA |  | Natural Gas, Propane Gas | Upflow, Horizontal | Non-Weatherized | 75 | 60 | 80 | 73 | 1198 | 57 |  | No
7176723 | Active | RHEEM | RHEEM SALES COMPANY, INC. | R801PA100521MSA |  | Natural Gas, Propane Gas | Upflow, Horizontal | Non-Weatherized | 100 | 80 | 80 | 93 | 1269 | 69 | Yes | No
7176751 | Active | DUROGUARD | RHEEM SALES COMPANY, INC. | D801PA100521MSA |  | Natural Gas, Propane Gas | Upflow, Horizontal | Non-Weatherized | 100 | 80 | 80 | 93 | 1269 | 69 |  | No
7176752 | Active | SURE | RHEEM SALES COMPANY, INC. | S801PA100521MSA |  | Natural Gas, Propane Gas | Upflow, Horizontal | Non-Weatherized | 100 | 80 | 80 | 93 | 1269 | 69 |  | No
7176753 | Active | WEATHERKING | RHEEM SALES COMPANY, INC. | W801PA100521MSA |  | Natural Gas, Propane Gas | Upflow, Horizontal | Non-Weatherized | 100 | 80 | 80 | 93 | 1269 | 69 |  | No
7176842 | Active | THERMAL ZONE | UNITED REFRIGERATION, INC. | TZ80MSP100C50SA |  | Natural Gas, Propane Gas | Upflow, Horizontal | Non-Weatherized | 100 | 80 | 80 | 93 | 1269 | 69 |  | No
7176724 | Active | RHEEM | RHEEM SALES COMPANY, INC. | R801PA100521MXA |  | Natural Gas, Propane Gas | Upflow, Horizontal | Non-Weatherized | 100 | 80 | 80 | 93 | 1269 | 69 | Yes | No
7176754 | Active | DUROGUARD | RHEEM SALES COMPANY, INC. | D801PA100521MXA |  | Natural Gas, Propane Gas | Upflow, Horizontal | Non-Weatherized | 100 | 80 | 80 | 93 | 1269 | 69 |  | No
7176755 | Active | SURE | RHEEM SALES COMPANY, INC. | S801PA100521MXA |  | Natural Gas, Propane Gas | Upflow, Horizontal | Non-Weatherized | 100 | 80 | 80 | 93 | 1269 | 69 |  | No
7176756 | Active | WEATHERKING | RHEEM SALES COMPANY, INC. | W801PA100521MXA |  | Natural Gas, Propane Gas | Upflow, Horizontal | Non-Weatherized | 100 | 80 | 80 | 93 | 1269 | 69 |  | No
7176843 | Active | THERMAL ZONE | UNITED REFRIGERATION, INC. | TZ80MSP100C50XA |  | Natural Gas, Propane Gas | Upflow, Horizontal | Non-Weatherized | 100 | 80 | 80 | 93 | 1269 | 69 |  | No
7176725 | Active | RHEEM | RHEEM SALES COMPANY, INC. | R801PA125524MSA |  | Natural Gas, Propane Gas | Upflow, Horizontal | Non-Weatherized | 125 | 100 | 80 | 112 | 1438 | 60 | Yes | No
7176757 | Active | DUROGUARD | RHEEM SALES COMPANY, INC. | D801PA125524MSA |  | Natural Gas, Propane Gas | Upflow, Horizontal | Non-Weatherized | 125 | 100 | 80 | 112 | 1438 | 60 |  | No
7176758 | Active | SURE | RHEEM SALES COMPANY, INC. | S801PA125524MSA |  | Natural Gas, Propane Gas | Upflow, Horizontal | Non-Weatherized | 125 | 100 | 80 | 112 | 1438 | 60 |  | No
7176759 | Active | WEATHERKING | RHEEM SALES COMPANY, INC. | W801PA125524MSA |  | Natural Gas, Propane Gas | Upflow, Horizontal | Non-Weatherized | 125 | 100 | 80 | 112 | 1438 | 60 |  | No
7176844 | Active | THERMAL ZONE | UNITED REFRIGERATION, INC. | TZ80MSP125D50SA |  | Natural Gas, Propane Gas | Upflow, Horizontal | Non-Weatherized | 125 | 100 | 80 | 112 | 1438 | 60 |  | No
7176726 | Active | RHEEM | RHEEM SALES COMPANY, INC. | R801PA125524MXA |  | Natural Gas, Propane Gas | Upflow, Horizontal | Non-Weatherized | 125 | 100 | 80 | 112 | 1438 | 60 | Yes | No
7176760 | Active | DUROGUARD | RHEEM SALES COMPANY, INC. | D801PA125524MXA |  | Natural Gas, Propane Gas | Upflow, Horizontal | Non-Weatherized | 125 | 100 | 80 | 112 | 1438 | 60 |  | No
7176761 | Active | SURE | RHEEM SALES COMPANY, INC. | S801PA125524MXA |  | Natural Gas, Propane Gas | Upflow, Horizontal | Non-Weatherized | 125 | 100 | 80 | 112 | 1438 | 60 |  | No
7176762 | Active | WEATHERKING | RHEEM SALES COMPANY, INC. | W801PA125524MXA |  | Natural Gas, Propane Gas | Upflow, Horizontal | Non-Weatherized | 125 | 100 | 80 | 112 | 1438 | 60 |  | No
7176845 | Active | THERMAL ZONE | UNITED REFRIGERATION, INC. | TZ80MSP125D50XA |  | Natural Gas, Propane Gas | Upflow, Horizontal | Non-Weatherized | 125 | 100 | 80 | 112 | 1438 | 60 |  | No
7176727 | Active | RHEEM | RHEEM SALES COMPANY, INC. | R801PA150524MSA |  | Natural Gas, Propane Gas | Upflow, Horizontal | Non-Weatherized | 150 | 120 | 80 | 135 | 1170 | 75 | Yes | No
7176763 | Active | DUROGUARD | RHEEM SALES COMPANY, INC. | D801PA150524MSA |  | Natural Gas, Propane Gas | Upflow, Horizontal | Non-Weatherized | 150 | 120 | 80 | 135 | 1170 | 75 |  | No
7176764 | Active | SURE | RHEEM SALES COMPANY, INC. | S801PA150524MSA |  | Natural Gas, Propane Gas | Upflow, Horizontal | Non-Weatherized | 150 | 120 | 80 | 135 | 1170 | 75 |  | No
7176765 | Active | WEATHERKING | RHEEM SALES COMPANY, INC. | W801PA150524MSA |  | Natural Gas, Propane Gas | Upflow, Horizontal | Non-Weatherized | 150 | 120 | 80 | 135 | 1170 | 75 |  | No
7176846 | Active | THERMAL ZONE | UNITED REFRIGERATION, INC. | TZ80MSP150D50SA |  | Natural Gas, Propane Gas | Upflow, Horizontal | Non-Weatherized | 150 | 120 | 80 | 135 | 1170 | 75 |  | No
7176728 | Active | RHEEM | RHEEM SALES COMPANY, INC. | R801PA150524MXA |  | Natural Gas, Propane Gas | Upflow, Horizontal | Non-Weatherized | 150 | 120 | 80 | 135 | 1170 | 75 | Yes | No
7176766 | Active | DUROGUARD | RHEEM SALES COMPANY, INC. | D801PA150524MXA |  | Natural Gas, Propane Gas | Upflow, Horizontal | Non-Weatherized | 150 | 120 | 80 | 135 | 1170 | 75 |  | No
7176767 | Active | SURE | RHEEM SALES COMPANY, INC. | S801PA150524MXA |  | Natural Gas, Propane Gas | Upflow, Horizontal | Non-Weatherized | 150 | 120 | 80 | 135 | 1170 | 75 |  | No
7176768 | Active | WEATHERKING | RHEEM SALES COMPANY, INC. | W801PA150524MXA |  | Natural Gas, Propane Gas | Upflow, Horizontal | Non-Weatherized | 150 | 120 | 80 | 135 | 1170 | 75 |  | No
7176847 | Active | THERMAL ZONE | UNITED REFRIGERATION, INC. | TZ80MSP150D50XA |  | Natural Gas, Propane Gas | Upflow, Horizontal | Non-Weatherized | 150 | 120 | 80 | 135 | 1170 | 75 |  | No
7176729 | Active | RHEEM | RHEEM SALES COMPANY, INC. | R801SA050314MSA |  | Natural Gas, Propane Gas | Upflow, Horizontal | Non-Weatherized | 50 | 40 | 80 | 37 | 658 | 64 | Yes | No
7176769 | Active | DUROGUARD | RHEEM SALES COMPANY, INC. | D801SA050314MSA |  | Natural Gas, Propane Gas | Upflow, Horizontal | Non-Weatherized | 50 | 40 | 80 | 37 | 658 | 64 |  | No
7176770 | Active | SURE | RHEEM SALES COMPANY, INC. | S801SA050314MSA |  | Natural Gas, Propane Gas | Upflow, Horizontal | Non-Weatherized | 50 | 40 | 80 | 37 | 658 | 64 |  | No
7176771 | Active | WEATHERKING | RHEEM SALES COMPANY, INC. | W801SA050314MSA |  | Natural Gas, Propane Gas | Upflow, Horizontal | Non-Weatherized | 50 | 40 | 80 | 37 | 658 | 64 |  | No
7176848 | Active | THERMAL ZONE | UNITED REFRIGERATION, INC. | TZ80MSS050A30SA |  | Natural Gas, Propane Gas | Upflow, Horizontal | Non-Weatherized | 50 | 40 | 80 | 37 | 658 | 64 |  | No
7176730 | Active | RHEEM | RHEEM SALES COMPANY, INC. | R801SA050314MXA |  | Natural Gas,Propane Gas | Upflow,Horizontal | Non-Weatherized | 50 | 40 | 80 | 37 | 658 | 64 | Yes | No
7176772 | Active | DUROGUARD | RHEEM SALES COMPANY, INC. | D801SA050314MXA |  | Natural Gas,Propane Gas | Upflow,Horizontal | Non-Weatherized | 50 | 40 | 80 | 37 | 658 | 64 |  | No
7176773 | Active | SURE | RHEEM SALES COMPANY, INC. | S801SA050314MXA |  | Natural Gas,Propane Gas | Upflow,Horizontal | Non-Weatherized | 50 | 40 | 80 | 37 | 658 | 64 |  | No
7176774 | Active | WEATHERKING | RHEEM SALES COMPANY, INC. | W801SA050314MXA |  | Natural Gas,Propane Gas | Upflow,Horizontal | Non-Weatherized | 50 | 40 | 80 | 37 | 658 | 64 |  | No
7176849 | Active | THERMAL ZONE | UNITED REFRIGERATION, INC. | TZ80MSS050A30XA |  | Natural Gas,Propane Gas | Upflow,Horizontal | Non-Weatherized | 50 | 40 | 80 | 37 | 658 | 64 |  | No
7176731 | Active | RHEEM | RHEEM SALES COMPANY, INC. | R801SA075417MSA |  | Natural Gas, Propane Gas | Upflow, Horizontal | Non-Weatherized | 75 | 60 | 80 | 73 | 1331 | 84 | Yes | No
7176775 | Active | DUROGUARD | RHEEM SALES COMPANY, INC. | D801SA075417MSA |  | Natural Gas, Propane Gas | Upflow, Horizontal | Non-Weatherized | 75 | 60 | 80 | 73 | 1331 | 84 |  | No
7176776 | Active | SURE | RHEEM SALES COMPANY, INC. | S801SA075417MSA |  | Natural Gas, Propane Gas | Upflow, Horizontal | Non-Weatherized | 75 | 60 | 80 | 73 | 1331 | 84 |  | No
7176777 | Active | WEATHERKING | RHEEM SALES COMPANY, INC. | W801SA075417MSA |  | Natural Gas, Propane Gas | Upflow, Horizontal | Non-Weatherized | 75 | 60 | 80 | 73 | 1331 | 84 |  | No
7460439 | Active | THERMAL ZONE | UNITED REFRIGERATION, INC. | TZ80MSS075B40SA |  | Natural Gas, Propane Gas | Upflow, Horizontal | Non-Weatherized | 75 | 60 | 80 | 73 | 1331 | 84 |  | No
7176732 | Active | RHEEM | RHEEM SALES COMPANY, INC. | R801SA075417MXA |  | Natural Gas, Propane Gas | Upflow, Horizontal | Non-Weatherized | 75 | 60 | 80 | 73 | 1331 | 84 | Yes | No
7176778 | Active | DUROGUARD | RHEEM SALES COMPANY, INC. | D801SA075417MXA |  | Natural Gas, Propane Gas | Upflow, Horizontal | Non-Weatherized | 75 | 60 | 80 | 73 | 1331 | 84 |  | No
7176779 | Active | SURE | RHEEM SALES COMPANY, INC. | S801SA075417MXA |  | Natural Gas, Propane Gas | Upflow, Horizontal | Non-Weatherized | 75 | 60 | 80 | 73 | 1331 | 84 |  | No
7176780 | Active | WEATHERKING | RHEEM SALES COMPANY, INC. | W801SA075417MXA |  | Natural Gas, Propane Gas | Upflow, Horizontal | Non-Weatherized | 75 | 60 | 80 | 73 | 1331 | 84 |  | No
7460440 | Active | THERMAL ZONE | UNITED REFRIGERATION, INC. | TZ80MSS075B40XA |  | Natural Gas, Propane Gas | Upflow, Horizontal | Non-Weatherized | 75 | 60 | 80 | 73 | 1331 | 84 |  | No
7176733 | Active | RHEEM | RHEEM SALES COMPANY, INC. | R801SA100521MSA |  | Natural Gas, Propane Gas | Upflow, Horizontal | Non-Weatherized | 100 | 80 | 80 | 94 | 1110 | 63 | Yes | No
7176781 | Active | DUROGUARD | RHEEM SALES COMPANY, INC. | D801SA100521MSA |  | Natural Gas, Propane Gas | Upflow, Horizontal | Non-Weatherized | 100 | 80 | 80 | 94 | 1110 | 63 |  | No
7176782 | Active | SURE | RHEEM SALES COMPANY, INC. | S801SA100521MSA |  | Natural Gas, Propane Gas | Upflow, Horizontal | Non-Weatherized | 100 | 80 | 80 | 94 | 1110 | 63 |  | No
7176783 | Active | WEATHERKING | RHEEM SALES COMPANY, INC. | W801SA100521MSA |  | Natural Gas, Propane Gas | Upflow, Horizontal | Non-Weatherized | 100 | 80 | 80 | 94 | 1110 | 63 |  | No
7176852 | Active | THERMAL ZONE | UNITED REFRIGERATION, INC. | TZ80MSS100C50SA |  | Natural Gas, Propane Gas | Upflow, Horizontal | Non-Weatherized | 100 | 80 | 80 | 94 | 1110 | 63 |  | No
7176734 | Active | RHEEM | RHEEM SALES COMPANY, INC. | R801SA100521MXA |  | Natural Gas, Propane Gas | Upflow, Horizontal | Non-Weatherized | 100 | 80 | 80 | 94 | 1110 | 63 | Yes | No
7176784 | Active | DUROGUARD | RHEEM SALES COMPANY, INC. | D801SA100521MXA |  | Natural Gas, Propane Gas | Upflow, Horizontal | Non-Weatherized | 100 | 80 | 80 | 94 | 1110 | 63 |  | No
7176785 | Active | SURE | RHEEM SALES COMPANY, INC. | S801SA100521MXA |  | Natural Gas, Propane Gas | Upflow, Horizontal | Non-Weatherized | 100 | 80 | 80 | 94 | 1110 | 63 |  | No
7176786 | Active | WEATHERKING | RHEEM SALES COMPANY, INC. | W801SA100521MXA |  | Natural Gas, Propane Gas | Upflow, Horizontal | Non-Weatherized | 100 | 80 | 80 | 94 | 1110 | 63 |  | No
7176853 | Active | THERMAL ZONE | UNITED REFRIGERATION, INC. | TZ80MSS100C50XA |  | Natural Gas, Propane Gas | Upflow, Horizontal | Non-Weatherized | 100 | 80 | 80 | 94 | 1110 | 63 |  | No
7176735 | Active | RHEEM | RHEEM SALES COMPANY, INC. | R801SA125524MSA |  | Natural Gas, Propane Gas | Upflow, Horizontal | Non-Weatherized | 125 | 100 | 80 | 113 | 1323 | 62 | Yes | No
7176787 | Active | DUROGUARD | RHEEM SALES COMPANY, INC. | D801SA125524MSA |  | Natural Gas, Propane Gas | Upflow, Horizontal | Non-Weatherized | 125 | 100 | 80 | 113 | 1323 | 62 |  | No
7176788 | Active | SURE | RHEEM SALES COMPANY, INC. | S801SA125524MSA |  | Natural Gas, Propane Gas | Upflow, Horizontal | Non-Weatherized | 125 | 100 | 80 | 113 | 1323 | 62 |  | No
7176789 | Active | WEATHERKING | RHEEM SALES COMPANY, INC. | W801SA125524MSA |  | Natural Gas, Propane Gas | Upflow, Horizontal | Non-Weatherized | 125 | 100 | 80 | 113 | 1323 | 62 |  | No
7176854 | Active | THERMAL ZONE | UNITED REFRIGERATION, INC. | TZ80MSS125D50SA |  | Natural Gas, Propane Gas | Upflow, Horizontal | Non-Weatherized | 125 | 100 | 80 | 113 | 1323 | 62 |  | No
7176736 | Active | RHEEM | RHEEM SALES COMPANY, INC. | R801SA125524MXA |  | Natural Gas, Propane Gas | Upflow, Horizontal | Non-Weatherized | 125 | 100 | 80 | 113 | 1323 | 62 | Yes | No
7176790 | Active | DUROGUARD | RHEEM SALES COMPANY, INC. | D801SA125524MXA |  | Natural Gas, Propane Gas | Upflow, Horizontal | Non-Weatherized | 125 | 100 | 80 | 113 | 1323 | 62 |  | No
7176791 | Active | SURE | RHEEM SALES COMPANY, INC. | S801SA125524MXA |  | Natural Gas, Propane Gas | Upflow, Horizontal | Non-Weatherized | 125 | 100 | 80 | 113 | 1323 | 62 |  | No
7176792 | Active | WEATHERKING | RHEEM SALES COMPANY, INC. | W801SA125524MXA |  | Natural Gas, Propane Gas | Upflow, Horizontal | Non-Weatherized | 125 | 100 | 80 | 113 | 1323 | 62 |  | No
7176855 | Active | THERMAL ZONE | UNITED REFRIGERATION, INC. | TZ80MSS125D50XA |  | Natural Gas, Propane Gas | Upflow, Horizontal | Non-Weatherized | 125 | 100 | 80 | 113 | 1323 | 62 |  | No
7176737 | Active | RHEEM | RHEEM SALES COMPANY, INC. | R801SA150524MSA |  | Natural Gas, Propane Gas | Upflow, Horizontal | Non-Weatherized | 150 | 120 | 80 | 135 | 1106 | 72 | Yes | No
7176793 | Active | DUROGUARD | RHEEM SALES COMPANY, INC. | D801SA150524MSA |  | Natural Gas, Propane Gas | Upflow, Horizontal | Non-Weatherized | 150 | 120 | 80 | 135 | 1106 | 72 |  | No
7176794 | Active | SURE | RHEEM SALES COMPANY, INC. | S801SA150524MSA |  | Natural Gas, Propane Gas | Upflow, Horizontal | Non-Weatherized | 150 | 120 | 80 | 135 | 1106 | 72 |  | No
7176795 | Active | WEATHERKING | RHEEM SALES COMPANY, INC. | W801SA150524MSA |  | Natural Gas, Propane Gas | Upflow, Horizontal | Non-Weatherized | 150 | 120 | 80 | 135 | 1106 | 72 |  | No
7176856 | Active | THERMAL ZONE | UNITED REFRIGERATION, INC. | TZ80MSS150D50SA |  | Natural Gas, Propane Gas | Upflow, Horizontal | Non-Weatherized | 150 | 120 | 80 | 135 | 1106 | 72 |  | No
7176738 | Active | RHEEM | RHEEM SALES COMPANY, INC. | R801SA150524MXA |  | Natural Gas, Propane Gas | Upflow, Horizontal | Non-Weatherized | 150 | 120 | 80 | 135 | 1106 | 72 | Yes | No
7176796 | Active | DUROGUARD | RHEEM SALES COMPANY, INC. | D801SA150524MXA |  | Natural Gas, Propane Gas | Upflow, Horizontal | Non-Weatherized | 150 | 120 | 80 | 135 | 1106 | 72 |  | No
7176797 | Active | SURE | RHEEM SALES COMPANY, INC. | S801SA150524MXA |  | Natural Gas, Propane Gas | Upflow, Horizontal | Non-Weatherized | 150 | 120 | 80 | 135 | 1106 | 72 |  | No
7176798 | Active | WEATHERKING | RHEEM SALES COMPANY, INC. | W801SA150524MXA |  | Natural Gas, Propane Gas | Upflow, Horizontal | Non-Weatherized | 150 | 120 | 80 | 135 | 1106 | 72 |  | No
7176857 | Active | THERMAL ZONE | UNITED REFRIGERATION, INC. | TZ80MSS150D50XA |  | Natural Gas, Propane Gas | Upflow, Horizontal | Non-Weatherized | 150 | 120 | 80 | 135 | 1106 | 72 |  | No
7184781 | Active | RHEEM | RHEEM SALES COMPANY, INC. | R801PA050314ZXA |  | Natural Gas,Propane Gas | Downflow | Non-Weatherized | 50 | 40 | 80 | 37 | 665 | 99 | Yes | No
7184799 | Active | DUROGUARD | RHEEM SALES COMPANY, INC. | D801PA050314ZXA |  | Natural Gas,Propane Gas | Downflow | Non-Weatherized | 50 | 40 | 80 | 37 | 665 | 99 |  | No
7184800 | Active | SURE | RHEEM SALES COMPANY, INC. | S801PA050314ZXA |  | Natural Gas,Propane Gas | Downflow | Non-Weatherized | 50 | 40 | 80 | 37 | 665 | 99 |  | No
7184801 | Active | WEATHERKING | RHEEM SALES COMPANY, INC. | W801PA050314ZXA |  | Natural Gas,Propane Gas | Downflow | Non-Weatherized | 50 | 40 | 80 | 37 | 665 | 99 |  | No
7470105 | Active | THERMAL ZONE | UNITED REFRIGERATION, INC. | TZ80DSP050A30XA |  | Natural Gas,Propane Gas | Downflow | Non-Weatherized | 50 | 40 | 80 | 37 | 665 | 99 |  | No
7184782 | Active | RHEEM | RHEEM SALES COMPANY, INC. | R801PA100317ZXA |  | Natural Gas, Propane Gas | Downflow | Non-Weatherized | 100 | 80 | 80 | 94 | 1228 | 70 | Yes | No
7184802 | Active | DUROGUARD | RHEEM SALES COMPANY, INC. | D801PA100317ZXA |  | Natural Gas, Propane Gas | Downflow | Non-Weatherized | 100 | 80 | 80 | 94 | 1228 | 70 |  | No
7184803 | Active | SURE | RHEEM SALES COMPANY, INC. | S801PA100317ZXA |  | Natural Gas, Propane Gas | Downflow | Non-Weatherized | 100 | 80 | 80 | 94 | 1228 | 70 |  | No
7184804 | Active | WEATHERKING | RHEEM SALES COMPANY, INC. | W801PA100317ZXA |  | Natural Gas, Propane Gas | Downflow | Non-Weatherized | 100 | 80 | 80 | 94 | 1228 | 70 |  | No
7470108 | Active | THERMAL ZONE | UNITED REFRIGERATION, INC. | TZ80DSP100B30XA |  | Natural Gas, Propane Gas | Downflow | Non-Weatherized | 100 | 80 | 80 | 94 | 1228 | 70 |  | No
7184783 | Active | RHEEM | RHEEM SALES COMPANY, INC. | R801PA100521ZXA |  | Natural Gas, Propane Gas | Downflow | Non-Weatherized | 100 | 80 | 80 | 95 | 1228 | 63 | Yes | No
7184805 | Active | DUROGUARD | RHEEM SALES COMPANY, INC. | D801PA100521ZXA |  | Natural Gas, Propane Gas | Downflow | Non-Weatherized | 100 | 80 | 80 | 95 | 1228 | 63 |  | No
7184806 | Active | SURE | RHEEM SALES COMPANY, INC. | S801PA100521ZXA |  | Natural Gas, Propane Gas | Downflow | Non-Weatherized | 100 | 80 | 80 | 95 | 1228 | 63 |  | No
7184807 | Active | WEATHERKING | RHEEM SALES COMPANY, INC. | W801PA100521ZXA |  | Natural Gas, Propane Gas | Downflow | Non-Weatherized | 100 | 80 | 80 | 95 | 1228 | 63 |  | No
7470109 | Active | THERMAL ZONE | UNITED REFRIGERATION, INC. | TZ80DSP100C50XA |  | Natural Gas, Propane Gas | Downflow | Non-Weatherized | 100 | 80 | 80 | 95 | 1228 | 63 |  | No
7184784 | Active | RHEEM | RHEEM SALES COMPANY, INC. | R801PA125524ZXA |  | Natural Gas, Propane Gas | Downflow | Non-Weatherized | 125 | 100 | 80 | 112 | 1477 | 71 | Yes | No
7184808 | Active | DUROGUARD | RHEEM SALES COMPANY, INC. | D801PA125524ZXA |  | Natural Gas, Propane Gas | Downflow | Non-Weatherized | 125 | 100 | 80 | 112 | 1477 | 71 |  | No
7184809 | Active | SURE | RHEEM SALES COMPANY, INC. | S801PA125524ZXA |  | Natural Gas, Propane Gas | Downflow | Non-Weatherized | 125 | 100 | 80 | 112 | 1477 | 71 |  | No
7184810 | Active | WEATHERKING | RHEEM SALES COMPANY, INC. | W801PA125524ZXA |  | Natural Gas, Propane Gas | Downflow | Non-Weatherized | 125 | 100 | 80 | 112 | 1477 | 71 |  | No
7470110 | Active | THERMAL ZONE | UNITED REFRIGERATION, INC. | TZ80DSP125D50XA |  | Natural Gas, Propane Gas | Downflow | Non-Weatherized | 125 | 100 | 80 | 112 | 1477 | 71 |  | No
7184785 | Active | RHEEM | RHEEM SALES COMPANY, INC. | R801PA150524ZXA |  | Natural Gas, Propane Gas | Downflow | Non-Weatherized | 150 | 120 | 80 | 133 | 1470 | 74 | Yes | No
7184811 | Active | DUROGUARD | RHEEM SALES COMPANY, INC. | D801PA150524ZXA |  | Natural Gas, Propane Gas | Downflow | Non-Weatherized | 150 | 120 | 80 | 133 | 1470 | 74 |  | No
7184812 | Active | SURE | RHEEM SALES COMPANY, INC. | S801PA150524ZXA |  | Natural Gas, Propane Gas | Downflow | Non-Weatherized | 150 | 120 | 80 | 133 | 1470 | 74 |  | No
7184813 | Active | WEATHERKING | RHEEM SALES COMPANY, INC. | W801PA150524ZXA |  | Natural Gas, Propane Gas | Downflow | Non-Weatherized | 150 | 120 | 80 | 133 | 1470 | 74 |  | No
7470111 | Active | THERMAL ZONE | UNITED REFRIGERATION, INC. | TZ80DSP150D50XA |  | Natural Gas, Propane Gas | Downflow | Non-Weatherized | 150 | 120 | 80 | 133 | 1470 | 74 |  | No
7184786 | Active | RHEEM | RHEEM SALES COMPANY, INC. | R801SA050314ZXA |  | Natural Gas,Propane Gas | Downflow | Non-Weatherized | 50 | 40 | 80 | 37 | 665 | 99 | Yes | No
7184814 | Active | DUROGUARD | RHEEM SALES COMPANY, INC. | D801SA050314ZXA |  | Natural Gas,Propane Gas | Downflow | Non-Weatherized | 50 | 40 | 80 | 37 | 665 | 99 |  | No
7184815 | Active | SURE | RHEEM SALES COMPANY, INC. | S801SA050314ZXA |  | Natural Gas,Propane Gas | Downflow | Non-Weatherized | 50 | 40 | 80 | 37 | 665 | 99 |  | No
7184816 | Active | WEATHERKING | RHEEM SALES COMPANY, INC. | W801SA050314ZXA |  | Natural Gas,Propane Gas | Downflow | Non-Weatherized | 50 | 40 | 80 | 37 | 665 | 99 |  | No
7470112 | Active | THERMAL ZONE | UNITED REFRIGERATION, INC. | TZ80DSS050A30XA |  | Natural Gas,Propane Gas | Downflow | Non-Weatherized | 50 | 40 | 80 | 37 | 665 | 99 |  | No
7184787 | Active | RHEEM | RHEEM SALES COMPANY, INC. | R801SA075317ZXA |  | Natural Gas, Propane Gas | Downflow | Non-Weatherized | 75 | 60 | 80 | 74 | 999 | 60 | Yes | No
7184817 | Active | DUROGUARD | RHEEM SALES COMPANY, INC. | D801SA075317ZXA |  | Natural Gas, Propane Gas | Downflow | Non-Weatherized | 75 | 60 | 80 | 74 | 999 | 60 |  | No
7184818 | Active | SURE | RHEEM SALES COMPANY, INC. | S801SA075317ZXA |  | Natural Gas, Propane Gas | Downflow | Non-Weatherized | 75 | 60 | 80 | 74 | 999 | 60 |  | No
7184819 | Active | WEATHERKING | RHEEM SALES COMPANY, INC. | W801SA075317ZXA |  | Natural Gas, Propane Gas | Downflow | Non-Weatherized | 75 | 60 | 80 | 74 | 999 | 60 |  | No
7470113 | Active | THERMAL ZONE | UNITED REFRIGERATION, INC. | TZ80DSS075B30XA |  | Natural Gas, Propane Gas | Downflow | Non-Weatherized | 75 | 60 | 80 | 74 | 999 | 60 |  | No
7184788 | Active | RHEEM | RHEEM SALES COMPANY, INC. | R801SA075417ZXA |  | Natural Gas, Propane Gas | Downflow | Non-Weatherized | 75 | 60 | 80 | 74 | 1135 | 64 | Yes | No
7460442 | Active | THERMAL ZONE | UNITED REFRIGERATION, INC. | TZ80DSS075B40XA |  | Natural Gas, Propane Gas | Downflow | Non-Weatherized | 75 | 60 | 80 | 74 | 1135 | 64 |  | No
7979999 | Active | DUROGUARD | RHEEM SALES COMPANY, INC. | D801SA075417ZXA |  | Natural Gas, Propane Gas | Downflow | Non-Weatherized | 75 | 60 | 80 | 74 | 1135 | 64 |  | No
7980000 | Active | SURE | RHEEM SALES COMPANY, INC. | S801SA075417ZXA |  | Natural Gas, Propane Gas | Downflow | Non-Weatherized | 75 | 60 | 80 | 74 | 1135 | 64 |  | No
7980001 | Active | WEATHERKING | RHEEM SALES COMPANY, INC. | W801SA075417ZXA |  | Natural Gas, Propane Gas | Downflow | Non-Weatherized | 75 | 60 | 80 | 74 | 1135 | 64 |  | No
7184789 | Active | RHEEM | RHEEM SALES COMPANY, INC. | R801SA100317ZXA |  | Natural Gas, Propane Gas | Downflow | Non-Weatherized | 100 | 80 | 80 | 94 | 1228 | 70 | Yes | No
7184827 | Active | DUROGUARD | RHEEM SALES COMPANY, INC. | D801SA100317ZXA |  | Natural Gas, Propane Gas | Downflow | Non-Weatherized | 100 | 80 | 80 | 94 | 1228 | 70 |  | No
7184828 | Active | SURE | RHEEM SALES COMPANY, INC. | S801SA100317ZXA |  | Natural Gas, Propane Gas | Downflow | Non-Weatherized | 100 | 80 | 80 | 94 | 1228 | 70 |  | No
7184829 | Active | WEATHERKING | RHEEM SALES COMPANY, INC. | W801SA100317ZXA |  | Natural Gas, Propane Gas | Downflow | Non-Weatherized | 100 | 80 | 80 | 94 | 1228 | 70 |  | No
7470114 | Active | THERMAL ZONE | UNITED REFRIGERATION, INC. | TZ80DSS100B30XA |  | Natural Gas, Propane Gas | Downflow | Non-Weatherized | 100 | 80 | 80 | 94 | 1228 | 70 |  | No
7184790 | Active | RHEEM | RHEEM SALES COMPANY, INC. | R801SA100421ZXA |  | Natural Gas, Propane Gas | Downflow | Non-Weatherized | 100 | 80 | 80 | 95.6 | 1042 | 75 | Yes | No
7184830 | Active | DUROGUARD | RHEEM SALES COMPANY, INC. | D801SA100421ZXA |  | Natural Gas, Propane Gas | Downflow | Non-Weatherized | 100 | 80 | 80 | 95.6 | 1042 | 75 |  | No
7184831 | Active | SURE | RHEEM SALES COMPANY, INC. | S801SA100421ZXA |  | Natural Gas, Propane Gas | Downflow | Non-Weatherized | 100 | 80 | 80 | 95.6 | 1042 | 75 |  | No
7184832 | Active | WEATHERKING | RHEEM SALES COMPANY, INC. | W801SA100421ZXA |  | Natural Gas, Propane Gas | Downflow | Non-Weatherized | 100 | 80 | 80 | 95.6 | 1042 | 75 |  | No
7470115 | Active | THERMAL ZONE | UNITED REFRIGERATION, INC. | TZ80DSS100C40XA |  | Natural Gas, Propane Gas | Downflow | Non-Weatherized | 100 | 80 | 80 | 95.6 | 1042 | 75 |  | No
7184791 | Active | RHEEM | RHEEM SALES COMPANY, INC. | R801SA100521ZXA |  | Natural Gas, Propane Gas | Downflow | Non-Weatherized | 100 | 80 | 80 | 95 | 1228 | 63 | Yes | No
7184833 | Active | DUROGUARD | RHEEM SALES COMPANY, INC. | D801SA100521ZXA |  | Natural Gas, Propane Gas | Downflow | Non-Weatherized | 100 | 80 | 80 | 95 | 1228 | 63 |  | No
7184834 | Active | SURE | RHEEM SALES COMPANY, INC. | S801SA100521ZXA |  | Natural Gas, Propane Gas | Downflow | Non-Weatherized | 100 | 80 | 80 | 95 | 1228 | 63 |  | No
7184835 | Active | WEATHERKING | RHEEM SALES COMPANY, INC. | W801SA100521ZXA |  | Natural Gas, Propane Gas | Downflow | Non-Weatherized | 100 | 80 | 80 | 95 | 1228 | 63 |  | No
7470116 | Active | THERMAL ZONE | UNITED REFRIGERATION, INC. | TZ80DSS100C50XA |  | Natural Gas, Propane Gas | Downflow | Non-Weatherized | 100 | 80 | 80 | 95 | 1228 | 63 |  | No
7184792 | Active | RHEEM | RHEEM SALES COMPANY, INC. | R801SA125524ZXA |  | Natural Gas, Propane Gas | Downflow | Non-Weatherized | 125 | 100 | 80 | 112 | 1477 | 71 | Yes | No
7184836 | Active | DUROGUARD | RHEEM SALES COMPANY, INC. | D801SA125524ZXA |  | Natural Gas, Propane Gas | Downflow | Non-Weatherized | 125 | 100 | 80 | 112 | 1477 | 71 |  | No
7184837 | Active | SURE | RHEEM SALES COMPANY, INC. | S801SA125524ZXA |  | Natural Gas, Propane Gas | Downflow | Non-Weatherized | 125 | 100 | 80 | 112 | 1477 | 71 |  | No
7184838 | Active | WEATHERKING | RHEEM SALES COMPANY, INC. | W801SA125524ZXA |  | Natural Gas, Propane Gas | Downflow | Non-Weatherized | 125 | 100 | 80 | 112 | 1477 | 71 |  | No
7470117 | Active | THERMAL ZONE | UNITED REFRIGERATION, INC. | TZ80DSS125D50XA |  | Natural Gas, Propane Gas | Downflow | Non-Weatherized | 125 | 100 | 80 | 112 | 1477 | 71 |  | No
7184793 | Active | RHEEM | RHEEM SALES COMPANY, INC. | R801SA150524ZXA |  | Natural Gas, Propane Gas | Downflow | Non-Weatherized | 150 | 120 | 80 | 133 | 1471 | 74 | Yes | No
7184839 | Active | DUROGUARD | RHEEM SALES COMPANY, INC. | D801SA150524ZXA |  | Natural Gas, Propane Gas | Downflow | Non-Weatherized | 150 | 120 | 80 | 133 | 1471 | 74 |  | No
7184840 | Active | SURE | RHEEM SALES COMPANY, INC. | S801SA150524ZXA |  | Natural Gas, Propane Gas | Downflow | Non-Weatherized | 150 | 120 | 80 | 133 | 1471 | 74 |  | No
7184841 | Active | WEATHERKING | RHEEM SALES COMPANY, INC. | W801SA150524ZXA |  | Natural Gas, Propane Gas | Downflow | Non-Weatherized | 150 | 120 | 80 | 133 | 1471 | 74 |  | No
7470118 | Active | THERMAL ZONE | UNITED REFRIGERATION, INC. | TZ80DSS150D50XA |  | Natural Gas, Propane Gas | Downflow | Non-Weatherized | 150 | 120 | 80 | 133 | 1471 | 74 |  | No
7184794 | Active | RHEEM, RUUD | RHEEM SALES COMPANY, INC. | R801TA075317ZSA |  | Natural Gas,Propane Gas | Downflow | Non-Weatherized | 75 | 61 | 80 | 75.8 | 631 | 100 | Yes | Yes
7184842 | Active | DUROGUARD | RHEEM SALES COMPANY, INC. | D801TA075317ZSA |  | Natural Gas,Propane Gas | Downflow | Non-Weatherized | 75 | 61 | 80 | 75.8 | 631 | 100 |  | Yes
7184843 | Active | SURE | RHEEM SALES COMPANY, INC. | S801TA075317ZSA |  | Natural Gas,Propane Gas | Downflow | Non-Weatherized | 75 | 61 | 80 | 75.8 | 631 | 100 |  | Yes
7184844 | Active | WEATHERKING | RHEEM SALES COMPANY, INC. | W801TA075317ZSA |  | Natural Gas,Propane Gas | Downflow | Non-Weatherized | 75 | 61 | 80 | 75.8 | 631 | 100 |  | Yes
7470119 | Active | THERMAL ZONE | UNITED REFRIGERATION, INC. | TZ80DSX075B30SA |  | Natural Gas,Propane Gas | Downflow | Non-Weatherized | 75 | 61 | 80 | 75.8 | 631 | 100 |  | Yes
7184795 | Active | RHEEM, RUUD | RHEEM SALES COMPANY, INC. | R801TA075521ZSA |  | Natural Gas,Propane Gas | Downflow | Non-Weatherized | 75 | 62 | 80 | 74.8 | 667 | 99 | Yes | Yes
7184845 | Active | DUROGUARD | RHEEM SALES COMPANY, INC. | D801TA075521ZSA |  | Natural Gas,Propane Gas | Downflow | Non-Weatherized | 75 | 62 | 80 | 74.8 | 667 | 99 |  | Yes
7184846 | Active | SURE | RHEEM SALES COMPANY, INC. | S801TA075521ZSA |  | Natural Gas,Propane Gas | Downflow | Non-Weatherized | 75 | 62 | 80 | 74.8 | 667 | 99 |  | Yes
7184847 | Active | WEATHERKING | RHEEM SALES COMPANY, INC. | W801TA075521ZSA |  | Natural Gas,Propane Gas | Downflow | Non-Weatherized | 75 | 62 | 80 | 74.8 | 667 | 99 |  | Yes
7470121 | Active | THERMAL ZONE | UNITED REFRIGERATION, INC. | TZ80DSX075C50SA |  | Natural Gas,Propane Gas | Downflow | Non-Weatherized | 75 | 62 | 80 | 74.8 | 667 | 99 |  | Yes
7184796 | Active | RHEEM, RUUD | RHEEM SALES COMPANY, INC. | R801TA100521ZSA |  | Natural Gas,Propane Gas | Downflow | Non-Weatherized | 100 | 82 | 80 | 93.7 | 949 | 114 | Yes | Yes
7184848 | Active | DUROGUARD | RHEEM SALES COMPANY, INC. | D801TA100521ZSA |  | Natural Gas,Propane Gas | Downflow | Non-Weatherized | 100 | 82 | 80 | 93.7 | 949 | 114 |  | Yes
7184849 | Active | SURE | RHEEM SALES COMPANY, INC. | S801TA100521ZSA |  | Natural Gas,Propane Gas | Downflow | Non-Weatherized | 100 | 82 | 80 | 93.7 | 949 | 114 |  | Yes
7184850 | Active | WEATHERKING | RHEEM SALES COMPANY, INC. | W801TA100521ZSA |  | Natural Gas,Propane Gas | Downflow | Non-Weatherized | 100 | 82 | 80 | 93.7 | 949 | 114 |  | Yes
7470122 | Active | THERMAL ZONE | UNITED REFRIGERATION, INC. | TZ80DSX100C50SA |  | Natural Gas,Propane Gas | Downflow | Non-Weatherized | 100 | 82 | 80 | 93.7 | 949 | 114 |  | Yes
7184797 | Active | RHEEM, RUUD | RHEEM SALES COMPANY, INC. | R801TA125524ZSA |  | Natural Gas,Propane Gas | Downflow | Non-Weatherized | 125 | 103 | 80 | 112.9 | 851 | 128 | Yes | Yes
7184851 | Active | DUROGUARD | RHEEM SALES COMPANY, INC. | D801TA125524ZSA |  | Natural Gas,Propane Gas | Downflow | Non-Weatherized | 125 | 103 | 80 | 112.9 | 851 | 128 |  | Yes
7184852 | Active | SURE | RHEEM SALES COMPANY, INC. | S801TA125524ZSA |  | Natural Gas,Propane Gas | Downflow | Non-Weatherized | 125 | 103 | 80 | 112.9 | 851 | 128 |  | Yes
7184853 | Active | WEATHERKING | RHEEM SALES COMPANY, INC. | W801TA125524ZSA |  | Natural Gas,Propane Gas | Downflow | Non-Weatherized | 125 | 103 | 80 | 112.9 | 851 | 128 |  | Yes
7470124 | Active | THERMAL ZONE | UNITED REFRIGERATION, INC. | TZ80DSX125D50SA |  | Natural Gas,Propane Gas | Downflow | Non-Weatherized | 125 | 103 | 80 | 112.9 | 851 | 128 |  | Yes
7184798 | Active | RHEEM, RUUD | RHEEM SALES COMPANY, INC. | R801TA125524ZXA |  | Natural Gas,Propane Gas | Downflow | Non-Weatherized | 125 | 103 | 80 | 112.9 | 851 | 128 | Yes | Yes
7184854 | Active | DUROGUARD | RHEEM SALES COMPANY, INC. | D801TA125524ZXA |  | Natural Gas,Propane Gas | Downflow | Non-Weatherized | 125 | 103 | 80 | 112.9 | 851 | 128 |  | Yes
7184855 | Active | SURE | RHEEM SALES COMPANY, INC. | S801TA125524ZXA |  | Natural Gas,Propane Gas | Downflow | Non-Weatherized | 125 | 103 | 80 | 112.9 | 851 | 128 |  | Yes
7184856 | Active | WEATHERKING | RHEEM SALES COMPANY, INC. | W801TA125524ZXA |  | Natural Gas,Propane Gas | Downflow | Non-Weatherized | 125 | 103 | 80 | 112.9 | 851 | 128 |  | Yes
7470125 | Active | THERMAL ZONE | UNITED REFRIGERATION, INC. | TZ80DSX125D50XA |  | Natural Gas,Propane Gas | Downflow | Non-Weatherized | 125 | 103 | 80 | 112.9 | 851 | 128 |  | Yes
7184859 | Active | RHEEM | RHEEM SALES COMPANY, INC. | R802PA075317ZSA |  | Natural Gas, Propane Gas | Downflow | Non-Weatherized | 75 | 61 | 80 | 73 | 961 | 89 | Yes | No
7184902 | Active | DUROGUARD | RHEEM SALES COMPANY, INC. | D802PA075317ZSA |  | Natural Gas, Propane Gas | Downflow | Non-Weatherized | 75 | 61 | 80 | 73 | 961 | 89 |  | No
7184903 | Active | SURE | RHEEM SALES COMPANY, INC. | S802PA075317ZSA |  | Natural Gas, Propane Gas | Downflow | Non-Weatherized | 75 | 61 | 80 | 73 | 961 | 89 |  | No
7184904 | Active | WEATHERKING | RHEEM SALES COMPANY, INC. | W802PA075317ZSA |  | Natural Gas, Propane Gas | Downflow | Non-Weatherized | 75 | 61 | 80 | 73 | 961 | 89 |  | No
7484056 | Active | THERMAL ZONE | UNITED REFRIGERATION, INC. | TZ80DDP075B30SA |  | Natural Gas, Propane Gas | Downflow | Non-Weatherized | 75 | 61 | 80 | 73 | 961 | 89 |  | No
7184860 | Active | RHEEM | RHEEM SALES COMPANY, INC. | R802PA075317ZXA |  | Natural Gas,Propane Gas | Downflow | Non-Weatherized | 75 | 61 | 80 | 73 | 961 | 89 | Yes | No
7184905 | Active | DUROGUARD | RHEEM SALES COMPANY, INC. | D802PA075317ZXA |  | Natural Gas,Propane Gas | Downflow | Non-Weatherized | 75 | 61 | 80 | 73 | 961 | 89 |  | No
7184906 | Active | SURE | RHEEM SALES COMPANY, INC. | S802PA075317ZXA |  | Natural Gas,Propane Gas | Downflow | Non-Weatherized | 75 | 61 | 80 | 73 | 961 | 89 |  | No
7184907 | Active | WEATHERKING | RHEEM SALES COMPANY, INC. | W802PA075317ZXA |  | Natural Gas,Propane Gas | Downflow | Non-Weatherized | 75 | 61 | 80 | 73 | 961 | 89 |  | No
7484057 | Active | THERMAL ZONE | UNITED REFRIGERATION, INC. | TZ80DDP075B30XA |  | Natural Gas,Propane Gas | Downflow | Non-Weatherized | 75 | 61 | 80 | 73 | 961 | 89 |  | No
7184861 | Active | RHEEM | RHEEM SALES COMPANY, INC. | R802PA100317ZSA |  | Natural Gas, Propane Gas | Downflow | Non-Weatherized | 100 | 82 | 80 | 91 | 995 | 91 | Yes | No
7184908 | Active | DUROGUARD | RHEEM SALES COMPANY, INC. | D802PA100317ZSA |  | Natural Gas, Propane Gas | Downflow | Non-Weatherized | 100 | 82 | 80 | 91 | 995 | 91 |  | No
7184909 | Active | SURE | RHEEM SALES COMPANY, INC. | S802PA100317ZSA |  | Natural Gas, Propane Gas | Downflow | Non-Weatherized | 100 | 82 | 80 | 91 | 995 | 91 |  | No
7184910 | Active | WEATHERKING | RHEEM SALES COMPANY, INC. | W802PA100317ZSA |  | Natural Gas, Propane Gas | Downflow | Non-Weatherized | 100 | 82 | 80 | 91 | 995 | 91 |  | No
7484058 | Active | THERMAL ZONE | UNITED REFRIGERATION, INC. | TZ80DDP100B30SA |  | Natural Gas, Propane Gas | Downflow | Non-Weatherized | 100 | 82 | 80 | 91 | 995 | 91 |  | No
7184862 | Active | RHEEM | RHEEM SALES COMPANY, INC. | R802PA100317ZXA |  | Natural Gas,Propane Gas | Downflow | Non-Weatherized | 100 | 82 | 80 | 91 | 995 | 91 | Yes | No
7184911 | Active | DUROGUARD | RHEEM SALES COMPANY, INC. | D802PA100317ZXA |  | Natural Gas,Propane Gas | Downflow | Non-Weatherized | 100 | 82 | 80 | 91 | 995 | 91 |  | No
7184912 | Active | SURE | RHEEM SALES COMPANY, INC. | S802PA100317ZXA |  | Natural Gas,Propane Gas | Downflow | Non-Weatherized | 100 | 82 | 80 | 91 | 995 | 91 |  | No
7184913 | Active | WEATHERKING | RHEEM SALES COMPANY, INC. | W802PA100317ZXA |  | Natural Gas,Propane Gas | Downflow | Non-Weatherized | 100 | 82 | 80 | 91 | 995 | 91 |  | No
7484059 | Active | THERMAL ZONE | UNITED REFRIGERATION, INC. | TZ80DDP100B30XA |  | Natural Gas,Propane Gas | Downflow | Non-Weatherized | 100 | 82 | 80 | 91 | 995 | 91 |  | No
7184863 | Active | RHEEM | RHEEM SALES COMPANY, INC. | R802PA100521ZSA |  | Natural Gas, Propane Gas | Downflow | Non-Weatherized | 100 | 82 | 80 | 90 | 1039 | 87 | Yes | No
7184914 | Active | DUROGUARD | RHEEM SALES COMPANY, INC. | D802PA100521ZSA |  | Natural Gas, Propane Gas | Downflow | Non-Weatherized | 100 | 82 | 80 | 90 | 1039 | 87 |  | No
7184915 | Active | SURE | RHEEM SALES COMPANY, INC. | S802PA100521ZSA |  | Natural Gas, Propane Gas | Downflow | Non-Weatherized | 100 | 82 | 80 | 90 | 1039 | 87 |  | No
7184916 | Active | WEATHERKING | RHEEM SALES COMPANY, INC. | W802PA100521ZSA |  | Natural Gas, Propane Gas | Downflow | Non-Weatherized | 100 | 82 | 80 | 90 | 1039 | 87 |  | No
7484060 | Active | THERMAL ZONE | UNITED REFRIGERATION, INC. | TZ80DDP100C50SA |  | Natural Gas, Propane Gas | Downflow | Non-Weatherized | 100 | 82 | 80 | 90 | 1039 | 87 |  | No
7184864 | Active | RHEEM | RHEEM SALES COMPANY, INC. | R802PA100521ZXA |  | Natural Gas,Propane Gas | Downflow | Non-Weatherized | 100 | 82 | 80 | 90 | 1039 | 87 | Yes | No
7184917 | Active | DUROGUARD | RHEEM SALES COMPANY, INC. | D802PA100521ZXA |  | Natural Gas,Propane Gas | Downflow | Non-Weatherized | 100 | 82 | 80 | 90 | 1039 | 87 |  | No
7184918 | Active | SURE | RHEEM SALES COMPANY, INC. | S802PA100521ZXA |  | Natural Gas,Propane Gas | Downflow | Non-Weatherized | 100 | 82 | 80 | 90 | 1039 | 87 |  | No
7184919 | Active | WEATHERKING | RHEEM SALES COMPANY, INC. | W802PA100521ZXA |  | Natural Gas,Propane Gas | Downflow | Non-Weatherized | 100 | 82 | 80 | 90 | 1039 | 87 |  | No
7484061 | Active | THERMAL ZONE | UNITED REFRIGERATION, INC. | TZ80DDP100C50XA |  | Natural Gas,Propane Gas | Downflow | Non-Weatherized | 100 | 82 | 80 | 90 | 1039 | 87 |  | No
7184865 | Active | RHEEM | RHEEM SALES COMPANY, INC. | R802PA125524ZSA |  | Natural Gas, Propane Gas | Downflow | Non-Weatherized | 125 | 102 | 80 | 107 | 986 | 92 | Yes | No
7184920 | Active | DUROGUARD | RHEEM SALES COMPANY, INC. | D802PA125524ZSA |  | Natural Gas, Propane Gas | Downflow | Non-Weatherized | 125 | 102 | 80 | 107 | 986 | 92 |  | No
7184921 | Active | SURE | RHEEM SALES COMPANY, INC. | S802PA125524ZSA |  | Natural Gas, Propane Gas | Downflow | Non-Weatherized | 125 | 102 | 80 | 107 | 986 | 92 |  | No
7184922 | Active | WEATHERKING | RHEEM SALES COMPANY, INC. | W802PA125524ZSA |  | Natural Gas, Propane Gas | Downflow | Non-Weatherized | 125 | 102 | 80 | 107 | 986 | 92 |  | No
7484064 | Active | THERMAL ZONE | UNITED REFRIGERATION, INC. | TZ80DDP125D50SA |  | Natural Gas, Propane Gas | Downflow | Non-Weatherized | 125 | 102 | 80 | 107 | 986 | 92 |  | No
7184866 | Active | RHEEM | RHEEM SALES COMPANY, INC. | R802PA125524ZXA |  | Natural Gas,Propane Gas | Downflow | Non-Weatherized | 125 | 102 | 80 | 107 | 986 | 92 | Yes | No
7184923 | Active | DUROGUARD | RHEEM SALES COMPANY, INC. | D802PA125524ZXA |  | Natural Gas,Propane Gas | Downflow | Non-Weatherized | 125 | 102 | 80 | 107 | 986 | 92 |  | No
7184924 | Active | SURE | RHEEM SALES COMPANY, INC. | S802PA125524ZXA |  | Natural Gas,Propane Gas | Downflow | Non-Weatherized | 125 | 102 | 80 | 107 | 986 | 92 |  | No
7184925 | Active | WEATHERKING | RHEEM SALES COMPANY, INC. | W802PA125524ZXA |  | Natural Gas,Propane Gas | Downflow | Non-Weatherized | 125 | 102 | 80 | 107 | 986 | 92 |  | No
7484065 | Active | THERMAL ZONE | UNITED REFRIGERATION, INC. | TZ80DDP125D50XA |  | Natural Gas,Propane Gas | Downflow | Non-Weatherized | 125 | 102 | 80 | 107 | 986 | 92 |  | No
7184867 | Active | RHEEM | RHEEM SALES COMPANY, INC. | R802PA150524ZSA |  | Natural Gas, Propane Gas | Downflow | Non-Weatherized | 150 | 122 | 80 | 129 | 1082 | 95 | Yes | No
7184926 | Active | DUROGUARD | RHEEM SALES COMPANY, INC. | D802PA150524ZSA |  | Natural Gas, Propane Gas | Downflow | Non-Weatherized | 150 | 122 | 80 | 129 | 1082 | 95 |  | No
7184927 | Active | SURE | RHEEM SALES COMPANY, INC. | S802PA150524ZSA |  | Natural Gas, Propane Gas | Downflow | Non-Weatherized | 150 | 122 | 80 | 129 | 1082 | 95 |  | No
7184928 | Active | WEATHERKING | RHEEM SALES COMPANY, INC. | W802PA150524ZSA |  | Natural Gas, Propane Gas | Downflow | Non-Weatherized | 150 | 122 | 80 | 129 | 1082 | 95 |  | No
7484068 | Active | THERMAL ZONE | UNITED REFRIGERATION, INC. | TZ80DDP150D50SA |  | Natural Gas, Propane Gas | Downflow | Non-Weatherized | 150 | 122 | 80 | 129 | 1082 | 95 |  | No
7184868 | Active | RHEEM | RHEEM SALES COMPANY, INC. | R802PA150524ZXA |  | Natural Gas,Propane Gas | Downflow | Non-Weatherized | 150 | 122 | 80 | 129 | 1082 | 95 | Yes | No
7184929 | Active | DUROGUARD | RHEEM SALES COMPANY, INC. | D802PA150524ZXA |  | Natural Gas,Propane Gas | Downflow | Non-Weatherized | 150 | 122 | 80 | 129 | 1082 | 95 |  | No
7184930 | Active | SURE | RHEEM SALES COMPANY, INC. | S802PA150524ZXA |  | Natural Gas,Propane Gas | Downflow | Non-Weatherized | 150 | 122 | 80 | 129 | 1082 | 95 |  | No
7184931 | Active | WEATHERKING | RHEEM SALES COMPANY, INC. | W802PA150524ZXA |  | Natural Gas,Propane Gas | Downflow | Non-Weatherized | 150 | 122 | 80 | 129 | 1082 | 95 |  | No
7484069 | Active | THERMAL ZONE | UNITED REFRIGERATION, INC. | TZ80DDP150D50XA |  | Natural Gas,Propane Gas | Downflow | Non-Weatherized | 150 | 122 | 80 | 129 | 1082 | 95 |  | No
7184888 | Active | RHEEM,RUUD | RHEEM SALES COMPANY, INC. | R802VA075317ZSA |  | Natural Gas, Propane Gas | Downflow | Non-Weatherized | 75 | 61 | 80 | 75 | 357 | 115 | Yes | Yes | AMACF
7184932 | Active | DUROGUARD | RHEEM SALES COMPANY, INC. | D802VA075317ZSA |  | Natural Gas, Propane Gas | Downflow | Non-Weatherized | 75 | 61 | 80 | 75 | 357 | 115 |  | Yes | AMACF
7184933 | Active | RUUD | RHEEM SALES COMPANY, INC. | U802VA075317ZSA |  | Natural Gas, Propane Gas | Downflow | Non-Weatherized | 75 | 61 | 80 | 75 | 357 | 115 |  | Yes | AMACF
7184934 | Active | SURE | RHEEM SALES COMPANY, INC. | S802VA075317ZSA |  | Natural Gas, Propane Gas | Downflow | Non-Weatherized | 75 | 61 | 80 | 75 | 357 | 115 |  | Yes | AMACF
7184935 | Active | WEATHERKING | RHEEM SALES COMPANY, INC. | W802VA075317ZSA |  | Natural Gas, Propane Gas | Downflow | Non-Weatherized | 75 | 61 | 80 | 75 | 357 | 115 |  | Yes | AMACF
7484070 | Active | THERMAL ZONE | UNITED REFRIGERATION, INC. | TZ80DDV075B30SA |  | Natural Gas, Propane Gas | Downflow | Non-Weatherized | 75 | 61 | 80 | 75 | 357 | 115 |  | Yes | AMACF
7184889 | Active | RHEEM, RUUD | RHEEM SALES COMPANY, INC. | R802VA075317ZXA |  | Natural Gas,Propane Gas | Downflow | Non-Weatherized | 75 | 61 | 80 | 75 | 357 | 115 | Yes | Yes | AMACF
7184936 | Active | DUROGUARD | RHEEM SALES COMPANY, INC. | D802VA075317ZXA |  | Natural Gas,Propane Gas | Downflow | Non-Weatherized | 75 | 61 | 80 | 75 | 357 | 115 |  | Yes | AMACF
7184937 | Active | RUUD | RHEEM SALES COMPANY, INC. | U802VA075317ZXA |  | Natural Gas,Propane Gas | Downflow | Non-Weatherized | 75 | 61 | 80 | 75 | 357 | 115 |  | Yes | AMACF
7184938 | Active | SURE | RHEEM SALES COMPANY, INC. | S802VA075317ZXA |  | Natural Gas,Propane Gas | Downflow | Non-Weatherized | 75 | 61 | 80 | 75 | 357 | 115 |  | Yes | AMACF
7184939 | Active | WEATHERKING | RHEEM SALES COMPANY, INC. | W802VA075317ZXA |  | Natural Gas,Propane Gas | Downflow | Non-Weatherized | 75 | 61 | 80 | 75 | 357 | 115 |  | Yes | AMACF
7484071 | Active | THERMAL ZONE | UNITED REFRIGERATION, INC. | TZ80DDV075B30XA |  | Natural Gas,Propane Gas | Downflow | Non-Weatherized | 75 | 61 | 80 | 75 | 357 | 115 |  | Yes | AMACF
7184890 | Active | RHEEM | RHEEM SALES COMPANY, INC. | R802VA075417ZSA |  | Natural Gas,Propane Gas | Downflow | Non-Weatherized | 75 | 62 | 80 | 75 | 387 | 106 | Yes | Yes | AMACF
7184940 | Active | DUROGUARD | RHEEM SALES COMPANY, INC. | D802VA075417ZSA |  | Natural Gas,Propane Gas | Downflow | Non-Weatherized | 75 | 62 | 80 | 75 | 387 | 106 |  | Yes | AMACF
7184941 | Active | RUUD | RHEEM SALES COMPANY, INC. | U802VA075417ZSA |  | Natural Gas,Propane Gas | Downflow | Non-Weatherized | 75 | 62 | 80 | 75 | 387 | 106 |  | Yes | AMACF
7184942 | Active | SURE | RHEEM SALES COMPANY, INC. | S802VA075417ZSA |  | Natural Gas,Propane Gas | Downflow | Non-Weatherized | 75 | 62 | 80 | 75 | 387 | 106 |  | Yes | AMACF
7184943 | Active | WEATHERKING | RHEEM SALES COMPANY, INC. | W802VA075417ZSA |  | Natural Gas,Propane Gas | Downflow | Non-Weatherized | 75 | 62 | 80 | 75 | 387 | 106 |  | Yes | AMACF
7980115 | Active | THERMAL ZONE | UNITED REFRIGERATION, INC. | TZ80DDV075B40SA |  | Natural Gas,Propane Gas | Downflow | Non-Weatherized | 75 | 62 | 80 | 75 | 387 | 106 |  | Yes | AMACF
7184891 | Active | RHEEM | RHEEM SALES COMPANY, INC. | R802VA075417ZXA |  | Natural Gas,Propane Gas | Downflow | Non-Weatherized | 75 | 62 | 80 | 75 | 387 | 106 | Yes | Yes | AMACF
7184944 | Active | DUROGUARD | RHEEM SALES COMPANY, INC. | D802VA075417ZXA |  | Natural Gas,Propane Gas | Downflow | Non-Weatherized | 75 | 62 | 80 | 75 | 387 | 106 |  | Yes | AMACF
7184945 | Active | RUUD | RHEEM SALES COMPANY, INC. | U802VA075417ZXA |  | Natural Gas,Propane Gas | Downflow | Non-Weatherized | 75 | 62 | 80 | 75 | 387 | 106 |  | Yes | AMACF
7184946 | Active | SURE | RHEEM SALES COMPANY, INC. | S802VA075417ZXA |  | Natural Gas,Propane Gas | Downflow | Non-Weatherized | 75 | 62 | 80 | 75 | 387 | 106 |  | Yes | AMACF
7184947 | Active | WEATHERKING | RHEEM SALES COMPANY, INC. | W802VA075417ZXA |  | Natural Gas,Propane Gas | Downflow | Non-Weatherized | 75 | 62 | 80 | 75 | 387 | 106 |  | Yes | AMACF
7980116 | Active | THERMAL ZONE | UNITED REFRIGERATION, INC. | TZ80DDV075B40XA |  | Natural Gas,Propane Gas | Downflow | Non-Weatherized | 75 | 62 | 80 | 75 | 387 | 106 |  | Yes | AMACF
7184892 | Active | RHEEM,RUUD | RHEEM SALES COMPANY, INC. | R802VA100521ZSA |  | Natural Gas, Propane Gas | Downflow | Non-Weatherized | 100 | 82 | 80 | 93 | 493 | 143 | Yes | Yes | AMACF
7184948 | Active | DUROGUARD | RHEEM SALES COMPANY, INC. | D802VA100521ZSA |  | Natural Gas, Propane Gas | Downflow | Non-Weatherized | 100 | 82 | 80 | 93 | 493 | 143 |  | Yes | AMACF
7184949 | Active | RUUD | RHEEM SALES COMPANY, INC. | U802VA100521ZSA |  | Natural Gas, Propane Gas | Downflow | Non-Weatherized | 100 | 82 | 80 | 93 | 493 | 143 |  | Yes | AMACF
7184950 | Active | SURE | RHEEM SALES COMPANY, INC. | S802VA100521ZSA |  | Natural Gas, Propane Gas | Downflow | Non-Weatherized | 100 | 82 | 80 | 93 | 493 | 143 |  | Yes | AMACF
7184951 | Active | WEATHERKING | RHEEM SALES COMPANY, INC. | W802VA100521ZSA |  | Natural Gas, Propane Gas | Downflow | Non-Weatherized | 100 | 82 | 80 | 93 | 493 | 143 |  | Yes | AMACF
7484076 | Active | THERMAL ZONE | UNITED REFRIGERATION, INC. | TZ80DDV100C50SA |  | Natural Gas, Propane Gas | Downflow | Non-Weatherized | 100 | 82 | 80 | 93 | 493 | 143 |  | Yes | AMACF
7184893 | Active | RHEEM,RUUD | RHEEM SALES COMPANY, INC. | R802VA100521ZXA |  | Natural Gas, Propane Gas | Downflow | Non-Weatherized | 100 | 82 | 80 | 93 | 493 | 143 | Yes | Yes | AMACF
7184952 | Active | DUROGUARD | RHEEM SALES COMPANY, INC. | D802VA100521ZXA |  | Natural Gas, Propane Gas | Downflow | Non-Weatherized | 100 | 82 | 80 | 93 | 493 | 143 |  | Yes | AMACF
7184953 | Active | RUUD | RHEEM SALES COMPANY, INC. | U802VA100521ZXA |  | Natural Gas, Propane Gas | Downflow | Non-Weatherized | 100 | 82 | 80 | 93 | 493 | 143 |  | Yes | AMACF
7184954 | Active | SURE | RHEEM SALES COMPANY, INC. | S802VA100521ZXA |  | Natural Gas, Propane Gas | Downflow | Non-Weatherized | 100 | 82 | 80 | 93 | 493 | 143 |  | Yes | AMACF
7184955 | Active | WEATHERKING | RHEEM SALES COMPANY, INC. | W802VA100521ZXA |  | Natural Gas, Propane Gas | Downflow | Non-Weatherized | 100 | 82 | 80 | 93 | 493 | 143 |  | Yes | AMACF
7484077 | Active | THERMAL ZONE | UNITED REFRIGERATION, INC. | TZ80DDV100C50XA |  | Natural Gas, Propane Gas | Downflow | Non-Weatherized | 100 | 82 | 80 | 93 | 493 | 143 |  | Yes | AMACF
7184894 | Active | RHEEM,RUUD | RHEEM SALES COMPANY, INC. | R802VA125524ZSA |  | Natural Gas, Propane Gas | Downflow | Non-Weatherized | 125 | 102 | 80 | 111 | 483 | 140 | Yes | Yes | AMACF
7184956 | Active | DUROGUARD | RHEEM SALES COMPANY, INC. | D802VA125524ZSA |  | Natural Gas, Propane Gas | Downflow | Non-Weatherized | 125 | 102 | 80 | 111 | 483 | 140 |  | Yes | AMACF
7184957 | Active | RUUD | RHEEM SALES COMPANY, INC. | U802VA125524ZSA |  | Natural Gas, Propane Gas | Downflow | Non-Weatherized | 125 | 102 | 80 | 111 | 483 | 140 |  | Yes | AMACF
7184958 | Active | SURE | RHEEM SALES COMPANY, INC. | S802VA125524ZSA |  | Natural Gas, Propane Gas | Downflow | Non-Weatherized | 125 | 102 | 80 | 111 | 483 | 140 |  | Yes | AMACF
7184959 | Active | WEATHERKING | RHEEM SALES COMPANY, INC. | W802VA125524ZSA |  | Natural Gas, Propane Gas | Downflow | Non-Weatherized | 125 | 102 | 80 | 111 | 483 | 140 |  | Yes | AMACF
7484078 | Active | THERMAL ZONE | UNITED REFRIGERATION, INC. | TZ80DDV125D50SA |  | Natural Gas, Propane Gas | Downflow | Non-Weatherized | 125 | 102 | 80 | 111 | 483 | 140 |  | Yes | AMACF
7184895 | Active | RHEEM,RUUD | RHEEM SALES COMPANY, INC. | R802VA125524ZXA |  | Natural Gas, Propane Gas | Downflow | Non-Weatherized | 125 | 102 | 80 | 111 | 483 | 140 | Yes | Yes | AMACF
7184960 | Active | DUROGUARD | RHEEM SALES COMPANY, INC. | D802VA125524ZXA |  | Natural Gas, Propane Gas | Downflow | Non-Weatherized | 125 | 102 | 80 | 111 | 483 | 140 |  | Yes | AMACF
7184961 | Active | RUUD | RHEEM SALES COMPANY, INC. | U802VA125524ZXA |  | Natural Gas, Propane Gas | Downflow | Non-Weatherized | 125 | 102 | 80 | 111 | 483 | 140 |  | Yes | AMACF
7184962 | Active | SURE | RHEEM SALES COMPANY, INC. | S802VA125524ZXA |  | Natural Gas, Propane Gas | Downflow | Non-Weatherized | 125 | 102 | 80 | 111 | 483 | 140 |  | Yes | AMACF
7184963 | Active | WEATHERKING | RHEEM SALES COMPANY, INC. | W802VA125524ZXA |  | Natural Gas, Propane Gas | Downflow | Non-Weatherized | 125 | 102 | 80 | 111 | 483 | 140 |  | Yes | AMACF
7484079 | Active | THERMAL ZONE | UNITED REFRIGERATION, INC. | TZ80DDV125D50XA |  | Natural Gas, Propane Gas | Downflow | Non-Weatherized | 125 | 102 | 80 | 111 | 483 | 140 |  | Yes | AMACF
7185014 | Active | RHEEM | RHEEM SALES COMPANY, INC. | R802PA050314ZSA |  | Natural Gas, Propane Gas | Downflow | Non-Weatherized | 50 | 41 | 80 | 36 | 371 | 83 | Yes | No
7185016 | Active | DUROGUARD | RHEEM SALES COMPANY, INC. | D802PA050314ZSA |  | Natural Gas, Propane Gas | Downflow | Non-Weatherized | 50 | 41 | 80 | 36 | 371 | 83 |  | No
7185017 | Active | SURE | RHEEM SALES COMPANY, INC. | S802PA050314ZSA |  | Natural Gas, Propane Gas | Downflow | Non-Weatherized | 50 | 41 | 80 | 36 | 371 | 83 |  | No
7185018 | Active | WEATHERKING | RHEEM SALES COMPANY, INC. | W802PA050314ZSA |  | Natural Gas, Propane Gas | Downflow | Non-Weatherized | 50 | 41 | 80 | 36 | 371 | 83 |  | No
7484054 | Active | THERMAL ZONE | UNITED REFRIGERATION, INC. | TZ80DDP050A30SA |  | Natural Gas, Propane Gas | Downflow | Non-Weatherized | 50 | 41 | 80 | 36 | 371 | 83 |  | No
7185015 | Active | RHEEM | RHEEM SALES COMPANY, INC. | R802PA050314ZXA |  | Natural Gas,Propane Gas | Downflow | Non-Weatherized | 50 | 41 | 80 | 36 | 371 | 83 | Yes | No
7185019 | Active | DUROGUARD | RHEEM SALES COMPANY, INC. | D802PA050314ZXA |  | Natural Gas,Propane Gas | Downflow | Non-Weatherized | 50 | 41 | 80 | 36 | 371 | 83 |  | No
7185020 | Active | SURE | RHEEM SALES COMPANY, INC. | S802PA050314ZXA |  | Natural Gas,Propane Gas | Downflow | Non-Weatherized | 50 | 41 | 80 | 36 | 371 | 83 |  | No
7185021 | Active | WEATHERKING | RHEEM SALES COMPANY, INC. | W802PA050314ZXA |  | Natural Gas,Propane Gas | Downflow | Non-Weatherized | 50 | 41 | 80 | 36 | 371 | 83 |  | No
7484055 | Active | THERMAL ZONE | UNITED REFRIGERATION, INC. | TZ80DDP050A30XA |  | Natural Gas,Propane Gas | Downflow | Non-Weatherized | 50 | 41 | 80 | 36 | 371 | 83 |  | No
7365095 | Active | GOODMAN | GOODMAN MANUFACTURING CO., LP. | GMSS960402BN |  | Natural Gas,Propane Gas | Upflow,Horizontal | Non-Weatherized | 40 | 38 | 96.1 | 31.1 | 510 | 69 | Yes | No | AFUE
7368085 | Active | AMANA | AMANA HEATING AND AIR CONDITIONING | AMSS960402BN |  | Natural Gas,Propane Gas | Upflow,Horizontal | Non-Weatherized | 40 | 38 | 96.1 | 31.1 | 510 | 69 |  | No | AFUE
7368368 | Active | DAIKIN | DAIKIN MANUFACTURING COMPANY, L.P. | DM96HS0402BN |  | Natural Gas,Propane Gas | Upflow,Horizontal | Non-Weatherized | 40 | 38 | 96.1 | 31.1 | 510 | 69 |  | No | AFUE
7365096 | Active | GOODMAN | GOODMAN MANUFACTURING CO., LP. | GMSS960603BN |  | Natural Gas,Propane Gas | Upflow,Horizontal | Non-Weatherized | 60 | 58 | 96.1 | 47.8 | 574 | 130 | Yes | No | AFUE
7368086 | Active | AMANA | AMANA HEATING AND AIR CONDITIONING | AMSS960603BN |  | Natural Gas,Propane Gas | Upflow,Horizontal | Non-Weatherized | 60 | 58 | 96.1 | 47.8 | 574 | 130 |  | No | AFUE
7368370 | Active | DAIKIN | DAIKIN MANUFACTURING COMPANY, L.P. | DM96HS0603BN |  | Natural Gas,Propane Gas | Upflow,Horizontal | Non-Weatherized | 60 | 58 | 96.1 | 47.8 | 574 | 130 |  | No | AFUE
7365097 | Active | GOODMAN | GOODMAN MANUFACTURING CO., LP. | GMSS960803BN |  | Natural Gas,Propane Gas | Upflow,Horizontal | Non-Weatherized | 80 | 77 | 96.1 | 64.5 | 754 | 127 | Yes | No | AFUE
7368087 | Active | AMANA | AMANA HEATING AND AIR CONDITIONING | AMSS960803BN |  | Natural Gas,Propane Gas | Upflow,Horizontal | Non-Weatherized | 80 | 77 | 96.1 | 64.5 | 754 | 127 |  | No | AFUE
7368371 | Active | DAIKIN | DAIKIN MANUFACTURING COMPANY, L.P. | DM96HS0803BN |  | Natural Gas,Propane Gas | Upflow,Horizontal | Non-Weatherized | 80 | 77 | 96.1 | 64.5 | 754 | 127 |  | No | AFUE
7365098 | Active | GOODMAN | GOODMAN MANUFACTURING CO., LP. | GMSS960804CN |  | Natural Gas,Propane Gas | Upflow,Horizontal | Non-Weatherized | 80 | 77 | 96.1 | 79.2 | 943 | 112 | Yes | No | AFUE
7368088 | Active | AMANA | AMANA HEATING AND AIR CONDITIONING | AMSS960804CN |  | Natural Gas,Propane Gas | Upflow,Horizontal | Non-Weatherized | 80 | 77 | 96.1 | 79.2 | 943 | 112 |  | No | AFUE
7368373 | Active | DAIKIN | DAIKIN MANUFACTURING COMPANY, L.P. | DM96HS0804CN |  | Natural Gas,Propane Gas | Upflow,Horizontal | Non-Weatherized | 80 | 77 | 96.1 | 79.2 | 943 | 112 |  | No | AFUE
7365099 | Active | GOODMAN | GOODMAN MANUFACTURING CO., LP. | GMSS960805CN |  | Natural Gas,Propane Gas | Upflow,Horizontal | Non-Weatherized | 80 | 77 | 96.1 | 78.9 | 1155 | 131 | Yes | No | AFUE
7368089 | Active | AMANA | AMANA HEATING AND AIR CONDITIONING | AMSS960805CN |  | Natural Gas,Propane Gas | Upflow,Horizontal | Non-Weatherized | 80 | 77 | 96.1 | 78.9 | 1155 | 131 |  | No | AFUE
7368374 | Active | DAIKIN | DAIKIN MANUFACTURING COMPANY, L.P. | DM96HS0805CN |  | Natural Gas,Propane Gas | Upflow,Horizontal | Non-Weatherized | 80 | 77 | 96.1 | 78.9 | 1155 | 131 |  | No | AFUE
7365100 | Active | GOODMAN | GOODMAN MANUFACTURING CO., LP. | GMSS961005CN |  | Natural Gas,Propane Gas | Upflow,Horizontal | Non-Weatherized | 100 | 96 | 96.1 | 96.4 | 1077 | 131 | Yes | No | AFUE
7368090 | Active | AMANA | AMANA HEATING AND AIR CONDITIONING | AMSS961005CN |  | Natural Gas,Propane Gas | Upflow,Horizontal | Non-Weatherized | 100 | 96 | 96.1 | 96.4 | 1077 | 131 |  | No | AFUE
7368376 | Active | DAIKIN | DAIKIN MANUFACTURING COMPANY, L.P. | DM96HS1005CN |  | Natural Gas,Propane Gas | Upflow,Horizontal | Non-Weatherized | 100 | 96 | 96.1 | 96.4 | 1077 | 131 |  | No | AFUE
7365101 | Active | GOODMAN | GOODMAN MANUFACTURING CO., LP. | GMSS961205DN |  | Natural Gas,Propane Gas | Upflow,Horizontal | Non-Weatherized | 120 | 115 | 96.1 | 115 | 608 | 70 | Yes | No | AFUE
7368091 | Active | AMANA | AMANA HEATING AND AIR CONDITIONING | AMSS961205DN |  | Natural Gas,Propane Gas | Upflow,Horizontal | Non-Weatherized | 120 | 115 | 96.1 | 115 | 608 | 70 |  | No | AFUE
7368377 | Active | DAIKIN | DAIKIN MANUFACTURING COMPANY, L.P. | DM96HS1205DN |  | Natural Gas,Propane Gas | Upflow,Horizontal | Non-Weatherized | 120 | 115 | 96.1 | 115 | 608 | 70 |  | No | AFUE
7365102 | Active | GOODMAN | GOODMAN MANUFACTURING CO., LP. | GCSS960402BN |  | Natural Gas,Propane Gas | Downflow,Horizontal | Non-Weatherized | 40 | 38 | 96.1 | 33 | 449 | 126 | Yes | No | AFUE
7368092 | Active | AMANA | AMANA HEATING AND AIR CONDITIONING | ACSS960402BN |  | Natural Gas,Propane Gas | Downflow,Horizontal | Non-Weatherized | 40 | 38 | 96.1 | 33 | 449 | 126 |  | No | AFUE
7368379 | Active | DAIKIN | DAIKIN MANUFACTURING COMPANY, L.P. | DC96HS0402BN |  | Natural Gas,Propane Gas | Downflow,Horizontal | Non-Weatherized | 40 | 38 | 96.1 | 33 | 449 | 126 |  | No | AFUE
7365103 | Active | GOODMAN | GOODMAN MANUFACTURING CO., LP. | GCSS960603BN |  | Natural Gas,Propane Gas | Downflow,Horizontal | Non-Weatherized | 60 | 58 | 96.1 | 50 | 566 | 130 | Yes | No | AFUE
7368093 | Active | AMANA | AMANA HEATING AND AIR CONDITIONING | ACSS960603BN |  | Natural Gas,Propane Gas | Downflow,Horizontal | Non-Weatherized | 60 | 58 | 96.1 | 50 | 566 | 130 |  | No | AFUE
7368380 | Active | DAIKIN | DAIKIN MANUFACTURING COMPANY, L.P. | DC96HS0603BN |  | Natural Gas,Propane Gas | Downflow,Horizontal | Non-Weatherized | 60 | 58 | 96.1 | 50 | 566 | 130 |  | No | AFUE
7365104 | Active | GOODMAN | GOODMAN MANUFACTURING CO., LP. | GCSS960804CN |  | Natural Gas,Propane Gas | Downflow,Horizontal | Non-Weatherized | 80 | 77 | 96.1 | 79.6 | 879 | 125 | Yes | No | AFUE
7368094 | Active | AMANA | AMANA HEATING AND AIR CONDITIONING | ACSS960804CN |  | Natural Gas,Propane Gas | Downflow,Horizontal | Non-Weatherized | 80 | 77 | 96.1 | 79.6 | 879 | 125 |  | No | AFUE
7368381 | Active | DAIKIN | DAIKIN MANUFACTURING COMPANY, L.P. | DC96HS0804CN |  | Natural Gas,Propane Gas | Downflow,Horizontal | Non-Weatherized | 80 | 77 | 96.1 | 79.6 | 879 | 125 |  | No | AFUE
7365105 | Active | GOODMAN | GOODMAN MANUFACTURING CO., LP. | GCSS961005CN |  | Natural Gas,Propane Gas | Downflow,Horizontal | Non-Weatherized | 100 | 95 | 95 | 97.1 | 756 | 132 | Yes | No | AFUE
7368095 | Active | AMANA | AMANA HEATING AND AIR CONDITIONING | ACSS961005CN |  | Natural Gas,Propane Gas | Downflow,Horizontal | Non-Weatherized | 100 | 95 | 95 | 97.1 | 756 | 132 |  | No | AFUE
7368383 | Active | DAIKIN | DAIKIN MANUFACTURING COMPANY, L.P. | DC96HS1005CN |  | Natural Gas,Propane Gas | Downflow,Horizontal | Non-Weatherized | 100 | 95 | 95 | 97.1 | 756 | 132 |  | No | AFUE
7365106 | Active | GOODMAN | GOODMAN MANUFACTURING CO., LP. | GCSS961205DN |  | Natural Gas,Propane Gas | Downflow,Horizontal | Non-Weatherized | 120 | 114 | 95 | 111.2 | 1534 | 143 | Yes | No | AFUE
7368096 | Active | AMANA | AMANA HEATING AND AIR CONDITIONING | ACSS961205DN |  | Natural Gas,Propane Gas | Downflow,Horizontal | Non-Weatherized | 120 | 114 | 95 | 111.2 | 1534 | 143 |  | No | AFUE
7368384 | Active | DAIKIN | DAIKIN MANUFACTURING COMPANY, L.P. | DC96HS1205DN |  | Natural Gas,Propane Gas | Downflow,Horizontal | Non-Weatherized | 120 | 114 | 95 | 111.2 | 1534 | 143 |  | No | AFUE
7367470 | Active | GOODMAN | GOODMAN MANUFACTURING CO., LP. | GMSS920402BN |  | Natural Gas,Propane Gas | Upflow,Horizontal | Non-Weatherized | 40 | 37 | 92.1 | 33.5 | 302 | 110 | Yes | No
7368097 | Active | AMANA | AMANA HEATING AND AIR CONDITIONING | AMSS920402BN |  | Natural Gas,Propane Gas | Upflow,Horizontal | Non-Weatherized | 40 | 37 | 92.1 | 33.5 | 302 | 110 |  | No
7368105 | Active | DAIKIN | DAIKIN MANUFACTURING COMPANY, L.P. | DM92SS0402BN |  | Natural Gas,Propane Gas | Upflow,Horizontal | Non-Weatherized | 40 | 37 | 92.1 | 33.5 | 302 | 110 |  | No
7367472 | Active | GOODMAN | GOODMAN MANUFACTURING CO., LP. | GMSS920603BN |  | Natural Gas,Propane Gas | Upflow,Horizontal | Non-Weatherized | 60 | 55 | 92.1 | 49.9 | 573 | 123 | Yes | No
7368098 | Active | AMANA | AMANA HEATING AND AIR CONDITIONING | AMSS920603BN |  | Natural Gas,Propane Gas | Upflow,Horizontal | Non-Weatherized | 60 | 55 | 92.1 | 49.9 | 573 | 123 |  | No
7368106 | Active | DAIKIN | DAIKIN MANUFACTURING COMPANY, L.P. | DM92SS0603BN |  | Natural Gas,Propane Gas | Upflow,Horizontal | Non-Weatherized | 60 | 55 | 92.1 | 49.9 | 573 | 123 |  | No
7367473 | Active | GOODMAN | GOODMAN MANUFACTURING CO., LP. | GMSS920803BN |  | Natural Gas,Propane Gas | Upflow,Horizontal | Non-Weatherized | 80 | 74 | 92.1 | 65.7 | 676 | 125 | Yes | No
7368099 | Active | AMANA | AMANA HEATING AND AIR CONDITIONING | AMSS920803BN |  | Natural Gas,Propane Gas | Upflow,Horizontal | Non-Weatherized | 80 | 74 | 92.1 | 65.7 | 676 | 125 |  | No
7368107 | Active | DAIKIN | DAIKIN MANUFACTURING COMPANY, L.P. | DM92SS0803BN |  | Natural Gas,Propane Gas | Upflow,Horizontal | Non-Weatherized | 80 | 74 | 92.1 | 65.7 | 676 | 125 |  | No
7367474 | Active | GOODMAN | GOODMAN MANUFACTURING CO., LP. | GMSS920804CN |  | Natural Gas,Propane Gas | Upflow,Horizontal | Non-Weatherized | 80 | 74 | 92.1 | 67.7 | 511 | 120 | Yes | No
7368100 | Active | AMANA | AMANA HEATING AND AIR CONDITIONING | AMSS920804CN |  | Natural Gas,Propane Gas | Upflow,Horizontal | Non-Weatherized | 80 | 74 | 92.1 | 67.7 | 511 | 120 |  | No
7368108 | Active | DAIKIN | DAIKIN MANUFACTURING COMPANY, L.P. | DM92SS0804CN |  | Natural Gas,Propane Gas | Upflow,Horizontal | Non-Weatherized | 80 | 74 | 92.1 | 67.7 | 511 | 120 |  | No
7367476 | Active | GOODMAN | GOODMAN MANUFACTURING CO., LP. | GMSS920805CN |  | Natural Gas,Propane Gas | Upflow,Horizontal | Non-Weatherized | 80 | 74 | 92.1 | 66.5 | 867 | 123 | Yes | No
7368101 | Active | AMANA | AMANA HEATING AND AIR CONDITIONING | AMSS920805CN |  | Natural Gas,Propane Gas | Upflow,Horizontal | Non-Weatherized | 80 | 74 | 92.1 | 66.5 | 867 | 123 |  | No
7368109 | Active | DAIKIN | DAIKIN MANUFACTURING COMPANY, L.P. | DM92SS0805CN |  | Natural Gas,Propane Gas | Upflow,Horizontal | Non-Weatherized | 80 | 74 | 92.1 | 66.5 | 867 | 123 |  | No
7367477 | Active | GOODMAN | GOODMAN MANUFACTURING CO., LP. | GMSS921004CN |  | Natural Gas,Propane Gas | Upflow,Horizontal | Non-Weatherized | 100 | 92 | 92.1 | 83.5 | 837 | 131 | Yes | No
7368102 | Active | AMANA | AMANA HEATING AND AIR CONDITIONING | AMSS921004CN |  | Natural Gas,Propane Gas | Upflow,Horizontal | Non-Weatherized | 100 | 92 | 92.1 | 83.5 | 837 | 131 |  | No
7368110 | Active | DAIKIN | DAIKIN MANUFACTURING COMPANY, L.P. | DM92SS1004CN |  | Natural Gas,Propane Gas | Upflow,Horizontal | Non-Weatherized | 100 | 92 | 92.1 | 83.5 | 837 | 131 |  | No
7367478 | Active | GOODMAN | GOODMAN MANUFACTURING CO., LP. | GMSS921005CN |  | Natural Gas,Propane Gas | Upflow,Horizontal | Non-Weatherized | 100 | 92 | 92.1 | 82 | 1000 | 124 | Yes | No
7368103 | Active | AMANA | AMANA HEATING AND AIR CONDITIONING | AMSS921005CN |  | Natural Gas,Propane Gas | Upflow,Horizontal | Non-Weatherized | 100 | 92 | 92.1 | 82 | 1000 | 124 |  | No
7368111 | Active | DAIKIN | DAIKIN MANUFACTURING COMPANY, L.P. | DM92SS1005CN |  | Natural Gas,Propane Gas | Upflow,Horizontal | Non-Weatherized | 100 | 92 | 92.1 | 82 | 1000 | 124 |  | No
7367479 | Active | GOODMAN | GOODMAN MANUFACTURING CO., LP. | GMSS921205DN |  | Natural Gas,Propane Gas | Upflow,Horizontal | Non-Weatherized | 120 | 111 | 92.1 | 114.9 | 1319 | 129 | Yes | No
7368104 | Active | AMANA | AMANA HEATING AND AIR CONDITIONING | AMSS921205DN |  | Natural Gas,Propane Gas | Upflow,Horizontal | Non-Weatherized | 120 | 111 | 92.1 | 114.9 | 1319 | 129 |  | No
7368112 | Active | DAIKIN | DAIKIN MANUFACTURING COMPANY, L.P. | DM92SS1205DN |  | Natural Gas,Propane Gas | Upflow,Horizontal | Non-Weatherized | 120 | 111 | 92.1 | 114.9 | 1319 | 129 |  | No
7367481 | Active | GOODMAN | GOODMAN MANUFACTURING CO., LP. | GCSS920402BN |  | Natural Gas,Propane Gas | Downflow,Horizontal | Non-Weatherized | 40 | 37 | 92.1 | 32.5 | 430 | 121 | Yes | No
7368113 | Active | AMANA | AMANA HEATING AND AIR CONDITIONING | ACSS920402BN |  | Natural Gas,Propane Gas | Downflow,Horizontal | Non-Weatherized | 40 | 37 | 92.1 | 32.5 | 430 | 121 |  | No
7368117 | Active | DAIKIN | DAIKIN MANUFACTURING COMPANY, L.P. | DC92SS0402BN |  | Natural Gas,Propane Gas | Downflow,Horizontal | Non-Weatherized | 40 | 37 | 92.1 | 32.5 | 430 | 121 |  | No
7367483 | Active | GOODMAN | GOODMAN MANUFACTURING CO., LP. | GCSS920603BN |  | Natural Gas,Propane Gas | Downflow,Horizontal | Non-Weatherized | 60 | 55 | 92.1 | 48.9 | 668 | 124 | Yes | No
7368114 | Active | AMANA | AMANA HEATING AND AIR CONDITIONING | ACSS920603BN |  | Natural Gas,Propane Gas | Downflow,Horizontal | Non-Weatherized | 60 | 55 | 92.1 | 48.9 | 668 | 124 |  | No
7368118 | Active | DAIKIN | DAIKIN MANUFACTURING COMPANY, L.P. | DC92SS0603BN |  | Natural Gas,Propane Gas | Downflow,Horizontal | Non-Weatherized | 60 | 55 | 92.1 | 48.9 | 668 | 124 |  | No
7367484 | Active | GOODMAN | GOODMAN MANUFACTURING CO., LP. | GCSS920804CN |  | Natural Gas,Propane Gas | Downflow,Horizontal | Non-Weatherized | 80 | 74 | 92.1 | 67.7 | 511 | 120 | Yes | No
7368115 | Active | AMANA | AMANA HEATING AND AIR CONDITIONING | ACSS920804CN |  | Natural Gas,Propane Gas | Downflow,Horizontal | Non-Weatherized | 80 | 74 | 92.1 | 67.7 | 511 | 120 |  | No
7368119 | Active | DAIKIN | DAIKIN MANUFACTURING COMPANY, L.P. | DC92SS0804CN |  | Natural Gas,Propane Gas | Downflow,Horizontal | Non-Weatherized | 80 | 74 | 92.1 | 67.7 | 511 | 120 |  | No
7367486 | Active | GOODMAN | GOODMAN MANUFACTURING CO., LP. | GCSS921005CN |  | Natural Gas,Propane Gas | Downflow,Horizontal | Non-Weatherized | 100 | 92 | 92.1 | 83.2 | 1000 | 128 | Yes | No
7368116 | Active | AMANA | AMANA HEATING AND AIR CONDITIONING | ACSS921005CN |  | Natural Gas,Propane Gas | Downflow,Horizontal | Non-Weatherized | 100 | 92 | 92.1 | 83.2 | 1000 | 128 |  | No
7368120 | Active | DAIKIN | DAIKIN MANUFACTURING COMPANY, L.P. | DC92SS1005CN |  | Natural Gas,Propane Gas | Downflow,Horizontal | Non-Weatherized | 100 | 92 | 92.1 | 83.2 | 1000 | 128 |  | No
7368833 | Active | GOODMAN | GOODMAN MANUFACTURING CO., LP. | GMVC960603BN |  | Natural Gas,Propane Gas | Upflow,Horizontal | Non-Weatherized | 60 | 58 | 96.1 | 48.6 | 274 | 38 | Yes | Yes | AFUE & AMACF
7368871 | Active | AMANA | AMANA HEATING AND AIR CONDITIONING | AMVC960603BN |  | Natural Gas,Propane Gas | Upflow,Horizontal | Non-Weatherized | 60 | 58 | 96.1 | 48.6 | 274 | 38 |  | Yes | AFUE & AMACF
7368882 | Active | DAIKIN | DAIKIN MANUFACTURING COMPANY, L.P. | DM96VC0603BN |  | Natural Gas,Propane Gas | Upflow,Horizontal | Non-Weatherized | 60 | 58 | 96.1 | 48.6 | 274 | 38 |  | Yes | AFUE & AMACF
7368834 | Active | GOODMAN | GOODMAN MANUFACTURING CO., LP. | GMVC960803BN |  | Natural Gas,Propane Gas | Upflow,Horizontal | Non-Weatherized | 80 | 77 | 96.1 | 65.3 | 303 | 44 | Yes | Yes | AFUE & AMACF
7368872 | Active | AMANA | AMANA HEATING AND AIR CONDITIONING | AMVC960803BN |  | Natural Gas,Propane Gas | Upflow,Horizontal | Non-Weatherized | 80 | 77 | 96.1 | 65.3 | 303 | 44 |  | Yes | AFUE & AMACF
7368883 | Active | DAIKIN | DAIKIN MANUFACTURING COMPANY, L.P. | DM96VC0803BN |  | Natural Gas,Propane Gas | Upflow,Horizontal | Non-Weatherized | 80 | 77 | 96.1 | 65.3 | 303 | 44 |  | Yes | AFUE & AMACF
7368835 | Active | GOODMAN | GOODMAN MANUFACTURING CO., LP. | GMVC960804CN |  | Natural Gas,Propane Gas | Upflow,Horizontal | Non-Weatherized | 80 | 77 | 96.1 | 65.1 | 364 | 45 | Yes | Yes | AFUE & AMACF
7368873 | Active | AMANA | AMANA HEATING AND AIR CONDITIONING | AMVC960804CN |  | Natural Gas,Propane Gas | Upflow,Horizontal | Non-Weatherized | 80 | 77 | 96.1 | 65.1 | 364 | 45 |  | Yes | AFUE & AMACF
7368884 | Active | DAIKIN | DAIKIN MANUFACTURING COMPANY, L.P. | DM96VC0804CN |  | Natural Gas,Propane Gas | Upflow,Horizontal | Non-Weatherized | 80 | 77 | 96.1 | 65.1 | 364 | 45 |  | Yes | AFUE & AMACF
7368836 | Active | GOODMAN | GOODMAN MANUFACTURING CO., LP. | GMVC961005CN |  | Natural Gas,Propane Gas | Upflow,Horizontal | Non-Weatherized | 100 | 96 | 96.1 | 97.1 | 462 | 51 | Yes | Yes | AFUE & AMACF
7368874 | Active | AMANA | AMANA HEATING AND AIR CONDITIONING | AMVC961005CN |  | Natural Gas,Propane Gas | Upflow,Horizontal | Non-Weatherized | 100 | 96 | 96.1 | 97.1 | 462 | 51 |  | Yes | AFUE & AMACF
7368885 | Active | DAIKIN | DAIKIN MANUFACTURING COMPANY, L.P. | DM96VC1005CN |  | Natural Gas,Propane Gas | Upflow,Horizontal | Non-Weatherized | 100 | 96 | 96.1 | 97.1 | 462 | 51 |  | Yes | AFUE & AMACF
7368837 | Active | GOODMAN | GOODMAN MANUFACTURING CO., LP. | GCVC960403BN |  | Natural Gas,Propane Gas | Downflow,Horizontal | Non-Weatherized | 40 | 38 | 96.1 | 32.4 | 169 | 33 | Yes | Yes | AFUE & AMACF
7368876 | Active | AMANA | AMANA HEATING AND AIR CONDITIONING | ACVC960403BN |  | Natural Gas,Propane Gas | Downflow,Horizontal | Non-Weatherized | 40 | 38 | 96.1 | 32.4 | 169 | 33 |  | Yes | AFUE & AMACF
7368887 | Active | DAIKIN | DAIKIN MANUFACTURING COMPANY, L.P. | DC96VC0403BN |  | Natural Gas,Propane Gas | Downflow,Horizontal | Non-Weatherized | 40 | 38 | 96.1 | 32.4 | 169 | 33 |  | Yes | AFUE & AMACF
7368838 | Active | GOODMAN | GOODMAN MANUFACTURING CO., LP. | GCVC960603BN |  | Natural Gas,Propane Gas | Downflow,Horizontal | Non-Weatherized | 60 | 58 | 96.1 | 48.7 | 216 | 42 | Yes | Yes | AFUE & AMACF
7368877 | Active | AMANA | AMANA HEATING AND AIR CONDITIONING | ACVC960603BN |  | Natural Gas,Propane Gas | Downflow,Horizontal | Non-Weatherized | 60 | 58 | 96.1 | 48.7 | 216 | 42 |  | Yes | AFUE & AMACF
7368888 | Active | DAIKIN | DAIKIN MANUFACTURING COMPANY, L.P. | DC96VC0603BN |  | Natural Gas,Propane Gas | Downflow,Horizontal | Non-Weatherized | 60 | 58 | 96.1 | 48.7 | 216 | 42 |  | Yes | AFUE & AMACF
7368841 | Active | GOODMAN | GOODMAN MANUFACTURING CO., LP. | GMVC960403BN |  | Natural Gas,Propane Gas | Upflow,Horizontal | Non-Weatherized | 40 | 38 | 96.1 | 32.2 | 237 | 55 | Yes | Yes | AFUE & AMACF
7368870 | Active | AMANA | AMANA HEATING AND AIR CONDITIONING | AMVC960403BN |  | Natural Gas,Propane Gas | Upflow,Horizontal | Non-Weatherized | 40 | 38 | 96.1 | 32.2 | 237 | 55 |  | Yes | AFUE & AMACF
7368881 | Active | DAIKIN | DAIKIN MANUFACTURING COMPANY, L.P. | DM96VC0403BN |  | Natural Gas,Propane Gas | Upflow,Horizontal | Non-Weatherized | 40 | 38 | 96.1 | 32.2 | 237 | 55 |  | Yes | AFUE & AMACF
7368842 | Active | GOODMAN | GOODMAN MANUFACTURING CO., LP. | GMVC961205DN |  | Natural Gas,Propane Gas | Upflow,Horizontal | Non-Weatherized | 120 | 115 | 96.1 | 112.9 | 503 | 56 | Yes | Yes | AFUE & AMACF
7368875 | Active | AMANA | AMANA HEATING AND AIR CONDITIONING | AMVC961205DN |  | Natural Gas,Propane Gas | Upflow,Horizontal | Non-Weatherized | 120 | 115 | 96.1 | 112.9 | 503 | 56 |  | Yes | AFUE & AMACF
7368886 | Active | DAIKIN | DAIKIN MANUFACTURING COMPANY, L.P. | DM96VC1205DN |  | Natural Gas,Propane Gas | Upflow,Horizontal | Non-Weatherized | 120 | 115 | 96.1 | 112.9 | 503 | 56 |  | Yes | AFUE & AMACF
7368843 | Active | GOODMAN | GOODMAN MANUFACTURING CO., LP. | GCVC960804CN |  | Natural Gas,Propane Gas | Downflow,Horizontal | Non-Weatherized | 80 | 77 | 96.1 | 80.2 | 459 | 45 | Yes | Yes | AFUE & AMACF
7368878 | Active | AMANA | AMANA HEATING AND AIR CONDITIONING | ACVC960804CN |  | Natural Gas,Propane Gas | Downflow,Horizontal | Non-Weatherized | 80 | 77 | 96.1 | 80.2 | 459 | 45 |  | Yes | AFUE & AMACF
7368889 | Active | DAIKIN | DAIKIN MANUFACTURING COMPANY, L.P. | DC96VC0804CN |  | Natural Gas,Propane Gas | Downflow,Horizontal | Non-Weatherized | 80 | 77 | 96.1 | 80.2 | 459 | 45 |  | Yes | AFUE & AMACF
7368844 | Active | GOODMAN | GOODMAN MANUFACTURING CO., LP. | GCVC961005CN |  | Natural Gas,Propane Gas | Downflow,Horizontal | Non-Weatherized | 100 | 96 | 96.1 | 97.1 | 510 | 41 | Yes | Yes | AFUE & AMACF
7368879 | Active | AMANA | AMANA HEATING AND AIR CONDITIONING | ACVC961005CN |  | Natural Gas,Propane Gas | Downflow,Horizontal | Non-Weatherized | 100 | 96 | 96.1 | 97.1 | 510 | 41 |  | Yes | AFUE & AMACF
7368890 | Active | DAIKIN | DAIKIN MANUFACTURING COMPANY, L.P. | DC96VC1005CN |  | Natural Gas,Propane Gas | Downflow,Horizontal | Non-Weatherized | 100 | 96 | 96.1 | 97.1 | 510 | 41 |  | Yes | AFUE & AMACF
7368845 | Active | GOODMAN | GOODMAN MANUFACTURING CO., LP. | GCVC961205DN |  | Natural Gas,Propane Gas | Downflow,Horizontal | Non-Weatherized | 120 | 115 | 96.1 | 112.8 | 610 | 45 | Yes | Yes | AFUE & AMACF
7368880 | Active | AMANA | AMANA HEATING AND AIR CONDITIONING | ACVC961205DN |  | Natural Gas,Propane Gas | Downflow,Horizontal | Non-Weatherized | 120 | 115 | 96.1 | 112.8 | 610 | 45 |  | Yes | AFUE & AMACF
7368891 | Active | DAIKIN | DAIKIN MANUFACTURING COMPANY, L.P. | DC96VC1205DN |  | Natural Gas,Propane Gas | Downflow,Horizontal | Non-Weatherized | 120 | 115 | 96.1 | 112.8 | 610 | 45 |  | Yes | AFUE & AMACF
7423786 | Active | GOODMAN | GOODMAN MANUFACTURING CO., LP. | GMEC960402BN |  | Natural Gas,Propane Gas | Upflow,Horizontal | Non-Weatherized | 40 | 38 | 96.1 | 32.4 | 146 | 26 | Yes | Yes | AFUE & AMACF
7423791 | Active | DAIKIN | DAIKIN MANUFACTURING COMPANY, L.P. | DM96VE0402BN |  | Natural Gas,Propane Gas | Upflow,Horizontal | Non-Weatherized | 40 | 38 | 96.1 | 32.4 | 146 | 26 |  | Yes | AFUE & AMACF
7423796 | Active | AMANA | AMANA HEATING AND AIR CONDITIONING | AMEC960402BN |  | Natural Gas,Propane Gas | Upflow,Horizontal | Non-Weatherized | 40 | 38 | 96.1 | 32.4 | 146 | 26 |  | Yes | AFUE & AMACF
7610858 | Active | DAIKIN | DAIKIN MANUFACTURING COMPANY, L.P. | DM96VE0302BN |  | Natural Gas,Propane Gas | Upflow,Horizontal | Non-Weatherized | 40 | 38 | 96.1 | 32.4 | 146 | 26 |  | Yes | AFUE & AMACF
7610859 | Active | AMANA | AMANA HEATING AND AIR CONDITIONING | AMEC960302BN |  | Natural Gas,Propane Gas | Upflow,Horizontal | Non-Weatherized | 40 | 38 | 96.1 | 32.4 | 146 | 26 |  | Yes | AFUE & AMACF
7423787 | Active | GOODMAN | GOODMAN MANUFACTURING CO., LP. | GMEC960603BN |  | Natural Gas,Propane Gas | Upflow,Horizontal | Non-Weatherized | 60 | 58 | 96.1 | 48.5 | 266 | 35 | Yes | Yes | AFUE & AMACF
7423792 | Active | DAIKIN | DAIKIN MANUFACTURING COMPANY, L.P. | DM96VE0603BN |  | Natural Gas,Propane Gas | Upflow,Horizontal | Non-Weatherized | 60 | 58 | 96.1 | 48.5 | 266 | 35 |  | Yes | AFUE & AMACF
7423797 | Active | AMANA | AMANA HEATING AND AIR CONDITIONING | AMEC960603BN |  | Natural Gas,Propane Gas | Upflow,Horizontal | Non-Weatherized | 60 | 58 | 96.1 | 48.5 | 266 | 35 |  | Yes | AFUE & AMACF
7423788 | Active | GOODMAN | GOODMAN MANUFACTURING CO., LP. | GMEC960803BN |  | Natural Gas,Propane Gas | Upflow,Horizontal | Non-Weatherized | 80 | 77 | 96.1 | 80.3 | 484 | 60 | Yes | Yes | AFUE & AMACF
7423793 | Active | DAIKIN | DAIKIN MANUFACTURING COMPANY, L.P. | DM96VE0803BN |  | Natural Gas,Propane Gas | Upflow,Horizontal | Non-Weatherized | 80 | 77 | 96.1 | 80.3 | 484 | 60 |  | Yes | AFUE & AMACF
7423798 | Active | AMANA | AMANA HEATING AND AIR CONDITIONING | AMEC960803BN |  | Natural Gas,Propane Gas | Upflow,Horizontal | Non-Weatherized | 80 | 77 | 96.1 | 80.3 | 484 | 60 |  | Yes | AFUE & AMACF
7423789 | Active | GOODMAN | GOODMAN MANUFACTURING CO., LP. | GMEC961004CN |  | Natural Gas,Propane Gas | Upflow,Horizontal | Non-Weatherized | 100 | 96 | 96.1 | 96.5 | 565 | 46 | Yes | Yes | AFUE & AMACF
7423794 | Active | DAIKIN | DAIKIN MANUFACTURING COMPANY, L.P. | DM96VE1004CN |  | Natural Gas,Propane Gas | Upflow,Horizontal | Non-Weatherized | 100 | 96 | 96.1 | 96.5 | 565 | 46 |  | Yes | AFUE & AMACF
7423799 | Active | AMANA | AMANA HEATING AND AIR CONDITIONING | AMEC961004CN |  | Natural Gas,Propane Gas | Upflow,Horizontal | Non-Weatherized | 100 | 96 | 96.1 | 96.5 | 565 | 46 |  | Yes | AFUE & AMACF
7423790 | Active | GOODMAN | GOODMAN MANUFACTURING CO., LP. | GMEC961205DN |  | Natural Gas,Propane Gas | Upflow,Horizontal | Non-Weatherized | 120 | 115 | 96.1 | 113.6 | 520 | 46 | Yes | Yes | AFUE & AMACF
7423795 | Active | DAIKIN | DAIKIN MANUFACTURING COMPANY, L.P. | DM96VE1205DN |  | Natural Gas,Propane Gas | Upflow,Horizontal | Non-Weatherized | 120 | 115 | 96.1 | 113.6 | 520 | 46 |  | Yes | AFUE & AMACF
7423800 | Active | AMANA | AMANA HEATING AND AIR CONDITIONING | AMEC961205DN |  | Natural Gas,Propane Gas | Upflow,Horizontal | Non-Weatherized | 120 | 115 | 96.1 | 113.6 | 520 | 46 |  | Yes | AFUE & AMACF
7424264 | Active | GOODMAN | GOODMAN MANUFACTURING CO., LP. | GMVM970603BN |  | Natural Gas,Propane Gas | Upflow,Horizontal | Non-Weatherized | 60 | 59 | 98 | 47.8 | 263 | 11 | Yes | Yes | AFUE & AMACF
7424273 | Active | DAIKIN | DAIKIN MANUFACTURING COMPANY, L.P. | DM97MC0603BN |  | Natural Gas,Propane Gas | Upflow,Horizontal | Non-Weatherized | 60 | 59 | 98 | 47.8 | 263 | 11 |  | Yes | AFUE & AMACF
7424282 | Active | AMANA | AMANA HEATING AND AIR CONDITIONING | AMVM970603BN |  | Natural Gas,Propane Gas | Upflow,Horizontal | Non-Weatherized | 60 | 59 | 98 | 47.8 | 263 | 11 |  | Yes | AFUE & AMACF
7424265 | Active | GOODMAN | GOODMAN MANUFACTURING CO., LP. | GMVM970803BN |  | Natural Gas,Propane Gas | Upflow,Horizontal | Non-Weatherized | 80 | 78 | 97 | 81.1 | 395 | 36 | Yes | Yes | AFUE & AMACF
7424274 | Active | DAIKIN | DAIKIN MANUFACTURING COMPANY, L.P. | DM97MC0803BN |  | Natural Gas,Propane Gas | Upflow,Horizontal | Non-Weatherized | 80 | 78 | 97 | 81.1 | 395 | 36 |  | Yes | AFUE & AMACF
7424283 | Active | AMANA | AMANA HEATING AND AIR CONDITIONING | AMVM970803BN |  | Natural Gas,Propane Gas | Upflow,Horizontal | Non-Weatherized | 80 | 78 | 97 | 81.1 | 395 | 36 |  | Yes | AFUE & AMACF
7424266 | Active | GOODMAN | GOODMAN MANUFACTURING CO., LP. | GMVM970804CN |  | Natural Gas,Propane Gas | Upflow,Horizontal | Non-Weatherized | 80 | 78 | 98 | 79.3 | 408 | 11 | Yes | Yes | AFUE & AMACF
7424275 | Active | DAIKIN | DAIKIN MANUFACTURING COMPANY, L.P. | DM97MC0804CN |  | Natural Gas,Propane Gas | Upflow,Horizontal | Non-Weatherized | 80 | 78 | 98 | 79.3 | 408 | 11 |  | Yes | AFUE & AMACF
7424284 | Active | AMANA | AMANA HEATING AND AIR CONDITIONING | AMVM970804CN |  | Natural Gas,Propane Gas | Upflow,Horizontal | Non-Weatherized | 80 | 78 | 98 | 79.3 | 408 | 11 |  | Yes | AFUE & AMACF
7424267 | Active | GOODMAN | GOODMAN MANUFACTURING CO., LP. | GMVM971005CN |  | Natural Gas,Propane Gas | Upflow,Horizontal | Non-Weatherized | 100 | 97 | 97 | 97.4 | 322 | 48 | Yes | Yes | AFUE & AMACF
7424276 | Active | DAIKIN | DAIKIN MANUFACTURING COMPANY, L.P. | DM97MC1005CN |  | Natural Gas,Propane Gas | Upflow,Horizontal | Non-Weatherized | 100 | 97 | 97 | 97.4 | 322 | 48 |  | Yes | AFUE & AMACF
7424285 | Active | AMANA | AMANA HEATING AND AIR CONDITIONING | AMVM971005CN |  | Natural Gas,Propane Gas | Upflow,Horizontal | Non-Weatherized | 100 | 97 | 97 | 97.4 | 322 | 48 |  | Yes | AFUE & AMACF
7424268 | Active | GOODMAN | GOODMAN MANUFACTURING CO., LP. | GMVM971205DN |  | Natural Gas,Propane Gas | Upflow,Horizontal | Non-Weatherized | 120 | 116 | 97 | 112.6 | 325 | 24 | Yes | Yes | AFUE & AMACF
7424277 | Active | DAIKIN | DAIKIN MANUFACTURING COMPANY, L.P. | DM97MC1205DN |  | Natural Gas,Propane Gas | Upflow,Horizontal | Non-Weatherized | 120 | 116 | 97 | 112.6 | 325 | 24 |  | Yes | AFUE & AMACF
7424286 | Active | AMANA | AMANA HEATING AND AIR CONDITIONING | AMVM971205DN |  | Natural Gas,Propane Gas | Upflow,Horizontal | Non-Weatherized | 120 | 116 | 97 | 112.6 | 325 | 24 |  | Yes | AFUE & AMACF
7424269 | Active | GOODMAN | GOODMAN MANUFACTURING CO., LP. | GCVM970603BN |  | Natural Gas,Propane Gas | Downflow,Horizontal | Non-Weatherized | 60 | 58 | 97 | 48.7 | 243 | 14 | Yes | Yes | AFUE & AMACF
7424278 | Active | DAIKIN | DAIKIN MANUFACTURING COMPANY, L.P. | DC97MC0603BN |  | Natural Gas,Propane Gas | Downflow,Horizontal | Non-Weatherized | 60 | 58 | 97 | 48.7 | 243 | 14 |  | Yes | AFUE & AMACF
7424287 | Active | AMANA | AMANA HEATING AND AIR CONDITIONING | ACVM970603BN |  | Natural Gas,Propane Gas | Downflow,Horizontal | Non-Weatherized | 60 | 58 | 97 | 48.7 | 243 | 14 |  | Yes | AFUE & AMACF
7424270 | Active | GOODMAN | GOODMAN MANUFACTURING CO., LP. | GCVM970803BN |  | Natural Gas,Propane Gas | Downflow,Horizontal | Non-Weatherized | 80 | 78 | 97 | 79.5 | 499 | 32 | Yes | Yes | AFUE & AMACF
7424279 | Active | DAIKIN | DAIKIN MANUFACTURING COMPANY, L.P. | DC97MC0803BN |  | Natural Gas,Propane Gas | Downflow,Horizontal | Non-Weatherized | 80 | 78 | 97 | 79.5 | 499 | 32 |  | Yes | AFUE & AMACF
7424288 | Active | AMANA | AMANA HEATING AND AIR CONDITIONING | ACVM970803BN |  | Natural Gas,Propane Gas | Downflow,Horizontal | Non-Weatherized | 80 | 78 | 97 | 79.5 | 499 | 32 |  | Yes | AFUE & AMACF
7424271 | Active | GOODMAN | GOODMAN MANUFACTURING CO., LP. | GCVM970804CN |  | Natural Gas,Propane Gas | Downflow,Horizontal | Non-Weatherized | 80 | 78 | 97 | 80.1 | 368 | 45 | Yes | Yes | AFUE & AMACF
7424280 | Active | DAIKIN | DAIKIN MANUFACTURING COMPANY, L.P. | DC97MC0804CN |  | Natural Gas,Propane Gas | Downflow,Horizontal | Non-Weatherized | 80 | 78 | 97 | 80.1 | 368 | 45 |  | Yes | AFUE & AMACF
7424289 | Active | AMANA | AMANA HEATING AND AIR CONDITIONING | ACVM970804CN |  | Natural Gas,Propane Gas | Downflow,Horizontal | Non-Weatherized | 80 | 78 | 97 | 80.1 | 368 | 45 |  | Yes | AFUE & AMACF
7424272 | Active | GOODMAN | GOODMAN MANUFACTURING CO., LP. | GCVM971005CN |  | Natural Gas,Propane Gas | Downflow,Horizontal | Non-Weatherized | 100 | 97 | 97 | 96.6 | 307 | 49 | Yes | Yes | AFUE & AMACF
7424281 | Active | DAIKIN | DAIKIN MANUFACTURING COMPANY, L.P. | DC97MC1005CN |  | Natural Gas,Propane Gas | Downflow,Horizontal | Non-Weatherized | 100 | 97 | 97 | 96.6 | 307 | 49 |  | Yes | AFUE & AMACF
7424290 | Active | AMANA | AMANA HEATING AND AIR CONDITIONING | ACVM971005CN |  | Natural Gas,Propane Gas | Downflow,Horizontal | Non-Weatherized | 100 | 97 | 97 | 96.6 | 307 | 49 |  | Yes | AFUE & AMACF
7434496 | Active | RHEEM | RHEEM SALES COMPANY, INC. | R802PA050314MSA |  | Natural Gas, Propane Gas | Upflow, Horizontal | Non-Weatherized | 50 | 41 | 80 | 35.5 | 455 | 81 | Yes | No
7474719 | Active | DUROGUARD | RHEEM SALES COMPANY, INC. | D802PA050314MSA |  | Natural Gas, Propane Gas | Upflow, Horizontal | Non-Weatherized | 50 | 41 | 80 | 35.5 | 455 | 81 |  | No
7474720 | Active | SURE | RHEEM SALES COMPANY, INC. | S802PA050314MSA |  | Natural Gas, Propane Gas | Upflow, Horizontal | Non-Weatherized | 50 | 41 | 80 | 35.5 | 455 | 81 |  | No
7474722 | Active | THERMAL ZONE | UNITED REFRIGERATION, INC. | TZ80MDP050A30SA |  | Natural Gas, Propane Gas | Upflow, Horizontal | Non-Weatherized | 50 | 41 | 80 | 35.5 | 455 | 81 |  | No
7474723 | Active | WEATHERKING | RHEEM SALES COMPANY, INC. | W802PA050314MSA |  | Natural Gas, Propane Gas | Upflow, Horizontal | Non-Weatherized | 50 | 41 | 80 | 35.5 | 455 | 81 |  | No
7434497 | Active | RHEEM | RHEEM SALES COMPANY, INC. | R802PA050314MXA |  | Natural Gas,Propane Gas | Upflow,Horizontal | Non-Weatherized | 50 | 41 | 80 | 35.5 | 455 | 81 | Yes | No
7474725 | Active | DUROGUARD | RHEEM SALES COMPANY, INC. | D802PA050314MXA |  | Natural Gas,Propane Gas | Upflow,Horizontal | Non-Weatherized | 50 | 41 | 80 | 35.5 | 455 | 81 |  | No
7474727 | Active | SURE | RHEEM SALES COMPANY, INC. | S802PA050314MXA |  | Natural Gas,Propane Gas | Upflow,Horizontal | Non-Weatherized | 50 | 41 | 80 | 35.5 | 455 | 81 |  | No
7474728 | Active | THERMAL ZONE | UNITED REFRIGERATION, INC. | TZ80MDP050A30XA |  | Natural Gas,Propane Gas | Upflow,Horizontal | Non-Weatherized | 50 | 41 | 80 | 35.5 | 455 | 81 |  | No
7474730 | Active | WEATHERKING | RHEEM SALES COMPANY, INC. | W802PA050314MXA |  | Natural Gas,Propane Gas | Upflow,Horizontal | Non-Weatherized | 50 | 41 | 80 | 35.5 | 455 | 81 |  | No
7434498 | Active | RHEEM | RHEEM SALES COMPANY, INC. | R802PA075417MSA |  | Natural Gas, Propane Gas | Upflow, Horizontal | Non-Weatherized | 75 | 61 | 80 | 71.9 | 1002 | 79 | Yes | No
7474731 | Active | DUROGUARD | RHEEM SALES COMPANY, INC. | D802PA075417MSA |  | Natural Gas, Propane Gas | Upflow, Horizontal | Non-Weatherized | 75 | 61 | 80 | 71.9 | 1002 | 79 |  | No
7474735 | Active | THERMAL ZONE | UNITED REFRIGERATION, INC. | TZ80MDP075B40SA |  | Natural Gas, Propane Gas | Upflow, Horizontal | Non-Weatherized | 75 | 61 | 80 | 71.9 | 1002 | 79 |  | No
7474736 | Active | WEATHERKING | RHEEM SALES COMPANY, INC. | W802PA075417MSA |  | Natural Gas, Propane Gas | Upflow, Horizontal | Non-Weatherized | 75 | 61 | 80 | 71.9 | 1002 | 79 |  | No
7434499 | Active | RHEEM | RHEEM SALES COMPANY, INC. | R802PA075417MXA |  | Natural Gas,Propane Gas | Upflow,Horizontal | Non-Weatherized | 75 | 61 | 80 | 71.9 | 1002 | 79 | Yes | No
7474738 | Active | DUROGUARD | RHEEM SALES COMPANY, INC. | D802PA075417MXA |  | Natural Gas,Propane Gas | Upflow,Horizontal | Non-Weatherized | 75 | 61 | 80 | 71.9 | 1002 | 79 |  | No
7474739 | Active | SURE | RHEEM SALES COMPANY, INC. | S802PA075417MXA |  | Natural Gas,Propane Gas | Upflow,Horizontal | Non-Weatherized | 75 | 61 | 80 | 71.9 | 1002 | 79 |  | No
7474741 | Active | THERMAL ZONE | UNITED REFRIGERATION, INC. | TZ80MDP075B40XA |  | Natural Gas,Propane Gas | Upflow,Horizontal | Non-Weatherized | 75 | 61 | 80 | 71.9 | 1002 | 79 |  | No
7474744 | Active | WEATHERKING | RHEEM SALES COMPANY, INC. | W802PA075417MXA |  | Natural Gas,Propane Gas | Upflow,Horizontal | Non-Weatherized | 75 | 61 | 80 | 71.9 | 1002 | 79 |  | No
7434500 | Active | RHEEM | RHEEM SALES COMPANY, INC. | R802PA100521MSA |  | Natural Gas, Propane Gas | Upflow, Horizontal | Non-Weatherized | 100 | 81 | 80 | 92 | 850 | 71 | Yes | No
7474745 | Active | DUROGUARD | RHEEM SALES COMPANY, INC. | D802PA100521MSA |  | Natural Gas, Propane Gas | Upflow, Horizontal | Non-Weatherized | 100 | 81 | 80 | 92 | 850 | 71 |  | No
7474748 | Active | SURE | RHEEM SALES COMPANY, INC. | S802PA100521MSA |  | Natural Gas, Propane Gas | Upflow, Horizontal | Non-Weatherized | 100 | 81 | 80 | 92 | 850 | 71 |  | No
7474751 | Active | THERMAL ZONE | UNITED REFRIGERATION, INC. | TZ80MDP100C50SA |  | Natural Gas, Propane Gas | Upflow, Horizontal | Non-Weatherized | 100 | 81 | 80 | 92 | 850 | 71 |  | No
7474752 | Active | WEATHERKING | RHEEM SALES COMPANY, INC. | W802PA100521MSA |  | Natural Gas, Propane Gas | Upflow, Horizontal | Non-Weatherized | 100 | 81 | 80 | 92 | 850 | 71 |  | No
7434501 | Active | RHEEM | RHEEM SALES COMPANY, INC. | R802PA100521MXA |  | Natural Gas,Propane Gas | Upflow,Horizontal | Non-Weatherized | 100 | 81 | 80 | 92 | 850 | 71 | Yes | No
7474757 | Active | DUROGUARD | RHEEM SALES COMPANY, INC. | D802PA100521MXA |  | Natural Gas,Propane Gas | Upflow,Horizontal | Non-Weatherized | 100 | 81 | 80 | 92 | 850 | 71 |  | No
7474759 | Active | SURE | RHEEM SALES COMPANY, INC. | S802PA100521MXA |  | Natural Gas,Propane Gas | Upflow,Horizontal | Non-Weatherized | 100 | 81 | 80 | 92 | 850 | 71 |  | No
7474762 | Active | THERMAL ZONE | UNITED REFRIGERATION, INC. | TZ80MDP100C50XA |  | Natural Gas,Propane Gas | Upflow,Horizontal | Non-Weatherized | 100 | 81 | 80 | 92 | 850 | 71 |  | No
7474764 | Active | WEATHERKING | RHEEM SALES COMPANY, INC. | W802PA100521MXA |  | Natural Gas,Propane Gas | Upflow,Horizontal | Non-Weatherized | 100 | 81 | 80 | 92 | 850 | 71 |  | No
7434502 | Active | RHEEM | RHEEM SALES COMPANY, INC. | R802PA125524MSA |  | Natural Gas, Propane Gas | Upflow, Horizontal | Non-Weatherized | 125 | 101 | 80 | 110.7 | 1114 | 81 | Yes | No
7474769 | Active | DUROGUARD | RHEEM SALES COMPANY, INC. | D802PA125524MSA |  | Natural Gas, Propane Gas | Upflow, Horizontal | Non-Weatherized | 125 | 101 | 80 | 110.7 | 1114 | 81 |  | No
7474771 | Active | SURE | RHEEM SALES COMPANY, INC. | S802PA125524MSA |  | Natural Gas, Propane Gas | Upflow, Horizontal | Non-Weatherized | 125 | 101 | 80 | 110.7 | 1114 | 81 |  | No
7474773 | Active | THERMAL ZONE | UNITED REFRIGERATION, INC. | TZ80MDP125C50SA |  | Natural Gas, Propane Gas | Upflow, Horizontal | Non-Weatherized | 125 | 101 | 80 | 110.7 | 1114 | 81 |  | No
7474776 | Active | WEATHERKING | RHEEM SALES COMPANY, INC. | W802PA125524MSA |  | Natural Gas, Propane Gas | Upflow, Horizontal | Non-Weatherized | 125 | 101 | 80 | 110.7 | 1114 | 81 |  | No
7484062 | Active | THERMAL ZONE | UNITED REFRIGERATION, INC. | TZ80MDP125D50SA |  | Natural Gas, Propane Gas | Upflow, Horizontal | Non-Weatherized | 125 | 101 | 80 | 110.7 | 1114 | 81 |  | No
7434503 | Active | RHEEM | RHEEM SALES COMPANY, INC. | R802PA125524MXA |  | Natural Gas,Propane Gas | Upflow,Horizontal | Non-Weatherized | 125 | 101 | 80 | 110.7 | 1114 | 81 | Yes | No
7474778 | Active | DUROGUARD | RHEEM SALES COMPANY, INC. | D802PA125524MXA |  | Natural Gas,Propane Gas | Upflow,Horizontal | Non-Weatherized | 125 | 101 | 80 | 110.7 | 1114 | 81 |  | No
7474780 | Active | SURE | RHEEM SALES COMPANY, INC. | S802PA125524MXA |  | Natural Gas,Propane Gas | Upflow,Horizontal | Non-Weatherized | 125 | 101 | 80 | 110.7 | 1114 | 81 |  | No
7474785 | Active | WEATHERKING | RHEEM SALES COMPANY, INC. | W802PA125524MXA |  | Natural Gas,Propane Gas | Upflow,Horizontal | Non-Weatherized | 125 | 101 | 80 | 110.7 | 1114 | 81 |  | No
7484063 | Active | THERMAL ZONE | UNITED REFRIGERATION, INC. | TZ80MDP125D50XA |  | Natural Gas,Propane Gas | Upflow,Horizontal | Non-Weatherized | 125 | 101 | 80 | 110.7 | 1114 | 81 |  | No
7434504 | Active | RHEEM | RHEEM SALES COMPANY, INC. | R802PA150524MSA |  | Natural Gas, Propane Gas | Upflow, Horizontal | Non-Weatherized | 150 | 121 | 80 | 129 | 1116 | 77 | Yes | No
7474788 | Active | DUROGUARD | RHEEM SALES COMPANY, INC. | D802PA150524MSA |  | Natural Gas, Propane Gas | Upflow, Horizontal | Non-Weatherized | 150 | 121 | 80 | 129 | 1116 | 77 |  | No
7474791 | Active | SURE | RHEEM SALES COMPANY, INC. | S802PA150524MSA |  | Natural Gas, Propane Gas | Upflow, Horizontal | Non-Weatherized | 150 | 121 | 80 | 129 | 1116 | 77 |  | No
7474795 | Active | WEATHERKING | RHEEM SALES COMPANY, INC. | W802PA150524MSA |  | Natural Gas, Propane Gas | Upflow, Horizontal | Non-Weatherized | 150 | 121 | 80 | 129 | 1116 | 77 |  | No
7484066 | Active | THERMAL ZONE | UNITED REFRIGERATION, INC. | TZ80MDP150D50SA |  | Natural Gas, Propane Gas | Upflow, Horizontal | Non-Weatherized | 150 | 121 | 80 | 129 | 1116 | 77 |  | No
7434505 | Active | RHEEM | RHEEM SALES COMPANY, INC. | R802PA150524MXA |  | Natural Gas,Propane Gas | Upflow,Horizontal | Non-Weatherized | 150 | 121 | 80 | 129 | 1116 | 77 | Yes | No
7474798 | Active | DUROGUARD | RHEEM SALES COMPANY, INC. | D802PA150524MXA |  | Natural Gas,Propane Gas | Upflow,Horizontal | Non-Weatherized | 150 | 121 | 80 | 129 | 1116 | 77 |  | No
7474801 | Active | SURE | RHEEM SALES COMPANY, INC. | S802PA150524MXA |  | Natural Gas,Propane Gas | Upflow,Horizontal | Non-Weatherized | 150 | 121 | 80 | 129 | 1116 | 77 |  | No
7474806 | Active | WEATHERKING | RHEEM SALES COMPANY, INC. | W802PA150524MXA |  | Natural Gas,Propane Gas | Upflow,Horizontal | Non-Weatherized | 150 | 121 | 80 | 129 | 1116 | 77 |  | No
7484067 | Active | THERMAL ZONE | UNITED REFRIGERATION, INC. | TZ80MDP150D50XA |  | Natural Gas,Propane Gas | Upflow,Horizontal | Non-Weatherized | 150 | 121 | 80 | 129 | 1116 | 77 |  | No
7434510 | Active | RHEEM,RUUD | RHEEM SALES COMPANY, INC. | R802VA075421ZSA |  | Natural Gas, Propane Gas | Downflow | Non-Weatherized | 75 | 62 | 80 | 75 | 387 | 106 | Yes | Yes | AMACF
7474807 | Active | DUROGUARD | RHEEM SALES COMPANY, INC. | D802VA075421ZSA |  | Natural Gas, Propane Gas | Downflow | Non-Weatherized | 75 | 62 | 80 | 75 | 387 | 106 |  | Yes | AMACF
7474810 | Active | RUUD | RHEEM SALES COMPANY, INC. | U802VA075421ZSA |  | Natural Gas, Propane Gas | Downflow | Non-Weatherized | 75 | 62 | 80 | 75 | 387 | 106 |  | Yes | AMACF
7474813 | Active | SURE | RHEEM SALES COMPANY, INC. | S802VA075421ZSA |  | Natural Gas, Propane Gas | Downflow | Non-Weatherized | 75 | 62 | 80 | 75 | 387 | 106 |  | Yes | AMACF
7474814 | Active | WEATHERKING | RHEEM SALES COMPANY, INC. | W802VA075421ZSA |  | Natural Gas, Propane Gas | Downflow | Non-Weatherized | 75 | 62 | 80 | 75 | 387 | 106 |  | Yes | AMACF
7484072 | Active | THERMAL ZONE | UNITED REFRIGERATION, INC. | TZ80DDV075C40SA |  | Natural Gas, Propane Gas | Downflow | Non-Weatherized | 75 | 62 | 80 | 75 | 387 | 106 |  | Yes | AMACF
7434511 | Active | RHEEM,RUUD | RHEEM SALES COMPANY, INC. | R802VA075421ZXA |  | Natural Gas, Propane Gas | Downflow | Non-Weatherized | 75 | 62 | 80 | 75 | 387 | 106 | Yes | Yes | AMACF
7474817 | Active | DUROGUARD | RHEEM SALES COMPANY, INC. | D802VA075421ZXA |  | Natural Gas, Propane Gas | Downflow | Non-Weatherized | 75 | 62 | 80 | 75 | 387 | 106 |  | Yes | AMACF
7474820 | Active | RUUD | RHEEM SALES COMPANY, INC. | U802VA075421ZXA |  | Natural Gas, Propane Gas | Downflow | Non-Weatherized | 75 | 62 | 80 | 75 | 387 | 106 |  | Yes | AMACF
7474821 | Active | SURE | RHEEM SALES COMPANY, INC. | S802VA075421ZXA |  | Natural Gas, Propane Gas | Downflow | Non-Weatherized | 75 | 62 | 80 | 75 | 387 | 106 |  | Yes | AMACF
7474824 | Active | WEATHERKING | RHEEM SALES COMPANY, INC. | W802VA075421ZXA |  | Natural Gas, Propane Gas | Downflow | Non-Weatherized | 75 | 62 | 80 | 75 | 387 | 106 |  | Yes | AMACF
7484074 | Active | THERMAL ZONE | UNITED REFRIGERATION, INC. | TZ80DDV075C40XA |  | Natural Gas, Propane Gas | Downflow | Non-Weatherized | 75 | 62 | 80 | 75 | 387 | 106 |  | Yes | AMACF
7451971 | Active | DETTSON | DETTSON INDUSTRIES, INC. | 60-M-V | Yes | Natural Gas,Propane Gas | Upflow,Downflow,Horizontal | Non-Weatherized | 60 | 58 | 96 | 47.7 | 247 | 38 | Yes | Yes | AFUE & AMACF
7451973 | Active | DETTSON | DETTSON INDUSTRIES, INC. | 75-M-V | Yes | Natural Gas,Propane Gas | Upflow,Downflow,Horizontal | Non-Weatherized | 75 | 73 | 95.7 | 62.4 | 287 | 45 | Yes | Yes | AFUE & AMACF
7460428 | Active | RHEEM | RHEEM SALES COMPANY, INC. | R801PA075317ZXA |  | Natural Gas,Propane Gas | Downflow | Non-Weatherized | 75 | 60 | 80 | 74 | 1135 | 64 | Yes | No
7460433 | Active | DUROGUARD | RHEEM SALES COMPANY, INC. | D801PA075317ZXA |  | Natural Gas,Propane Gas | Downflow | Non-Weatherized | 75 | 60 | 80 | 74 | 1135 | 64 |  | No
7460434 | Active | SURE | RHEEM SALES COMPANY, INC. | S801PA075317ZXA |  | Natural Gas,Propane Gas | Downflow | Non-Weatherized | 75 | 60 | 80 | 74 | 1135 | 64 |  | No
7460435 | Active | WEATHERKING | RHEEM SALES COMPANY, INC. | W801PA075317ZXA |  | Natural Gas,Propane Gas | Downflow | Non-Weatherized | 75 | 60 | 80 | 74 | 1135 | 64 |  | No
7470106 | Active | THERMAL ZONE | UNITED REFRIGERATION, INC. | TZ80DSP075B30XA |  | Natural Gas,Propane Gas | Downflow | Non-Weatherized | 75 | 60 | 80 | 74 | 1135 | 64 |  | No
7460429 | Active | RHEEM | RHEEM SALES COMPANY, INC. | R801PA075417ZXA |  | Natural Gas, Propane Gas | Downflow | Non-Weatherized | 75 | 60 | 80 | 73 | 1285 | 63 | Yes | No
7460436 | Active | DUROGUARD | RHEEM SALES COMPANY, INC. | D801PA075417ZXA |  | Natural Gas, Propane Gas | Downflow | Non-Weatherized | 75 | 60 | 80 | 73 | 1285 | 63 |  | No
7460437 | Active | SURE | RHEEM SALES COMPANY, INC. | S801PA075417ZXA |  | Natural Gas, Propane Gas | Downflow | Non-Weatherized | 75 | 60 | 80 | 73 | 1285 | 63 |  | No
7460438 | Active | WEATHERKING | RHEEM SALES COMPANY, INC. | W801PA075417ZXA |  | Natural Gas, Propane Gas | Downflow | Non-Weatherized | 75 | 60 | 80 | 73 | 1285 | 63 |  | No
7470107 | Active | THERMAL ZONE | UNITED REFRIGERATION, INC. | TZ80DSP075B40XA |  | Natural Gas, Propane Gas | Downflow | Non-Weatherized | 75 | 60 | 80 | 73 | 1285 | 63 |  | No
7460430 | Active | RHEEM, RUUD | RHEEM SALES COMPANY, INC. | R801TA075317ZXA |  | Natural Gas,Propane Gas | Downflow | Non-Weatherized | 75 | 61 | 80 | 75.8 | 631 | 100 | Yes | Yes
7460443 | Active | DUROGUARD | RHEEM SALES COMPANY, INC. | D801TA075317ZXA |  | Natural Gas,Propane Gas | Downflow | Non-Weatherized | 75 | 61 | 80 | 75.8 | 631 | 100 |  | Yes
7460444 | Active | SURE | RHEEM SALES COMPANY, INC. | S801TA075317ZXA |  | Natural Gas,Propane Gas | Downflow | Non-Weatherized | 75 | 61 | 80 | 75.8 | 631 | 100 |  | Yes
7460445 | Active | WEATHERKING | RHEEM SALES COMPANY, INC. | W801TA075317ZXA |  | Natural Gas,Propane Gas | Downflow | Non-Weatherized | 75 | 61 | 80 | 75.8 | 631 | 100 |  | Yes
7470120 | Active | THERMAL ZONE | UNITED REFRIGERATION, INC. | TZ80DSX075B30XA |  | Natural Gas,Propane Gas | Downflow | Non-Weatherized | 75 | 61 | 80 | 75.8 | 631 | 100 |  | Yes
7460431 | Active | RHEEM, RUUD | RHEEM SALES COMPANY, INC. | R801TA075521ZXA |  | Natural Gas,Propane Gas | Downflow | Non-Weatherized | 75 | 62 | 80 | 74.8 | 667 | 99 | Yes | Yes
7460446 | Active | DUROGUARD | RHEEM SALES COMPANY, INC. | D801TA075521ZXA |  | Natural Gas,Propane Gas | Downflow | Non-Weatherized | 75 | 62 | 80 | 74.8 | 667 | 99 |  | Yes
7460447 | Active | SURE | RHEEM SALES COMPANY, INC. | S801TA075521ZXA |  | Natural Gas,Propane Gas | Downflow | Non-Weatherized | 75 | 62 | 80 | 74.8 | 667 | 99 |  | Yes
7460448 | Active | WEATHERKING | RHEEM SALES COMPANY, INC. | W801TA075521ZXA |  | Natural Gas,Propane Gas | Downflow | Non-Weatherized | 75 | 62 | 80 | 74.8 | 667 | 99 |  | Yes
7474901 | Active | THERMAL ZONE | UNITED REFRIGERATION, INC. | TZ80DSX075C50XA |  | Natural Gas,Propane Gas | Downflow | Non-Weatherized | 75 | 62 | 80 | 74.8 | 667 | 99 |  | Yes
7460432 | Active | RHEEM, RUUD | RHEEM SALES COMPANY, INC. | R801TA100521ZXA |  | Natural Gas,Propane Gas | Downflow | Non-Weatherized | 100 | 82 | 80 | 93.7 | 949 | 114 | Yes | Yes
7460449 | Active | DUROGUARD | RHEEM SALES COMPANY, INC. | D801TA100521ZXA |  | Natural Gas,Propane Gas | Downflow | Non-Weatherized | 100 | 82 | 80 | 93.7 | 949 | 114 |  | Yes
7460450 | Active | SURE | RHEEM SALES COMPANY, INC. | S801TA100521ZXA |  | Natural Gas,Propane Gas | Downflow | Non-Weatherized | 100 | 82 | 80 | 93.7 | 949 | 114 |  | Yes
7460451 | Active | WEATHERKING | RHEEM SALES COMPANY, INC. | W801TA100521ZXA |  | Natural Gas,Propane Gas | Downflow | Non-Weatherized | 100 | 82 | 80 | 93.7 | 949 | 114 |  | Yes
7470123 | Active | THERMAL ZONE | UNITED REFRIGERATION, INC. | TZ80DSX100C50XA |  | Natural Gas,Propane Gas | Downflow | Non-Weatherized | 100 | 82 | 80 | 93.7 | 949 | 114 |  | Yes
7470179 | Discontinued | GOODMAN | GOODMAN MANUFACTURING CO., LP. | GPD1437090M41 |  | Natural Gas,Propane Gas | Downflow,Horizontal | Weatherized | 92 | 73 | 80 | 77.4 | 510 | 68 | Yes | Yes | AMACF
7470184 | Discontinued | AMANA | AMANA HEATING AND AIR CONDITIONING | APD1437090M41 |  | Natural Gas,Propane Gas | Downflow,Horizontal | Weatherized | 92 | 73 | 80 | 77.4 | 510 | 68 |  | Yes | AMACF
7470189 | Discontinued | DAIKIN | DAIKIN MANUFACTURING COMPANY, L.P. | DP14DM3609041 |  | Natural Gas,Propane Gas | Downflow,Horizontal | Weatherized | 92 | 73 | 80 | 77.4 | 510 | 68 |  | Yes | AMACF
7470180 | Discontinued | GOODMAN | GOODMAN MANUFACTURING CO., LP. | GPD1424070M41 |  | Natural Gas,Propane Gas | Downflow,Horizontal | Weatherized | 69 | 56 | 80 | 57.8 | 333 | 123 | Yes | Yes | AMACF
7470185 | Discontinued | AMANA | AMANA HEATING AND AIR CONDITIONING | APD1424070M41 |  | Natural Gas,Propane Gas | Downflow,Horizontal | Weatherized | 69 | 56 | 80 | 57.8 | 333 | 123 |  | Yes | AMACF
7470190 | Discontinued | DAIKIN | DAIKIN MANUFACTURING COMPANY, L.P. | DP14DM2407041 |  | Natural Gas,Propane Gas | Downflow,Horizontal | Weatherized | 69 | 56 | 80 | 57.8 | 333 | 123 |  | Yes | AMACF
7470181 | Discontinued | GOODMAN | GOODMAN MANUFACTURING CO., LP. | GPD1430090M41 |  | Natural Gas,Propane Gas | Downflow,Horizontal | Weatherized | 92 | 73 | 80 | 77.4 | 510 | 68 | Yes | Yes | AMACF
7470186 | Discontinued | AMANA | AMANA HEATING AND AIR CONDITIONING | APD1430090M41 |  | Natural Gas,Propane Gas | Downflow,Horizontal | Weatherized | 92 | 73 | 80 | 77.4 | 510 | 68 |  | Yes | AMACF
7470191 | Discontinued | DAIKIN | DAIKIN MANUFACTURING COMPANY, L.P. | DP14DM3009041 |  | Natural Gas,Propane Gas | Downflow,Horizontal | Weatherized | 92 | 73 | 80 | 77.4 | 510 | 68 |  | Yes | AMACF
7470182 | Discontinued | GOODMAN | GOODMAN MANUFACTURING CO., LP. | GPD1442115M41 |  | Natural Gas,Propane Gas | Downflow,Horizontal | Weatherized | 115 | 91 | 80 | 97.5 | 331 | 130 | Yes | Yes | AMACF
7470187 | Discontinued | AMANA | AMANA HEATING AND AIR CONDITIONING | APD1442115M41 |  | Natural Gas,Propane Gas | Downflow,Horizontal | Weatherized | 115 | 91 | 80 | 97.5 | 331 | 130 |  | Yes | AMACF
7470192 | Discontinued | DAIKIN | DAIKIN MANUFACTURING COMPANY, L.P. | DP14DM4211541 |  | Natural Gas,Propane Gas | Downflow,Horizontal | Weatherized | 115 | 91 | 80 | 97.5 | 331 | 130 |  | Yes | AMACF
7470183 | Discontinued | GOODMAN | GOODMAN MANUFACTURING CO., LP. | GPD1448115M41 |  | Natural Gas,Propane Gas | Downflow,Horizontal | Weatherized | 115 | 91 | 80 | 97.5 | 331 | 130 | Yes | Yes | AMACF
7470188 | Discontinued | AMANA | AMANA HEATING AND AIR CONDITIONING | APD1448115M41 |  | Natural Gas,Propane Gas | Downflow,Horizontal | Weatherized | 115 | 91 | 80 | 97.5 | 331 | 130 |  | Yes | AMACF
7470193 | Discontinued | DAIKIN | DAIKIN MANUFACTURING COMPANY, L.P. | DP14DM4811541 |  | Natural Gas,Propane Gas | Downflow,Horizontal | Weatherized | 115 | 91 | 80 | 97.5 | 331 | 130 |  | Yes | AMACF
7489185 | Active | DETTSON | DETTSON INDUSTRIES, INC. | 60-M-V* |  | Natural Gas,Propane Gas | Upflow,Downflow,Horizontal | Non-Weatherized | 60 | 58 | 96 | 47.7 | 247 | 38 | Yes | Yes | AFUE & AMACF
7489186 | Active | DETTSON | DETTSON INDUSTRIES, INC. | 75-M-V* |  | Natural Gas,Propane Gas | Upflow,Downflow,Horizontal | Non-Weatherized | 75 | 73 | 95.7 | 62.4 | 287 | 45 | Yes | Yes | AFUE & AMACF
7489187 | Active | DETTSON | DETTSON INDUSTRIES, INC. | C015-M-V* |  | Natural Gas,Propane Gas | Upflow,Downflow,Horizontal | Non-Weatherized | 15 | 14 | 95.3 | 16.2 | 245 | 37 | Yes | Yes | AFUE
7489188 | Active | DETTSON | DETTSON INDUSTRIES, INC. | C030-M-V* |  | Natural Gas,Propane Gas | Upflow,Downflow,Horizontal | Non-Weatherized | 30 | 29 | 95.3 | 33.3 | 243 | 35 | Yes | Yes | AFUE & AMACF
7489189 | Active | DETTSON | DETTSON INDUSTRIES, INC. | C105-1-D* |  | Natural Gas,Propane Gas | Upflow,Downflow,Horizontal | Non-Weatherized | 105 | 102 | 95.3 | 98 | 1084 | 246 | Yes | No | AFUE
7489190 | Active | DETTSON | DETTSON INDUSTRIES, INC. | C105-2-D* |  | Natural Gas,Propane Gas | Upflow,Downflow,Horizontal | Non-Weatherized | 105 | 102 | 94.8 | 94.5 | 959 | 60 | Yes | No
7489191 | Active | DETTSON | DETTSON INDUSTRIES, INC. | C105-2-V* |  | Natural Gas,Propane Gas | Upflow,Downflow,Horizontal | Non-Weatherized | 105 | 102 | 95 | 95.5 | 399 | 60 | Yes | Yes | AFUE & AMACF
7489192 | Active | DETTSON | DETTSON INDUSTRIES, INC. | C120-1-D* |  | Natural Gas,Propane Gas | Upflow,Downflow,Horizontal | Non-Weatherized | 120 | 117 | 96.2 | 112 | 1401 | 1 | Yes | No | AFUE
7489193 | Active | DETTSON | DETTSON INDUSTRIES, INC. | C120-2-D* |  | Natural Gas,Propane Gas | Upflow,Downflow,Horizontal | Non-Weatherized | 120 | 117 | 96 | 107.3 | 1257 | 1 | Yes | No | AFUE
7489194 | Active | DETTSON | DETTSON INDUSTRIES, INC. | C120-2-V* |  | Natural Gas,Propane Gas | Upflow,Downflow,Horizontal | Non-Weatherized | 120 | 117 | 95.7 | 109.8 | 628 | 1 | Yes | Yes | AFUE & AMACF
7489195 | Active | DETTSON | DETTSON INDUSTRIES, INC. | C45-2-V* |  | Natural Gas,Propane Gas | Upflow,Downflow,Horizontal | Non-Weatherized | 45 | 44 | 95 | 49.2 | 192 | 54 | Yes | Yes | AFUE & AMACF
7489196 | Active | DETTSON | DETTSON INDUSTRIES, INC. | C45-M-V* |  | Natural Gas,Propane Gas | Upflow,Downflow,Horizontal | Non-Weatherized | 45 | 43 | 95.7 | 47.9 | 280 | 42 | Yes | Yes | AFUE & AMACF
7489197 | Active | DETTSON | DETTSON INDUSTRIES, INC. | C60-2-V* |  | Natural Gas,Propane Gas | Upflow,Downflow,Horizontal | Non-Weatherized | 60 | 58 | 95.1 | 48.7 | 197 | 160 | Yes | Yes | AFUE & AMACF
7489198 | Active | DETTSON | DETTSON INDUSTRIES, INC. | C75-1-D* |  | Natural Gas,Propane Gas | Upflow,Downflow,Horizontal | Non-Weatherized | 75 | 73 | 95.3 | 65.5 | 888 | 1 | Yes | No | AFUE
7489199 | Active | DETTSON | DETTSON INDUSTRIES, INC. | C75-2-D* |  | Natural Gas,Propane Gas | Upflow,Downflow,Horizontal | Non-Weatherized | 75 | 73 | 95.7 | 61.9 | 816 | 1 | Yes | No | AFUE
7489200 | Active | DETTSON | DETTSON INDUSTRIES, INC. | C75-2-V* |  | Natural Gas,Propane Gas | Upflow,Downflow,Horizontal | Non-Weatherized | 75 | 73 | 95.3 | 64.3 | 219 | 1 | Yes | Yes | AFUE & AMACF
7490330 | Active | RHEEM, RUUD | RHEEM SALES COMPANY, INC. | R801TA050314MSA |  | Natural Gas,Propane Gas | Upflow,Horizontal | Non-Weatherized | 50 | 41 | 80 | 37.7 | 263 | 65 | Yes | Yes | AMACF
7490346 | Active | DUROGUARD | RHEEM SALES COMPANY, INC. | D801TA050314MSA |  | Natural Gas,Propane Gas | Upflow,Horizontal | Non-Weatherized | 50 | 41 | 80 | 37.7 | 263 | 65 |  | Yes | AMACF
7490348 | Active | SURE | RHEEM SALES COMPANY, INC. | S801TA050314MSA |  | Natural Gas,Propane Gas | Upflow,Horizontal | Non-Weatherized | 50 | 41 | 80 | 37.7 | 263 | 65 |  | Yes | AMACF
7490350 | Active | THERMAL ZONE | UNITED REFRIGERATION, INC. | TZ80MSX050A30SA |  | Natural Gas,Propane Gas | Upflow,Horizontal | Non-Weatherized | 50 | 41 | 80 | 37.7 | 263 | 65 |  | Yes | AMACF
7490352 | Active | WEATHERKING | RHEEM SALES COMPANY, INC. | W801TA050314MSA |  | Natural Gas,Propane Gas | Upflow,Horizontal | Non-Weatherized | 50 | 41 | 80 | 37.7 | 263 | 65 |  | Yes | AMACF
7490331 | Active | RHEEM, RUUD | RHEEM SALES COMPANY, INC. | R801TA050314MXA |  | Natural Gas,Propane Gas | Upflow,Horizontal | Non-Weatherized | 50 | 41 | 80 | 37.7 | 263 | 65 | Yes | Yes | AMACF
7490354 | Active | DUROGUARD | RHEEM SALES COMPANY, INC. | D801TA050314MXA |  | Natural Gas,Propane Gas | Upflow,Horizontal | Non-Weatherized | 50 | 41 | 80 | 37.7 | 263 | 65 |  | Yes | AMACF
7490357 | Active | SURE | RHEEM SALES COMPANY, INC. | S801TA050314MXA |  | Natural Gas,Propane Gas | Upflow,Horizontal | Non-Weatherized | 50 | 41 | 80 | 37.7 | 263 | 65 |  | Yes | AMACF
7490359 | Active | THERMAL ZONE | UNITED REFRIGERATION, INC. | TZ80MSX050A30XA |  | Natural Gas,Propane Gas | Upflow,Horizontal | Non-Weatherized | 50 | 41 | 80 | 37.7 | 263 | 65 |  | Yes | AMACF
7490361 | Active | WEATHERKING | RHEEM SALES COMPANY, INC. | W801TA050314MXA |  | Natural Gas,Propane Gas | Upflow,Horizontal | Non-Weatherized | 50 | 41 | 80 | 37.7 | 263 | 65 |  | Yes | AMACF
7490332 | Active | RHEEM, RUUD | RHEEM SALES COMPANY, INC. | R801TA075417MSA |  | Natural Gas,Propane Gas | Upflow,Horizontal | Non-Weatherized | 75 | 61 | 80 | 75.8 | 615 | 70 | Yes | Yes
7490364 | Active | DUROGUARD | RHEEM SALES COMPANY, INC. | D801TA075417MSA |  | Natural Gas,Propane Gas | Upflow,Horizontal | Non-Weatherized | 75 | 61 | 80 | 75.8 | 615 | 70 |  | Yes
7490366 | Active | SURE | RHEEM SALES COMPANY, INC. | S801TA075417MSA |  | Natural Gas,Propane Gas | Upflow,Horizontal | Non-Weatherized | 75 | 61 | 80 | 75.8 | 615 | 70 |  | Yes
7490368 | Active | THERMAL ZONE | UNITED REFRIGERATION, INC. | TZ80MSX075B40SA |  | Natural Gas,Propane Gas | Upflow,Horizontal | Non-Weatherized | 75 | 61 | 80 | 75.8 | 615 | 70 |  | Yes
7490371 | Active | WEATHERKING | RHEEM SALES COMPANY, INC. | W801TA075417MSA |  | Natural Gas,Propane Gas | Upflow,Horizontal | Non-Weatherized | 75 | 61 | 80 | 75.8 | 615 | 70 |  | Yes
7490333 | Active | RHEEM, RUUD | RHEEM SALES COMPANY, INC. | R801TA075417MXA |  | Natural Gas,Propane Gas | Upflow,Horizontal | Non-Weatherized | 75 | 61 | 80 | 75.8 | 615 | 70 | Yes | Yes
7490373 | Active | DUROGUARD | RHEEM SALES COMPANY, INC. | D801TA075417MXA |  | Natural Gas,Propane Gas | Upflow,Horizontal | Non-Weatherized | 75 | 61 | 80 | 75.8 | 615 | 70 |  | Yes
7490375 | Active | SURE | RHEEM SALES COMPANY, INC. | S801TA075417MXA |  | Natural Gas,Propane Gas | Upflow,Horizontal | Non-Weatherized | 75 | 61 | 80 | 75.8 | 615 | 70 |  | Yes
7490378 | Active | THERMAL ZONE | UNITED REFRIGERATION, INC. | TZ80MSX075B40XA |  | Natural Gas,Propane Gas | Upflow,Horizontal | Non-Weatherized | 75 | 61 | 80 | 75.8 | 615 | 70 |  | Yes
7490380 | Active | WEATHERKING | RHEEM SALES COMPANY, INC. | W801TA075417MXA |  | Natural Gas,Propane Gas | Upflow,Horizontal | Non-Weatherized | 75 | 61 | 80 | 75.8 | 615 | 70 |  | Yes
7490334 | Active | RHEEM, RUUD | RHEEM SALES COMPANY, INC. | R801TA100521MSA |  | Natural Gas,Propane Gas | Upflow,Horizontal | Non-Weatherized | 100 | 81 | 80 | 96.8 | 533 | 70 | Yes | Yes | AMACF
7490383 | Active | DUROGUARD | RHEEM SALES COMPANY, INC. | D801TA100521MSA |  | Natural Gas,Propane Gas | Upflow,Horizontal | Non-Weatherized | 100 | 81 | 80 | 96.8 | 533 | 70 |  | Yes | AMACF
7490386 | Active | SURE | RHEEM SALES COMPANY, INC. | S801TA100521MSA |  | Natural Gas,Propane Gas | Upflow,Horizontal | Non-Weatherized | 100 | 81 | 80 | 96.8 | 533 | 70 |  | Yes | AMACF
7490389 | Active | THERMAL ZONE | UNITED REFRIGERATION, INC. | TZ80MSX100C50SA |  | Natural Gas,Propane Gas | Upflow,Horizontal | Non-Weatherized | 100 | 81 | 80 | 96.8 | 533 | 70 |  | Yes | AMACF
7490391 | Active | WEATHERKING | RHEEM SALES COMPANY, INC. | W801TA100521MSA |  | Natural Gas,Propane Gas | Upflow,Horizontal | Non-Weatherized | 100 | 81 | 80 | 96.8 | 533 | 70 |  | Yes | AMACF
7490335 | Active | RHEEM, RUUD | RHEEM SALES COMPANY, INC. | R801TA100521MXA |  | Natural Gas,Propane Gas | Upflow,Horizontal | Non-Weatherized | 100 | 81 | 80 | 96.8 | 533 | 70 | Yes | Yes | AMACF
7490396 | Active | DUROGUARD | RHEEM SALES COMPANY, INC. | D801TA100521MXA |  | Natural Gas,Propane Gas | Upflow,Horizontal | Non-Weatherized | 100 | 81 | 80 | 96.8 | 533 | 70 |  | Yes | AMACF
7490398 | Active | SURE | RHEEM SALES COMPANY, INC. | S801TA100521MXA |  | Natural Gas,Propane Gas | Upflow,Horizontal | Non-Weatherized | 100 | 81 | 80 | 96.8 | 533 | 70 |  | Yes | AMACF
7490401 | Active | THERMAL ZONE | UNITED REFRIGERATION, INC. | TZ80MSX100C50XA |  | Natural Gas,Propane Gas | Upflow,Horizontal | Non-Weatherized | 100 | 81 | 80 | 96.8 | 533 | 70 |  | Yes | AMACF
7490403 | Active | WEATHERKING | RHEEM SALES COMPANY, INC. | W801TA100521MXA |  | Natural Gas,Propane Gas | Upflow,Horizontal | Non-Weatherized | 100 | 81 | 80 | 96.8 | 533 | 70 |  | Yes | AMACF
7490336 | Active | RHEEM, RUUD | RHEEM SALES COMPANY, INC. | R801TA125524MSA |  | Natural Gas,Propane Gas | Upflow,Horizontal | Non-Weatherized | 125 | 101 | 80 | 115.8 | 753 | 79 | Yes | Yes
7490407 | Active | DUROGUARD | RHEEM SALES COMPANY, INC. | D801TA125524MSA |  | Natural Gas,Propane Gas | Upflow,Horizontal | Non-Weatherized | 125 | 101 | 80 | 115.8 | 753 | 79 |  | Yes
7490409 | Active | SURE | RHEEM SALES COMPANY, INC. | S801TA125524MSA |  | Natural Gas,Propane Gas | Upflow,Horizontal | Non-Weatherized | 125 | 101 | 80 | 115.8 | 753 | 79 |  | Yes
7490411 | Active | THERMAL ZONE | UNITED REFRIGERATION, INC. | TZ80MSX125C50SA |  | Natural Gas,Propane Gas | Upflow,Horizontal | Non-Weatherized | 125 | 101 | 80 | 115.8 | 753 | 79 |  | Yes
7490414 | Active | WEATHERKING | RHEEM SALES COMPANY, INC. | W801TA125524MSA |  | Natural Gas,Propane Gas | Upflow,Horizontal | Non-Weatherized | 125 | 101 | 80 | 115.8 | 753 | 79 |  | Yes
7490337 | Active | RHEEM, RUUD | RHEEM SALES COMPANY, INC. | R801TA125524MXA |  | Natural Gas,Propane Gas | Upflow,Horizontal | Non-Weatherized | 125 | 101 | 80 | 115.8 | 753 | 79 | Yes | Yes
7490416 | Active | DUROGUARD | RHEEM SALES COMPANY, INC. | D801TA125524MXA |  | Natural Gas,Propane Gas | Upflow,Horizontal | Non-Weatherized | 125 | 101 | 80 | 115.8 | 753 | 79 |  | Yes
7490418 | Active | SURE | RHEEM SALES COMPANY, INC. | S801TA125524MXA |  | Natural Gas,Propane Gas | Upflow,Horizontal | Non-Weatherized | 125 | 101 | 80 | 115.8 | 753 | 79 |  | Yes
7490420 | Active | THERMAL ZONE | UNITED REFRIGERATION, INC. | TZ80MSX125C50XA |  | Natural Gas,Propane Gas | Upflow,Horizontal | Non-Weatherized | 125 | 101 | 80 | 115.8 | 753 | 79 |  | Yes
7490422 | Active | WEATHERKING | RHEEM SALES COMPANY, INC. | W801TA125524MXA |  | Natural Gas,Propane Gas | Upflow,Horizontal | Non-Weatherized | 125 | 101 | 80 | 115.8 | 753 | 79 |  | Yes
7498623 | Active | RHEEM | RHEEM SALES COMPANY, INC. | RGEA13024AJD041AA |  | Natural Gas, Propane Gas | Downflow, Horizontal | Weatherized | 40 | 32 | 81 | 37 | 604 | 75 |  | No
7498694 | Active | SURE | RHEEM SALES COMPANY, INC. | SGEA13024AJD041AA |  | Natural Gas, Propane Gas | Downflow, Horizontal | Weatherized | 40 | 32 | 81 | 37 | 604 | 75 |  | No
7498695 | Active | WEATHERKING | RHEEM SALES COMPANY, INC. | WGEA13024AJD041AA |  | Natural Gas, Propane Gas | Downflow, Horizontal | Weatherized | 40 | 32 | 81 | 37 | 604 | 75 |  | No
7498624 | Active | RHEEM | RHEEM SALES COMPANY, INC. | RGEA13024AJD061AA |  | Natural Gas, Propane Gas | Downflow, Horizontal | Weatherized | 60 | 48 | 81 | 57 | 593 | 76 |  | No
7498696 | Active | SURE | RHEEM SALES COMPANY, INC. | SGEA13024AJD061AA |  | Natural Gas, Propane Gas | Downflow, Horizontal | Weatherized | 60 | 48 | 81 | 57 | 593 | 76 |  | No
7498697 | Active | WEATHERKING | RHEEM SALES COMPANY, INC. | WGEA13024AJD061AA |  | Natural Gas, Propane Gas | Downflow, Horizontal | Weatherized | 60 | 48 | 81 | 57 | 593 | 76 |  | No
7498625 | Active | RHEEM | RHEEM SALES COMPANY, INC. | RGEA13030AJD061AA |  | Natural Gas, Propane Gas | Downflow, Horizontal | Weatherized | 60 | 48 | 81 | 56 | 889 | 76 | Yes | No
7498698 | Active | SURE | RHEEM SALES COMPANY, INC. | SGEA13030AJD061AA |  | Natural Gas, Propane Gas | Downflow, Horizontal | Weatherized | 60 | 48 | 81 | 56 | 889 | 76 |  | No
7498699 | Active | WEATHERKING | RHEEM SALES COMPANY, INC. | WGEA13030AJD061AA |  | Natural Gas, Propane Gas | Downflow, Horizontal | Weatherized | 60 | 48 | 81 | 56 | 889 | 76 |  | No
7498626 | Active | RHEEM | RHEEM SALES COMPANY, INC. | RGEA13030AJD081AA |  | Natural Gas, Propane Gas | Downflow, Horizontal | Weatherized | 80 | 65 | 81 | 75 | 949 | 79 | Yes | No
7498700 | Active | SURE | RHEEM SALES COMPANY, INC. | SGEA13030AJD081AA |  | Natural Gas, Propane Gas | Downflow, Horizontal | Weatherized | 80 | 65 | 81 | 75 | 949 | 79 |  | No
7498701 | Active | WEATHERKING | RHEEM SALES COMPANY, INC. | WGEA13030AJD081AA |  | Natural Gas, Propane Gas | Downflow, Horizontal | Weatherized | 80 | 65 | 81 | 75 | 949 | 79 |  | No
7498627 | Active | RHEEM | RHEEM SALES COMPANY, INC. | RGEA13036AJD061AA |  | Natural Gas, Propane Gas | Downflow, Horizontal | Weatherized | 60 | 48 | 81 | 56 | 947 | 76 | Yes | No
7498702 | Active | SURE | RHEEM SALES COMPANY, INC. | SGEA13036AJD061AA |  | Natural Gas, Propane Gas | Downflow, Horizontal | Weatherized | 60 | 48 | 81 | 56 | 947 | 76 |  | No
7498703 | Active | WEATHERKING | RHEEM SALES COMPANY, INC. | WGEA13036AJD061AA |  | Natural Gas, Propane Gas | Downflow, Horizontal | Weatherized | 60 | 48 | 81 | 56 | 947 | 76 |  | No
7498628 | Active | RHEEM | RHEEM SALES COMPANY, INC. | RGEA13036AJD081AA |  | Natural Gas, Propane Gas | Downflow, Horizontal | Weatherized | 80 | 65 | 81 | 75 | 1290 | 81 | Yes | No
7498704 | Active | SURE | RHEEM SALES COMPANY, INC. | SGEA13036AJD081AA |  | Natural Gas, Propane Gas | Downflow, Horizontal | Weatherized | 80 | 65 | 81 | 75 | 1290 | 81 |  | No
7498705 | Active | WEATHERKING | RHEEM SALES COMPANY, INC. | WGEA13036AJD081AA |  | Natural Gas, Propane Gas | Downflow, Horizontal | Weatherized | 80 | 65 | 81 | 75 | 1290 | 81 |  | No
7498629 | Active | RHEEM | RHEEM SALES COMPANY, INC. | RGEA13036AJD101AA |  | Natural Gas, Propane Gas | Downflow, Horizontal | Weatherized | 100 | 81 | 81 | 93 | 1208 | 80 | Yes | No
7498706 | Active | SURE | RHEEM SALES COMPANY, INC. | SGEA13036AJD101AA |  | Natural Gas, Propane Gas | Downflow, Horizontal | Weatherized | 100 | 81 | 81 | 93 | 1208 | 80 |  | No
7498707 | Active | WEATHERKING | RHEEM SALES COMPANY, INC. | WGEA13036AJD101AA |  | Natural Gas, Propane Gas | Downflow, Horizontal | Weatherized | 100 | 81 | 81 | 93 | 1208 | 80 |  | No
7498630 | Active | RHEEM | RHEEM SALES COMPANY, INC. | RGEA13042AJT081AA |  | Natural Gas, Propane Gas | Downflow, Horizontal | Weatherized | 80 | 65 | 81 | 76 | 692 | 81 |  | No
7498708 | Active | SURE | RHEEM SALES COMPANY, INC. | SGEA13042AJT081AA |  | Natural Gas, Propane Gas | Downflow, Horizontal | Weatherized | 80 | 65 | 81 | 76 | 692 | 81 |  | No
7498709 | Active | WEATHERKING | RHEEM SALES COMPANY, INC. | WGEA13042AJT081AA |  | Natural Gas, Propane Gas | Downflow, Horizontal | Weatherized | 80 | 65 | 81 | 76 | 692 | 81 |  | No
7498631 | Active | RHEEM | RHEEM SALES COMPANY, INC. | RGEA13042AJT101AA |  | Natural Gas, Propane Gas | Downflow, Horizontal | Weatherized | 100 | 81 | 81 | 95 | 782 | 80 |  | No
7498710 | Active | SURE | RHEEM SALES COMPANY, INC. | SGEA13042AJT101AA |  | Natural Gas, Propane Gas | Downflow, Horizontal | Weatherized | 100 | 81 | 81 | 95 | 782 | 80 |  | No
7498711 | Active | WEATHERKING | RHEEM SALES COMPANY, INC. | WGEA13042AJT101AA |  | Natural Gas, Propane Gas | Downflow, Horizontal | Weatherized | 100 | 81 | 81 | 95 | 782 | 80 |  | No
7498632 | Active | RHEEM | RHEEM SALES COMPANY, INC. | RGEA13048AJT081AA |  | Natural Gas, Propane Gas | Downflow, Horizontal | Weatherized | 80 | 65 | 81 | 76 | 632 | 78 |  | No
7498712 | Active | SURE | RHEEM SALES COMPANY, INC. | SGEA13048AJT081AA |  | Natural Gas, Propane Gas | Downflow, Horizontal | Weatherized | 80 | 65 | 81 | 76 | 632 | 78 |  | No
7498713 | Active | WEATHERKING | RHEEM SALES COMPANY, INC. | WGEA13048AJT081AA |  | Natural Gas, Propane Gas | Downflow, Horizontal | Weatherized | 80 | 65 | 81 | 76 | 632 | 78 |  | No
7498633 | Active | RHEEM | RHEEM SALES COMPANY, INC. | RGEA13048AJT101AA |  | Natural Gas, Propane Gas | Downflow, Horizontal | Weatherized | 100 | 81 | 81 | 95 | 718 | 85 |  | No
7498714 | Active | SURE | RHEEM SALES COMPANY, INC. | SGEA13048AJT101AA |  | Natural Gas, Propane Gas | Downflow, Horizontal | Weatherized | 100 | 81 | 81 | 95 | 718 | 85 |  | No
7498715 | Active | WEATHERKING | RHEEM SALES COMPANY, INC. | WGEA13048AJT101AA |  | Natural Gas, Propane Gas | Downflow, Horizontal | Weatherized | 100 | 81 | 81 | 95 | 718 | 85 |  | No
7498634 | Active | RHEEM | RHEEM SALES COMPANY, INC. | RGEA14024AJD041AA |  | Natural Gas, Propane Gas | Downflow, Horizontal | Weatherized | 40 | 32 | 81 | 37 | 604 | 75 |  | No
7498716 | Active | SURE | RHEEM SALES COMPANY, INC. | SGEA14024AJD041AA |  | Natural Gas, Propane Gas | Downflow, Horizontal | Weatherized | 40 | 32 | 81 | 37 | 604 | 75 |  | No
7498717 | Active | WEATHERKING | RHEEM SALES COMPANY, INC. | WGEA14024AJD041AA |  | Natural Gas, Propane Gas | Downflow, Horizontal | Weatherized | 40 | 32 | 81 | 37 | 604 | 75 |  | No
8200928 | Active | THERMAL ZONE | UNITED REFRIGERATION, INC. | TZGE-424JL040C |  | Natural Gas, Propane Gas | Downflow, Horizontal | Weatherized | 40 | 32 | 81 | 37 | 604 | 75 |  | No
7498635 | Active | RHEEM | RHEEM SALES COMPANY, INC. | RGEA14024AJD04XAA |  | Natural Gas, Propane Gas | Downflow, Horizontal | Weatherized | 40 | 32 | 81 | 37 | 604 | 75 |  | No
7498718 | Active | SURE | RHEEM SALES COMPANY, INC. | SGEA14024AJD04XAA |  | Natural Gas, Propane Gas | Downflow, Horizontal | Weatherized | 40 | 32 | 81 | 37 | 604 | 75 |  | No
7498719 | Active | WEATHERKING | RHEEM SALES COMPANY, INC. | WGEA14024AJD04XAA |  | Natural Gas, Propane Gas | Downflow, Horizontal | Weatherized | 40 | 32 | 81 | 37 | 604 | 75 |  | No
8200929 | Active | THERMAL ZONE | UNITED REFRIGERATION, INC. | TZGE-424JL040CX |  | Natural Gas, Propane Gas | Downflow, Horizontal | Weatherized | 40 | 32 | 81 | 37 | 604 | 75 |  | No
7498636 | Active | RHEEM | RHEEM SALES COMPANY, INC. | RGEA14024AJD061AA |  | Natural Gas, Propane Gas | Downflow, Horizontal | Weatherized | 60 | 48 | 81 | 57 | 593 | 76 |  | No
7498720 | Active | SURE | RHEEM SALES COMPANY, INC. | SGEA14024AJD061AA |  | Natural Gas, Propane Gas | Downflow, Horizontal | Weatherized | 60 | 48 | 81 | 57 | 593 | 76 |  | No
7498721 | Active | WEATHERKING | RHEEM SALES COMPANY, INC. | WGEA14024AJD061AA |  | Natural Gas, Propane Gas | Downflow, Horizontal | Weatherized | 60 | 48 | 81 | 57 | 593 | 76 |  | No
8200930 | Active | THERMAL ZONE | UNITED REFRIGERATION, INC. | TZGE-424JL060C |  | Natural Gas, Propane Gas | Downflow, Horizontal | Weatherized | 60 | 48 | 81 | 57 | 593 | 76 |  | No
7498637 | Active | RHEEM | RHEEM SALES COMPANY, INC. | RGEA14024AJD06XAA |  | Natural Gas, Propane Gas | Downflow, Horizontal | Weatherized | 60 | 48 | 81 | 57 | 593 | 76 |  | No
7498722 | Active | SURE | RHEEM SALES COMPANY, INC. | SGEA14024AJD06XAA |  | Natural Gas, Propane Gas | Downflow, Horizontal | Weatherized | 60 | 48 | 81 | 57 | 593 | 76 |  | No
7498723 | Active | WEATHERKING | RHEEM SALES COMPANY, INC. | WGEA14024AJD06XAA |  | Natural Gas, Propane Gas | Downflow, Horizontal | Weatherized | 60 | 48 | 81 | 57 | 593 | 76 |  | No
8200931 | Active | THERMAL ZONE | UNITED REFRIGERATION, INC. | TZGE-424JL060CX |  | Natural Gas, Propane Gas | Downflow, Horizontal | Weatherized | 60 | 48 | 81 | 57 | 593 | 76 |  | No
7498638 | Active | RHEEM | RHEEM SALES COMPANY, INC. | RGEA14030AJD061AA |  | Natural Gas, Propane Gas | Downflow, Horizontal | Weatherized | 60 | 48 | 81 | 56 | 889 | 76 | Yes | No
7498724 | Active | SURE | RHEEM SALES COMPANY, INC. | SGEA14030AJD061AA |  | Natural Gas, Propane Gas | Downflow, Horizontal | Weatherized | 60 | 48 | 81 | 56 | 889 | 76 |  | No
7498725 | Active | WEATHERKING | RHEEM SALES COMPANY, INC. | WGEA14030AJD061AA |  | Natural Gas, Propane Gas | Downflow, Horizontal | Weatherized | 60 | 48 | 81 | 56 | 889 | 76 |  | No
8200932 | Active | THERMAL ZONE | UNITED REFRIGERATION, INC. | TZGE-430JL060C |  | Natural Gas, Propane Gas | Downflow, Horizontal | Weatherized | 60 | 48 | 81 | 56 | 889 | 76 |  | No
7498639 | Active | RHEEM | RHEEM SALES COMPANY, INC. | RGEA14030AJD06XAA |  | Natural Gas, Propane Gas | Downflow, Horizontal | Weatherized | 60 | 48 | 81 | 56 | 889 | 76 |  | No
7498726 | Active | SURE | RHEEM SALES COMPANY, INC. | SGEA14030AJD06XAA |  | Natural Gas, Propane Gas | Downflow, Horizontal | Weatherized | 60 | 48 | 81 | 56 | 889 | 76 |  | No
7498727 | Active | WEATHERKING | RHEEM SALES COMPANY, INC. | WGEA14030AJD06XAA |  | Natural Gas, Propane Gas | Downflow, Horizontal | Weatherized | 60 | 48 | 81 | 56 | 889 | 76 |  | No
8200933 | Active | THERMAL ZONE | UNITED REFRIGERATION, INC. | TZGE-430JL060CX |  | Natural Gas, Propane Gas | Downflow, Horizontal | Weatherized | 60 | 48 | 81 | 56 | 889 | 76 |  | No
7498640 | Active | RHEEM | RHEEM SALES COMPANY, INC. | RGEA14030AJD081AA |  | Natural Gas, Propane Gas | Downflow, Horizontal | Weatherized | 80 | 65 | 81 | 75 | 949 | 79 | Yes | No
7498728 | Active | SURE | RHEEM SALES COMPANY, INC. | SGEA14030AJD081AA |  | Natural Gas, Propane Gas | Downflow, Horizontal | Weatherized | 80 | 65 | 81 | 75 | 949 | 79 |  | No
7498729 | Active | WEATHERKING | RHEEM SALES COMPANY, INC. | WGEA14030AJD081AA |  | Natural Gas, Propane Gas | Downflow, Horizontal | Weatherized | 80 | 65 | 81 | 75 | 949 | 79 |  | No
8200934 | Active | THERMAL ZONE | UNITED REFRIGERATION, INC. | TZGE-430JL080C |  | Natural Gas, Propane Gas | Downflow, Horizontal | Weatherized | 80 | 65 | 81 | 75 | 949 | 79 |  | No
7498641 | Active | RHEEM | RHEEM SALES COMPANY, INC. | RGEA14030AJD08XAA |  | Natural Gas, Propane Gas | Downflow, Horizontal | Weatherized | 80 | 65 | 81 | 75 | 949 | 79 |  | No
7498730 | Active | SURE | RHEEM SALES COMPANY, INC. | SGEA14030AJD08XAA |  | Natural Gas, Propane Gas | Downflow, Horizontal | Weatherized | 80 | 65 | 81 | 75 | 949 | 79 |  | No
7498731 | Active | WEATHERKING | RHEEM SALES COMPANY, INC. | WGEA14030AJD08XAA |  | Natural Gas, Propane Gas | Downflow, Horizontal | Weatherized | 80 | 65 | 81 | 75 | 949 | 79 |  | No
8200935 | Active | THERMAL ZONE | UNITED REFRIGERATION, INC. | TZGE-430JL080CX |  | Natural Gas, Propane Gas | Downflow, Horizontal | Weatherized | 80 | 65 | 81 | 75 | 949 | 79 |  | No
7498642 | Active | RHEEM | RHEEM SALES COMPANY, INC. | RGEA14036AJD061AA |  | Natural Gas, Propane Gas | Downflow, Horizontal | Weatherized | 60 | 48 | 81 | 56 | 947 | 76 | Yes | No
7498732 | Active | SURE | RHEEM SALES COMPANY, INC. | SGEA14036AJD061AA |  | Natural Gas, Propane Gas | Downflow, Horizontal | Weatherized | 60 | 48 | 81 | 56 | 947 | 76 |  | No
7498733 | Active | WEATHERKING | RHEEM SALES COMPANY, INC. | WGEA14036AJD061AA |  | Natural Gas, Propane Gas | Downflow, Horizontal | Weatherized | 60 | 48 | 81 | 56 | 947 | 76 |  | No
7500072 | Active | THERMAL ZONE | UNITED REFRIGERATION, INC. | TZGE-436JL060B |  | Natural Gas, Propane Gas | Downflow, Horizontal | Weatherized | 60 | 48 | 81 | 56 | 947 | 76 |  | No
8200936 | Active | THERMAL ZONE | UNITED REFRIGERATION, INC. | TZGE-436JL060C |  | Natural Gas, Propane Gas | Downflow, Horizontal | Weatherized | 60 | 48 | 81 | 56 | 947 | 76 |  | No
7498643 | Active | RHEEM | RHEEM SALES COMPANY, INC. | RGEA14036AJD06XAA |  | Natural Gas, Propane Gas | Downflow, Horizontal | Weatherized | 60 | 48 | 81 | 56 | 947 | 76 |  | No
7498734 | Active | SURE | RHEEM SALES COMPANY, INC. | SGEA14036AJD06XAA |  | Natural Gas, Propane Gas | Downflow, Horizontal | Weatherized | 60 | 48 | 81 | 56 | 947 | 76 |  | No
7498735 | Active | WEATHERKING | RHEEM SALES COMPANY, INC. | WGEA14036AJD06XAA |  | Natural Gas, Propane Gas | Downflow, Horizontal | Weatherized | 60 | 48 | 81 | 56 | 947 | 76 |  | No
7500073 | Active | THERMAL ZONE | UNITED REFRIGERATION, INC. | TZGE-436JL060BX |  | Natural Gas, Propane Gas | Downflow, Horizontal | Weatherized | 60 | 48 | 81 | 56 | 947 | 76 |  | No
8200937 | Active | THERMAL ZONE | UNITED REFRIGERATION, INC. | TZGE-436JL060CX |  | Natural Gas, Propane Gas | Downflow, Horizontal | Weatherized | 60 | 48 | 81 | 56 | 947 | 76 |  | No
7498644 | Active | RHEEM | RHEEM SALES COMPANY, INC. | RGEA14036AJD081AA |  | Natural Gas, Propane Gas | Downflow, Horizontal | Weatherized | 80 | 65 | 81 | 75 | 1290 | 81 | Yes | No
7498736 | Active | SURE | RHEEM SALES COMPANY, INC. | SGEA14036AJD081AA |  | Natural Gas, Propane Gas | Downflow, Horizontal | Weatherized | 80 | 65 | 81 | 75 | 1290 | 81 |  | No
7498737 | Active | WEATHERKING | RHEEM SALES COMPANY, INC. | WGEA14036AJD081AA |  | Natural Gas, Propane Gas | Downflow, Horizontal | Weatherized | 80 | 65 | 81 | 75 | 1290 | 81 |  | No
7500074 | Active | THERMAL ZONE | UNITED REFRIGERATION, INC. | TZGE-436JL080B |  | Natural Gas, Propane Gas | Downflow, Horizontal | Weatherized | 80 | 65 | 81 | 75 | 1290 | 81 |  | No
8200938 | Active | THERMAL ZONE | UNITED REFRIGERATION, INC. | TZGE-436JL080C |  | Natural Gas, Propane Gas | Downflow, Horizontal | Weatherized | 80 | 65 | 81 | 75 | 1290 | 81 |  | No
7498645 | Active | RHEEM | RHEEM SALES COMPANY, INC. | RGEA14036AJD08XAA |  | Natural Gas, Propane Gas | Downflow, Horizontal | Weatherized | 80 | 65 | 81 | 75 | 1290 | 81 |  | No
7498738 | Active | SURE | RHEEM SALES COMPANY, INC. | SGEA14036AJD08XAA |  | Natural Gas, Propane Gas | Downflow, Horizontal | Weatherized | 80 | 65 | 81 | 75 | 1290 | 81 |  | No
7498739 | Active | WEATHERKING | RHEEM SALES COMPANY, INC. | WGEA14036AJD08XAA |  | Natural Gas, Propane Gas | Downflow, Horizontal | Weatherized | 80 | 65 | 81 | 75 | 1290 | 81 |  | No
7500075 | Active | THERMAL ZONE | UNITED REFRIGERATION, INC. | TZGE-436JL080BX |  | Natural Gas, Propane Gas | Downflow, Horizontal | Weatherized | 80 | 65 | 81 | 75 | 1290 | 81 |  | No
8200939 | Active | THERMAL ZONE | UNITED REFRIGERATION, INC. | TZGE-436JL080CX |  | Natural Gas, Propane Gas | Downflow, Horizontal | Weatherized | 80 | 65 | 81 | 75 | 1290 | 81 |  | No
7498646 | Active | RHEEM | RHEEM SALES COMPANY, INC. | RGEA14036AJD101AA |  | Natural Gas, Propane Gas | Downflow, Horizontal | Weatherized | 100 | 81 | 81 | 93 | 1208 | 80 | Yes | No
7498740 | Active | SURE | RHEEM SALES COMPANY, INC. | SGEA14036AJD101AA |  | Natural Gas, Propane Gas | Downflow, Horizontal | Weatherized | 100 | 81 | 81 | 93 | 1208 | 80 |  | No
7498741 | Active | WEATHERKING | RHEEM SALES COMPANY, INC. | WGEA14036AJD101AA |  | Natural Gas, Propane Gas | Downflow, Horizontal | Weatherized | 100 | 81 | 81 | 93 | 1208 | 80 |  | No
7500076 | Active | THERMAL ZONE | UNITED REFRIGERATION, INC. | TZGE-436JL100B |  | Natural Gas, Propane Gas | Downflow, Horizontal | Weatherized | 100 | 81 | 81 | 93 | 1208 | 80 |  | No
8200940 | Active | THERMAL ZONE | UNITED REFRIGERATION, INC. | TZGE-436JL100C |  | Natural Gas, Propane Gas | Downflow, Horizontal | Weatherized | 100 | 81 | 81 | 93 | 1208 | 80 |  | No
7498647 | Active | RHEEM | RHEEM SALES COMPANY, INC. | RGEA14036AJD10XAA |  | Natural Gas, Propane Gas | Downflow, Horizontal | Weatherized | 100 | 81 | 81 | 93 | 1208 | 80 |  | No
7498742 | Active | SURE | RHEEM SALES COMPANY, INC. | SGEA14036AJD10XAA |  | Natural Gas, Propane Gas | Downflow, Horizontal | Weatherized | 100 | 81 | 81 | 93 | 1208 | 80 |  | No
7498743 | Active | WEATHERKING | RHEEM SALES COMPANY, INC. | WGEA14036AJD10XAA |  | Natural Gas, Propane Gas | Downflow, Horizontal | Weatherized | 100 | 81 | 81 | 93 | 1208 | 80 |  | No
7500077 | Active | THERMAL ZONE | UNITED REFRIGERATION, INC. | TZGE-436JL100BX |  | Natural Gas, Propane Gas | Downflow, Horizontal | Weatherized | 100 | 81 | 81 | 93 | 1208 | 80 |  | No
8200941 | Active | THERMAL ZONE | UNITED REFRIGERATION, INC. | TZGE-436JL100CX |  | Natural Gas, Propane Gas | Downflow, Horizontal | Weatherized | 100 | 81 | 81 | 93 | 1208 | 80 |  | No
7498648 | Active | RHEEM | RHEEM SALES COMPANY, INC. | RGEA14042AJT081AA |  | Natural Gas, Propane Gas | Downflow, Horizontal | Weatherized | 80 | 65 | 81 | 76 | 692 | 81 |  | No
7498744 | Active | SURE | RHEEM SALES COMPANY, INC. | SGEA14042AJT081AA |  | Natural Gas, Propane Gas | Downflow, Horizontal | Weatherized | 80 | 65 | 81 | 76 | 692 | 81 |  | No
7498745 | Active | WEATHERKING | RHEEM SALES COMPANY, INC. | WGEA14042AJT081AA |  | Natural Gas, Propane Gas | Downflow, Horizontal | Weatherized | 80 | 65 | 81 | 76 | 692 | 81 |  | No
7498649 | Active | RHEEM | RHEEM SALES COMPANY, INC. | RGEA14042AJT08XAA |  | Natural Gas, Propane Gas | Downflow, Horizontal | Weatherized | 80 | 65 | 81 | 76 | 692 | 81 |  | No
7498746 | Active | SURE | RHEEM SALES COMPANY, INC. | SGEA14042AJT08XAA |  | Natural Gas, Propane Gas | Downflow, Horizontal | Weatherized | 80 | 65 | 81 | 76 | 692 | 81 |  | No
7498747 | Active | WEATHERKING | RHEEM SALES COMPANY, INC. | WGEA14042AJT08XAA |  | Natural Gas, Propane Gas | Downflow, Horizontal | Weatherized | 80 | 65 | 81 | 76 | 692 | 81 |  | No
7498650 | Active | RHEEM | RHEEM SALES COMPANY, INC. | RGEA14042AJT101AA |  | Natural Gas, Propane Gas | Downflow, Horizontal | Weatherized | 100 | 81 | 81 | 95 | 782 | 80 |  | No
7498748 | Active | SURE | RHEEM SALES COMPANY, INC. | SGEA14042AJT101AA |  | Natural Gas, Propane Gas | Downflow, Horizontal | Weatherized | 100 | 81 | 81 | 95 | 782 | 80 |  | No
7498749 | Active | WEATHERKING | RHEEM SALES COMPANY, INC. | WGEA14042AJT101AA |  | Natural Gas, Propane Gas | Downflow, Horizontal | Weatherized | 100 | 81 | 81 | 95 | 782 | 80 |  | No
7500078 | Active | THERMAL ZONE | UNITED REFRIGERATION, INC. | TZGE-442JL100B |  | Natural Gas, Propane Gas | Downflow, Horizontal | Weatherized | 100 | 81 | 81 | 95 | 782 | 80 |  | No
8200942 | Active | THERMAL ZONE | UNITED REFRIGERATION, INC. | TZGE-442JL100C |  | Natural Gas, Propane Gas | Downflow, Horizontal | Weatherized | 100 | 81 | 81 | 95 | 782 | 80 |  | No
7498651 | Active | RHEEM | RHEEM SALES COMPANY, INC. | RGEA14042AJT10XAA |  | Natural Gas, Propane Gas | Downflow, Horizontal | Weatherized | 100 | 81 | 81 | 95 | 782 | 80 |  | No
7498750 | Active | SURE | RHEEM SALES COMPANY, INC. | SGEA14042AJT10XAA |  | Natural Gas, Propane Gas | Downflow, Horizontal | Weatherized | 100 | 81 | 81 | 95 | 782 | 80 |  | No
7498751 | Active | WEATHERKING | RHEEM SALES COMPANY, INC. | WGEA14042AJT10XAA |  | Natural Gas, Propane Gas | Downflow, Horizontal | Weatherized | 100 | 81 | 81 | 95 | 782 | 80 |  | No
7500079 | Active | THERMAL ZONE | UNITED REFRIGERATION, INC. | TZGE-442JL100BX |  | Natural Gas, Propane Gas | Downflow, Horizontal | Weatherized | 100 | 81 | 81 | 95 | 782 | 80 |  | No
8200943 | Active | THERMAL ZONE | UNITED REFRIGERATION, INC. | TZGE-442JL100CX |  | Natural Gas, Propane Gas | Downflow, Horizontal | Weatherized | 100 | 81 | 81 | 95 | 782 | 80 |  | No
7498652 | Active | RHEEM | RHEEM SALES COMPANY, INC. | RGEA14048AJT081AA |  | Natural Gas, Propane Gas | Downflow, Horizontal | Weatherized | 80 | 65 | 81 | 76 | 632 | 78 |  | No
7498752 | Active | SURE | RHEEM SALES COMPANY, INC. | SGEA14048AJT081AA |  | Natural Gas, Propane Gas | Downflow, Horizontal | Weatherized | 80 | 65 | 81 | 76 | 632 | 78 |  | No
7498753 | Active | WEATHERKING | RHEEM SALES COMPANY, INC. | WGEA14048AJT081AA |  | Natural Gas, Propane Gas | Downflow, Horizontal | Weatherized | 80 | 65 | 81 | 76 | 632 | 78 |  | No
7498653 | Active | RHEEM | RHEEM SALES COMPANY, INC. | RGEA14048AJT08XAA |  | Natural Gas, Propane Gas | Downflow, Horizontal | Weatherized | 80 | 65 | 81 | 76 | 632 | 78 |  | No
7498754 | Active | SURE | RHEEM SALES COMPANY, INC. | SGEA14048AJT08XAA |  | Natural Gas, Propane Gas | Downflow, Horizontal | Weatherized | 80 | 65 | 81 | 76 | 632 | 78 |  | No
7498755 | Active | WEATHERKING | RHEEM SALES COMPANY, INC. | WGEA14048AJT08XAA |  | Natural Gas, Propane Gas | Downflow, Horizontal | Weatherized | 80 | 65 | 81 | 76 | 632 | 78 |  | No
7498654 | Active | RHEEM | RHEEM SALES COMPANY, INC. | RGEA14048AJT101AA |  | Natural Gas, Propane Gas | Downflow, Horizontal | Weatherized | 100 | 81 | 81 | 95 | 718 | 85 |  | No
7498756 | Active | SURE | RHEEM SALES COMPANY, INC. | SGEA14048AJT101AA |  | Natural Gas, Propane Gas | Downflow, Horizontal | Weatherized | 100 | 81 | 81 | 95 | 718 | 85 |  | No
7498757 | Active | WEATHERKING | RHEEM SALES COMPANY, INC. | WGEA14048AJT101AA |  | Natural Gas, Propane Gas | Downflow, Horizontal | Weatherized | 100 | 81 | 81 | 95 | 718 | 85 |  | No
7500080 | Active | THERMAL ZONE | UNITED REFRIGERATION, INC. | TZGE-448JL100B |  | Natural Gas, Propane Gas | Downflow, Horizontal | Weatherized | 100 | 81 | 81 | 95 | 718 | 85 |  | No
8200944 | Active | THERMAL ZONE | UNITED REFRIGERATION, INC. | TZGE-448JL100C |  | Natural Gas, Propane Gas | Downflow, Horizontal | Weatherized | 100 | 81 | 81 | 95 | 718 | 85 |  | No
7498655 | Active | RHEEM | RHEEM SALES COMPANY, INC. | RGEA14048AJT10XAA |  | Natural Gas, Propane Gas | Downflow, Horizontal | Weatherized | 100 | 81 | 81 | 95 | 718 | 85 |  | No
7498758 | Active | SURE | RHEEM SALES COMPANY, INC. | SGEA14048AJT10XAA |  | Natural Gas, Propane Gas | Downflow, Horizontal | Weatherized | 100 | 81 | 81 | 95 | 718 | 85 |  | No
7498759 | Active | WEATHERKING | RHEEM SALES COMPANY, INC. | WGEA14048AJT10XAA |  | Natural Gas, Propane Gas | Downflow, Horizontal | Weatherized | 100 | 81 | 81 | 95 | 718 | 85 |  | No
7500081 | Active | THERMAL ZONE | UNITED REFRIGERATION, INC. | TZGE-448JL100BX |  | Natural Gas, Propane Gas | Downflow, Horizontal | Weatherized | 100 | 81 | 81 | 95 | 718 | 85 |  | No
8200945 | Active | THERMAL ZONE | UNITED REFRIGERATION, INC. | TZGE-448JL100CX |  | Natural Gas, Propane Gas | Downflow, Horizontal | Weatherized | 100 | 81 | 81 | 95 | 718 | 85 |  | No
7498656 | Active | RHEEM | RHEEM SALES COMPANY, INC. | RGEA15024AJT061AA |  | Natural Gas, Propane Gas | Downflow, Horizontal | Weatherized | 60 | 48 | 81 | 58 | 410 | 76 |  | No
7498760 | Active | SURE | RHEEM SALES COMPANY, INC. | SGEA15024AJT061AA |  | Natural Gas, Propane Gas | Downflow, Horizontal | Weatherized | 60 | 48 | 81 | 58 | 410 | 76 |  | No
7498761 | Active | WEATHERKING | RHEEM SALES COMPANY, INC. | WGEA15024AJT061AA |  | Natural Gas, Propane Gas | Downflow, Horizontal | Weatherized | 60 | 48 | 81 | 58 | 410 | 76 |  | No
7500084 | Active | THERMAL ZONE | UNITED REFRIGERATION, INC. | TZGE-524JL060B |  | Natural Gas, Propane Gas | Downflow, Horizontal | Weatherized | 60 | 48 | 81 | 58 | 410 | 76 |  | No
7498657 | Active | RHEEM | RHEEM SALES COMPANY, INC. | RGEA15024AJT06XAA |  | Natural Gas, Propane Gas | Downflow, Horizontal | Weatherized | 60 | 48 | 81 | 58 | 410 | 76 |  | No
7498762 | Active | SURE | RHEEM SALES COMPANY, INC. | SGEA15024AJT06XAA |  | Natural Gas, Propane Gas | Downflow, Horizontal | Weatherized | 60 | 48 | 81 | 58 | 410 | 76 |  | No
7498763 | Active | WEATHERKING | RHEEM SALES COMPANY, INC. | WGEA15024AJT06XAA |  | Natural Gas, Propane Gas | Downflow, Horizontal | Weatherized | 60 | 48 | 81 | 58 | 410 | 76 |  | No
7500085 | Active | THERMAL ZONE | UNITED REFRIGERATION, INC. | TZGE-524JL060BX |  | Natural Gas, Propane Gas | Downflow, Horizontal | Weatherized | 60 | 48 | 81 | 58 | 410 | 76 |  | No
7498658 | Active | RHEEM | RHEEM SALES COMPANY, INC. | RGEA15024AJT081AA |  | Natural Gas, Propane Gas | Downflow, Horizontal | Weatherized | 80 | 65 | 81 | 76 | 634 | 79 |  | No
7498764 | Active | SURE | RHEEM SALES COMPANY, INC. | SGEA15024AJT081AA |  | Natural Gas, Propane Gas | Downflow, Horizontal | Weatherized | 80 | 65 | 81 | 76 | 634 | 79 |  | No
7498765 | Active | WEATHERKING | RHEEM SALES COMPANY, INC. | WGEA15024AJT081AA |  | Natural Gas, Propane Gas | Downflow, Horizontal | Weatherized | 80 | 65 | 81 | 76 | 634 | 79 |  | No
7500086 | Active | THERMAL ZONE | UNITED REFRIGERATION, INC. | TZGE-524JL080B |  | Natural Gas, Propane Gas | Downflow, Horizontal | Weatherized | 80 | 65 | 81 | 76 | 634 | 79 |  | No
7498659 | Active | RHEEM | RHEEM SALES COMPANY, INC. | RGEA15024AJT08XAA |  | Natural Gas, Propane Gas | Downflow, Horizontal | Weatherized | 80 | 65 | 81 | 76 | 634 | 79 |  | No
7498766 | Active | SURE | RHEEM SALES COMPANY, INC. | SGEA15024AJT08XAA |  | Natural Gas, Propane Gas | Downflow, Horizontal | Weatherized | 80 | 65 | 81 | 76 | 634 | 79 |  | No
7498767 | Active | WEATHERKING | RHEEM SALES COMPANY, INC. | WGEA15024AJT08XAA |  | Natural Gas, Propane Gas | Downflow, Horizontal | Weatherized | 80 | 65 | 81 | 76 | 634 | 79 |  | No
7500087 | Active | THERMAL ZONE | UNITED REFRIGERATION, INC. | TZGE-524JL080BX |  | Natural Gas, Propane Gas | Downflow, Horizontal | Weatherized | 80 | 65 | 81 | 76 | 634 | 79 |  | No
7498660 | Active | RHEEM | RHEEM SALES COMPANY, INC. | RGEA15030AJT061AA |  | Natural Gas, Propane Gas | Downflow, Horizontal | Weatherized | 60 | 48 | 81 | 58 | 410 | 76 |  | No
7498768 | Active | SURE | RHEEM SALES COMPANY, INC. | SGEA15030AJT061AA |  | Natural Gas, Propane Gas | Downflow, Horizontal | Weatherized | 60 | 48 | 81 | 58 | 410 | 76 |  | No
7498769 | Active | WEATHERKING | RHEEM SALES COMPANY, INC. | WGEA15030AJT061AA |  | Natural Gas, Propane Gas | Downflow, Horizontal | Weatherized | 60 | 48 | 81 | 58 | 410 | 76 |  | No
7500088 | Active | THERMAL ZONE | UNITED REFRIGERATION, INC. | TZGE-530JL060B |  | Natural Gas, Propane Gas | Downflow, Horizontal | Weatherized | 60 | 48 | 81 | 58 | 410 | 76 |  | No
7498661 | Active | RHEEM | RHEEM SALES COMPANY, INC. | RGEA15030AJT06XAA |  | Natural Gas, Propane Gas | Downflow, Horizontal | Weatherized | 60 | 48 | 81 | 58 | 410 | 76 |  | No
7498770 | Active | SURE | RHEEM SALES COMPANY, INC. | SGEA15030AJT06XAA |  | Natural Gas, Propane Gas | Downflow, Horizontal | Weatherized | 60 | 48 | 81 | 58 | 410 | 76 |  | No
7498771 | Active | WEATHERKING | RHEEM SALES COMPANY, INC. | WGEA15030AJT06XAA |  | Natural Gas, Propane Gas | Downflow, Horizontal | Weatherized | 60 | 48 | 81 | 58 | 410 | 76 |  | No
7500089 | Active | THERMAL ZONE | UNITED REFRIGERATION, INC. | TZGE-530JL060BX |  | Natural Gas, Propane Gas | Downflow, Horizontal | Weatherized | 60 | 48 | 81 | 58 | 410 | 76 |  | No
7498662 | Active | RHEEM | RHEEM SALES COMPANY, INC. | RGEA15030AJT081AA |  | Natural Gas, Propane Gas | Downflow, Horizontal | Weatherized | 80 | 65 | 81 | 76 | 634 | 79 |  | No
7498772 | Active | SURE | RHEEM SALES COMPANY, INC. | SGEA15030AJT081AA |  | Natural Gas, Propane Gas | Downflow, Horizontal | Weatherized | 80 | 65 | 81 | 76 | 634 | 79 |  | No
7498773 | Active | WEATHERKING | RHEEM SALES COMPANY, INC. | WGEA15030AJT081AA |  | Natural Gas, Propane Gas | Downflow, Horizontal | Weatherized | 80 | 65 | 81 | 76 | 634 | 79 |  | No
7500090 | Active | THERMAL ZONE | UNITED REFRIGERATION, INC. | TZGE-530JL080B |  | Natural Gas, Propane Gas | Downflow, Horizontal | Weatherized | 80 | 65 | 81 | 76 | 634 | 79 |  | No
7498663 | Active | RHEEM | RHEEM SALES COMPANY, INC. | RGEA15030AJT08XAA |  | Natural Gas, Propane Gas | Downflow, Horizontal | Weatherized | 80 | 65 | 81 | 76 | 634 | 79 |  | No
7498774 | Active | SURE | RHEEM SALES COMPANY, INC. | SGEA15030AJT08XAA |  | Natural Gas, Propane Gas | Downflow, Horizontal | Weatherized | 80 | 65 | 81 | 76 | 634 | 79 |  | No
7498775 | Active | WEATHERKING | RHEEM SALES COMPANY, INC. | WGEA15030AJT08XAA |  | Natural Gas, Propane Gas | Downflow, Horizontal | Weatherized | 80 | 65 | 81 | 76 | 634 | 79 |  | No
7500091 | Active | THERMAL ZONE | UNITED REFRIGERATION, INC. | TZGE-530JL080BX |  | Natural Gas, Propane Gas | Downflow, Horizontal | Weatherized | 80 | 65 | 81 | 76 | 634 | 79 |  | No
7498664 | Active | RHEEM | RHEEM SALES COMPANY, INC. | RGEA15036AJT061AA |  | Natural Gas, Propane Gas | Downflow, Horizontal | Weatherized | 60 | 48 | 81 | 58 | 406 | 76 |  | No
7498776 | Active | SURE | RHEEM SALES COMPANY, INC. | SGEA15036AJT061AA |  | Natural Gas, Propane Gas | Downflow, Horizontal | Weatherized | 60 | 48 | 81 | 58 | 406 | 76 |  | No
7498777 | Active | WEATHERKING | RHEEM SALES COMPANY, INC. | WGEA15036AJT061AA |  | Natural Gas, Propane Gas | Downflow, Horizontal | Weatherized | 60 | 48 | 81 | 58 | 406 | 76 |  | No
7500092 | Active | THERMAL ZONE | UNITED REFRIGERATION, INC. | TZGE-536JL060B |  | Natural Gas, Propane Gas | Downflow, Horizontal | Weatherized | 60 | 48 | 81 | 58 | 406 | 76 |  | No
7498665 | Active | RHEEM | RHEEM SALES COMPANY, INC. | RGEA15036AJT06XAA |  | Natural Gas, Propane Gas | Downflow, Horizontal | Weatherized | 60 | 48 | 81 | 58 | 406 | 76 |  | No
7498778 | Active | SURE | RHEEM SALES COMPANY, INC. | SGEA15036AJT06XAA |  | Natural Gas, Propane Gas | Downflow, Horizontal | Weatherized | 60 | 48 | 81 | 58 | 406 | 76 |  | No
7498779 | Active | WEATHERKING | RHEEM SALES COMPANY, INC. | WGEA15036AJT06XAA |  | Natural Gas, Propane Gas | Downflow, Horizontal | Weatherized | 60 | 48 | 81 | 58 | 406 | 76 |  | No
7500093 | Active | THERMAL ZONE | UNITED REFRIGERATION, INC. | TZGE-536JL060BX |  | Natural Gas, Propane Gas | Downflow, Horizontal | Weatherized | 60 | 48 | 81 | 58 | 406 | 76 |  | No
7498666 | Active | RHEEM | RHEEM SALES COMPANY, INC. | RGEA15036AJT081AA |  | Natural Gas, Propane Gas | Downflow, Horizontal | Weatherized | 80 | 65 | 81 | 75 | 779 | 81 |  | No
7498780 | Active | SURE | RHEEM SALES COMPANY, INC. | SGEA15036AJT081AA |  | Natural Gas, Propane Gas | Downflow, Horizontal | Weatherized | 80 | 65 | 81 | 75 | 779 | 81 |  | No
7498781 | Active | WEATHERKING | RHEEM SALES COMPANY, INC. | WGEA15036AJT081AA |  | Natural Gas, Propane Gas | Downflow, Horizontal | Weatherized | 80 | 65 | 81 | 75 | 779 | 81 |  | No
7500094 | Active | THERMAL ZONE | UNITED REFRIGERATION, INC. | TZGE-536JL080B |  | Natural Gas, Propane Gas | Downflow, Horizontal | Weatherized | 80 | 65 | 81 | 75 | 779 | 81 |  | No
7498667 | Active | RHEEM | RHEEM SALES COMPANY, INC. | RGEA15036AJT08XAA |  | Natural Gas, Propane Gas | Downflow, Horizontal | Weatherized | 80 | 65 | 81 | 75 | 779 | 81 |  | No
7498782 | Active | SURE | RHEEM SALES COMPANY, INC. | SGEA15036AJT08XAA |  | Natural Gas, Propane Gas | Downflow, Horizontal | Weatherized | 80 | 65 | 81 | 75 | 779 | 81 |  | No
7498783 | Active | WEATHERKING | RHEEM SALES COMPANY, INC. | WGEA15036AJT08XAA |  | Natural Gas, Propane Gas | Downflow, Horizontal | Weatherized | 80 | 65 | 81 | 75 | 779 | 81 |  | No
7500095 | Active | THERMAL ZONE | UNITED REFRIGERATION, INC. | TZGE-536JL080BX |  | Natural Gas, Propane Gas | Downflow, Horizontal | Weatherized | 80 | 65 | 81 | 75 | 779 | 81 |  | No
7498668 | Active | RHEEM | RHEEM SALES COMPANY, INC. | RGEA15036AJT101AA |  | Natural Gas, Propane Gas | Downflow, Horizontal | Weatherized | 100 | 81 | 81 | 95 | 841 | 80 |  | No
7498784 | Active | SURE | RHEEM SALES COMPANY, INC. | SGEA15036AJT101AA |  | Natural Gas, Propane Gas | Downflow, Horizontal | Weatherized | 100 | 81 | 81 | 95 | 841 | 80 |  | No
7498785 | Active | WEATHERKING | RHEEM SALES COMPANY, INC. | WGEA15036AJT101AA |  | Natural Gas, Propane Gas | Downflow, Horizontal | Weatherized | 100 | 81 | 81 | 95 | 841 | 80 |  | No
7500096 | Active | THERMAL ZONE | UNITED REFRIGERATION, INC. | TZGE-536JL100B |  | Natural Gas, Propane Gas | Downflow, Horizontal | Weatherized | 100 | 81 | 81 | 95 | 841 | 80 |  | No
7498669 | Active | RHEEM | RHEEM SALES COMPANY, INC. | RGEA15036AJT10XAA |  | Natural Gas, Propane Gas | Downflow, Horizontal | Weatherized | 100 | 81 | 81 | 95 | 841 | 80 |  | No
7498786 | Active | SURE | RHEEM SALES COMPANY, INC. | SGEA15036AJT10XAA |  | Natural Gas, Propane Gas | Downflow, Horizontal | Weatherized | 100 | 81 | 81 | 95 | 841 | 80 |  | No
7498787 | Active | WEATHERKING | RHEEM SALES COMPANY, INC. | WGEA15036AJT10XAA |  | Natural Gas, Propane Gas | Downflow, Horizontal | Weatherized | 100 | 81 | 81 | 95 | 841 | 80 |  | No
7500097 | Active | THERMAL ZONE | UNITED REFRIGERATION, INC. | TZGE-536JL100BX |  | Natural Gas, Propane Gas | Downflow, Horizontal | Weatherized | 100 | 81 | 81 | 95 | 841 | 80 |  | No
7498670 | Active | RHEEM | RHEEM SALES COMPANY, INC. | RGEA15042AJT081AA |  | Natural Gas, Propane Gas | Downflow, Horizontal | Weatherized | 80 | 65 | 81 | 76 | 692 | 81 |  | No
7498788 | Active | SURE | RHEEM SALES COMPANY, INC. | SGEA15042AJT081AA |  | Natural Gas, Propane Gas | Downflow, Horizontal | Weatherized | 80 | 65 | 81 | 76 | 692 | 81 |  | No
7498789 | Active | WEATHERKING | RHEEM SALES COMPANY, INC. | WGEA15042AJT081AA |  | Natural Gas, Propane Gas | Downflow, Horizontal | Weatherized | 80 | 65 | 81 | 76 | 692 | 81 |  | No
7498671 | Active | RHEEM | RHEEM SALES COMPANY, INC. | RGEA15042AJT08XAA |  | Natural Gas, Propane Gas | Downflow, Horizontal | Weatherized | 80 | 65 | 81 | 76 | 692 | 81 |  | No
7498790 | Active | SURE | RHEEM SALES COMPANY, INC. | SGEA15042AJT08XAA |  | Natural Gas, Propane Gas | Downflow, Horizontal | Weatherized | 80 | 65 | 81 | 76 | 692 | 81 |  | No
7498791 | Active | WEATHERKING | RHEEM SALES COMPANY, INC. | WGEA15042AJT08XAA |  | Natural Gas, Propane Gas | Downflow, Horizontal | Weatherized | 80 | 65 | 81 | 76 | 692 | 81 |  | No
7498672 | Active | RHEEM | RHEEM SALES COMPANY, INC. | RGEA15042AJT101AA |  | Natural Gas, Propane Gas | Downflow, Horizontal | Weatherized | 100 | 81 | 81 | 95 | 782 | 80 |  | No
7498792 | Active | SURE | RHEEM SALES COMPANY, INC. | SGEA15042AJT101AA |  | Natural Gas, Propane Gas | Downflow, Horizontal | Weatherized | 100 | 81 | 81 | 95 | 782 | 80 |  | No
7498793 | Active | WEATHERKING | RHEEM SALES COMPANY, INC. | WGEA15042AJT101AA |  | Natural Gas, Propane Gas | Downflow, Horizontal | Weatherized | 100 | 81 | 81 | 95 | 782 | 80 |  | No
7500098 | Active | THERMAL ZONE | UNITED REFRIGERATION, INC. | TZGE-542JL100B |  | Natural Gas, Propane Gas | Downflow, Horizontal | Weatherized | 100 | 81 | 81 | 95 | 782 | 80 |  | No
7498673 | Active | RHEEM | RHEEM SALES COMPANY, INC. | RGEA15042AJT10XAA |  | Natural Gas, Propane Gas | Downflow, Horizontal | Weatherized | 100 | 81 | 81 | 95 | 782 | 80 |  | No
7498794 | Active | SURE | RHEEM SALES COMPANY, INC. | SGEA15042AJT10XAA |  | Natural Gas, Propane Gas | Downflow, Horizontal | Weatherized | 100 | 81 | 81 | 95 | 782 | 80 |  | No
7498795 | Active | WEATHERKING | RHEEM SALES COMPANY, INC. | WGEA15042AJT10XAA |  | Natural Gas, Propane Gas | Downflow, Horizontal | Weatherized | 100 | 81 | 81 | 95 | 782 | 80 |  | No
7500099 | Active | THERMAL ZONE | UNITED REFRIGERATION, INC. | TZGE-542JL100BX |  | Natural Gas, Propane Gas | Downflow, Horizontal | Weatherized | 100 | 81 | 81 | 95 | 782 | 80 |  | No
7498674 | Active | RHEEM | RHEEM SALES COMPANY, INC. | RGEA15048AJT081AA |  | Natural Gas, Propane Gas | Downflow, Horizontal | Weatherized | 80 | 65 | 81 | 76 | 639 | 82 |  | No
7498796 | Active | SURE | RHEEM SALES COMPANY, INC. | SGEA15048AJT081AA |  | Natural Gas, Propane Gas | Downflow, Horizontal | Weatherized | 80 | 65 | 81 | 76 | 639 | 82 |  | No
7498797 | Active | WEATHERKING | RHEEM SALES COMPANY, INC. | WGEA15048AJT081AA |  | Natural Gas, Propane Gas | Downflow, Horizontal | Weatherized | 80 | 65 | 81 | 76 | 639 | 82 |  | No
7498675 | Active | RHEEM | RHEEM SALES COMPANY, INC. | RGEA15048AJT08XAA |  | Natural Gas, Propane Gas | Downflow, Horizontal | Weatherized | 80 | 65 | 81 | 76 | 639 | 82 |  | No
7498798 | Active | SURE | RHEEM SALES COMPANY, INC. | SGEA15048AJT08XAA |  | Natural Gas, Propane Gas | Downflow, Horizontal | Weatherized | 80 | 65 | 81 | 76 | 639 | 82 |  | No
7498799 | Active | WEATHERKING | RHEEM SALES COMPANY, INC. | WGEA15048AJT08XAA |  | Natural Gas, Propane Gas | Downflow, Horizontal | Weatherized | 80 | 65 | 81 | 76 | 639 | 82 |  | No
7498676 | Active | RHEEM | RHEEM SALES COMPANY, INC. | RGEA15048AJT101AA |  | Natural Gas, Propane Gas | Downflow, Horizontal | Weatherized | 100 | 81 | 81 | 95 | 781 | 85 |  | No
7498800 | Active | SURE | RHEEM SALES COMPANY, INC. | SGEA15048AJT101AA |  | Natural Gas, Propane Gas | Downflow, Horizontal | Weatherized | 100 | 81 | 81 | 95 | 781 | 85 |  | No
7498801 | Active | WEATHERKING | RHEEM SALES COMPANY, INC. | WGEA15048AJT101AA |  | Natural Gas, Propane Gas | Downflow, Horizontal | Weatherized | 100 | 81 | 81 | 95 | 781 | 85 |  | No
7500100 | Active | THERMAL ZONE | UNITED REFRIGERATION, INC. | TZGE-548JL100B |  | Natural Gas, Propane Gas | Downflow, Horizontal | Weatherized | 100 | 81 | 81 | 95 | 781 | 85 |  | No
7498677 | Active | RHEEM | RHEEM SALES COMPANY, INC. | RGEA15048AJT10XAA |  | Natural Gas, Propane Gas | Downflow, Horizontal | Weatherized | 100 | 81 | 81 | 95 | 781 | 85 |  | No
7498802 | Active | SURE | RHEEM SALES COMPANY, INC. | SGEA15048AJT10XAA |  | Natural Gas, Propane Gas | Downflow, Horizontal | Weatherized | 100 | 81 | 81 | 95 | 781 | 85 |  | No
7498803 | Active | WEATHERKING | RHEEM SALES COMPANY, INC. | WGEA15048AJT10XAA |  | Natural Gas, Propane Gas | Downflow, Horizontal | Weatherized | 100 | 81 | 81 | 95 | 781 | 85 |  | No
7500101 | Active | THERMAL ZONE | UNITED REFRIGERATION, INC. | TZGE-548JL100BX |  | Natural Gas, Propane Gas | Downflow, Horizontal | Weatherized | 100 | 81 | 81 | 95 | 781 | 85 |  | No
7498678 | Active | RHEEM,RUUD | RHEEM SALES COMPANY, INC. | RGEA15060AJT101AA |  | Natural Gas, Propane Gas | Downflow, Horizontal | Weatherized | 100 | 81 | 81 | 95 | 767 | 85 |  | No
7498804 | Active | SURE | RHEEM SALES COMPANY, INC. | SGEA15060AJT101AA |  | Natural Gas, Propane Gas | Downflow, Horizontal | Weatherized | 100 | 81 | 81 | 95 | 767 | 85 |  | No
7498805 | Active | WEATHERKING | RHEEM SALES COMPANY, INC. | WGEA15060AJT101AA |  | Natural Gas, Propane Gas | Downflow, Horizontal | Weatherized | 100 | 81 | 81 | 95 | 767 | 85 |  | No
7500102 | Active | THERMAL ZONE | UNITED REFRIGERATION, INC. | TZGE-560JL100B |  | Natural Gas, Propane Gas | Downflow, Horizontal | Weatherized | 100 | 81 | 81 | 95 | 767 | 85 |  | No
7498679 | Active | RHEEM | RHEEM SALES COMPANY, INC. | RGEA15060AJT10XAA |  | Natural Gas, Propane Gas | Downflow, Horizontal | Weatherized | 100 | 81 | 81 | 95 | 767 | 85 |  | No
7498806 | Active | SURE | RHEEM SALES COMPANY, INC. | SGEA15060AJT10XAA |  | Natural Gas, Propane Gas | Downflow, Horizontal | Weatherized | 100 | 81 | 81 | 95 | 767 | 85 |  | No
7498807 | Active | WEATHERKING | RHEEM SALES COMPANY, INC. | WGEA15060AJT10XAA |  | Natural Gas, Propane Gas | Downflow, Horizontal | Weatherized | 100 | 81 | 81 | 95 | 767 | 85 |  | No
7500103 | Active | THERMAL ZONE | UNITED REFRIGERATION, INC. | TZGE-560JL100BX |  | Natural Gas, Propane Gas | Downflow, Horizontal | Weatherized | 100 | 81 | 81 | 95 | 767 | 85 |  | No
7498680 | Active | RHEEM,RUUD | RHEEM SALES COMPANY, INC. | RGEA16024AJV062AA |  | Natural Gas, Propane Gas | Downflow, Horizontal | Weatherized | 60 | 49 | 81 | 55 | 657 | 49 | Yes | No
7498681 | Active | RHEEM,RUUD | RHEEM SALES COMPANY, INC. | RGEA16024AJV06TAA |  | Natural Gas, Propane Gas | Downflow, Horizontal | Weatherized | 60 | 49 | 81 | 55 | 657 | 49 | Yes | No
7498682 | Active | RHEEM,RUUD | RHEEM SALES COMPANY, INC. | RGEA16036AJV062AA |  | Natural Gas, Propane Gas | Downflow, Horizontal | Weatherized | 60 | 49 | 81 | 56 | 489 | 55 | Yes | No
7498683 | Active | RHEEM,RUUD | RHEEM SALES COMPANY, INC. | RGEA16036AJV06TAA |  | Natural Gas, Propane Gas | Downflow, Horizontal | Weatherized | 60 | 49 | 81 | 56 | 489 | 55 | Yes | No
7498684 | Active | RHEEM,RUUD | RHEEM SALES COMPANY, INC. | RGEA16036AJV082AA |  | Natural Gas, Propane Gas | Downflow, Horizontal | Weatherized | 80 | 65 | 81 | 74 | 689 | 59 | Yes | No
7498685 | Active | RHEEM,RUUD | RHEEM SALES COMPANY, INC. | RGEA16036AJV08TAA |  | Natural Gas, Propane Gas | Downflow, Horizontal | Weatherized | 80 | 65 | 81 | 74 | 689 | 59 | Yes | No
7498686 | Active | RHEEM,RUUD | RHEEM SALES COMPANY, INC. | RGEA16036AJV102AA |  | Natural Gas, Propane Gas | Downflow, Horizontal | Weatherized | 100 | 81 | 81 | 94 | 752 | 53 | Yes | No
7498687 | Active | RHEEM,RUUD | RHEEM SALES COMPANY, INC. | RGEA16036AJV10TAA |  | Natural Gas, Propane Gas | Downflow, Horizontal | Weatherized | 100 | 81 | 81 | 94 | 752 | 53 | Yes | No
7498688 | Active | RHEEM,RUUD | RHEEM SALES COMPANY, INC. | RGEA16048AJV082AA |  | Natural Gas, Propane Gas | Downflow, Horizontal | Weatherized | 80 | 65 | 81 | 74 | 689 | 59 | Yes | No
7498689 | Active | RHEEM,RUUD | RHEEM SALES COMPANY, INC. | RGEA16048AJV08TAA |  | Natural Gas, Propane Gas | Downflow, Horizontal | Weatherized | 80 | 65 | 81 | 74 | 689 | 59 | Yes | No
7498690 | Active | RHEEM,RUUD | RHEEM SALES COMPANY, INC. | RGEA16048AJV102AA |  | Natural Gas, Propane Gas | Downflow, Horizontal | Weatherized | 100 | 81 | 81 | 94 | 752 | 53 | Yes | No
7498691 | Active | RHEEM,RUUD | RHEEM SALES COMPANY, INC. | RGEA16048AJV10TAA |  | Natural Gas, Propane Gas | Downflow, Horizontal | Weatherized | 100 | 81 | 81 | 94 | 752 | 53 | Yes | No
7498692 | Active | RHEEM,RUUD | RHEEM SALES COMPANY, INC. | RGEA16060AJV102AA |  | Natural Gas, Propane Gas | Downflow, Horizontal | Weatherized | 100 | 81 | 81 | 94 | 644 | 53 | Yes | No
7498693 | Active | RHEEM,RUUD | RHEEM SALES COMPANY, INC. | RGEA16060AJV10TAA |  | Natural Gas, Propane Gas | Downflow, Horizontal | Weatherized | 100 | 81 | 81 | 94 | 371 | 53 | Yes | No | AMACF
7500059 | Active | RHEEM | RHEEM SALES COMPANY, INC. | RGEA13060AJT101AA |  | Natural Gas, Propane Gas | Downflow, Horizontal | Weatherized | 100 | 81 | 81 | 95 | 767 | 85 | Yes | No
7500062 | Active | SURE | RHEEM SALES COMPANY, INC. | SGEA13060AJT101AA |  | Natural Gas, Propane Gas | Downflow, Horizontal | Weatherized | 100 | 81 | 81 | 95 | 767 | 85 |  | No
7500063 | Active | WEATHERKING | RHEEM SALES COMPANY, INC. | WGEA13060AJT101AA |  | Natural Gas, Propane Gas | Downflow, Horizontal | Weatherized | 100 | 81 | 81 | 95 | 767 | 85 |  | No
7500060 | Active | RHEEM | RHEEM SALES COMPANY, INC. | RGEA14060AJT101AA |  | Natural Gas, Propane Gas | Downflow, Horizontal | Weatherized | 100 | 81 | 81 | 95 | 767 | 85 | Yes | No
7500064 | Active | SURE | RHEEM SALES COMPANY, INC. | SGEA14060AJT101AA |  | Natural Gas, Propane Gas | Downflow, Horizontal | Weatherized | 100 | 81 | 81 | 95 | 767 | 85 |  | No
7500065 | Active | WEATHERKING | RHEEM SALES COMPANY, INC. | WGEA14060AJT101AA |  | Natural Gas, Propane Gas | Downflow, Horizontal | Weatherized | 100 | 81 | 81 | 95 | 767 | 85 |  | No
7500082 | Active | THERMAL ZONE | UNITED REFRIGERATION, INC. | TZGE-460JL100B |  | Natural Gas, Propane Gas | Downflow, Horizontal | Weatherized | 100 | 81 | 81 | 95 | 767 | 85 |  | No
8200946 | Active | THERMAL ZONE | UNITED REFRIGERATION, INC. | TZGE-460JL100C |  | Natural Gas, Propane Gas | Downflow, Horizontal | Weatherized | 100 | 81 | 81 | 95 | 767 | 85 |  | No
7500061 | Active | RHEEM | RHEEM SALES COMPANY, INC. | RGEA14060AJT10XAA |  | Natural Gas, Propane Gas | Downflow, Horizontal | Weatherized | 100 | 81 | 81 | 95 | 767 | 85 | Yes | No
7500066 | Active | SURE | RHEEM SALES COMPANY, INC. | SGEA14060AJT10XAA |  | Natural Gas, Propane Gas | Downflow, Horizontal | Weatherized | 100 | 81 | 81 | 95 | 767 | 85 |  | No
7500067 | Active | WEATHERKING | RHEEM SALES COMPANY, INC. | WGEA14060AJT10XAA |  | Natural Gas, Propane Gas | Downflow, Horizontal | Weatherized | 100 | 81 | 81 | 95 | 767 | 85 |  | No
7500083 | Active | THERMAL ZONE | UNITED REFRIGERATION, INC. | TZGE-460JL100BX |  | Natural Gas, Propane Gas | Downflow, Horizontal | Weatherized | 100 | 81 | 81 | 95 | 767 | 85 |  | No
8200947 | Active | THERMAL ZONE | UNITED REFRIGERATION, INC. | TZGE-460JL100CX |  | Natural Gas, Propane Gas | Downflow, Horizontal | Weatherized | 100 | 81 | 81 | 95 | 767 | 85 |  | No
7500298 | Discontinued | AIRCO, OLSEN | ECR INTERNATIONAL | UML80 |  | Oil | Upflow | Non-Weatherized | 91 | 78 | 87 | 88.6 | 959 | 146 | Yes | No
7501304 | Active | RHEEM,RUUD | RHEEM SALES COMPANY, INC. | R96PA1152524MSA |  | Natural Gas, Propane Gas | Upflow | Non-Weatherized | 112 | 109 | 96 | 93.8 | 983 | 65 | Yes | No | AFUE
7501305 | Active | DUROGUARD | RHEEM SALES COMPANY, INC. | D96PA1152524MSA |  | Natural Gas, Propane Gas | Upflow | Non-Weatherized | 112 | 109 | 96 | 93.8 | 983 | 65 |  | No | AFUE
7501306 | Active | SURE | RHEEM SALES COMPANY, INC. | S96PA1152524MSA |  | Natural Gas, Propane Gas | Upflow | Non-Weatherized | 112 | 109 | 96 | 93.8 | 983 | 65 |  | No | AFUE
7501307 | Active | THERMAL ZONE | UNITED REFRIGERATION, INC. | TZ96MDP115D50A |  | Natural Gas, Propane Gas | Upflow | Non-Weatherized | 112 | 109 | 96 | 93.8 | 983 | 65 |  | No | AFUE
7501308 | Active | WEATHERKING | RHEEM SALES COMPANY, INC. | W96PA1152524MSA |  | Natural Gas, Propane Gas | Upflow | Non-Weatherized | 112 | 109 | 96 | 93.8 | 983 | 65 |  | No | AFUE
7501309 | Active | RHEEM,RUUD | RHEEM SALES COMPANY, INC. | R96PA0402317MSA |  | Natural Gas, Propane Gas | Upflow | Non-Weatherized | 42 | 41 | 96 | 30 | 458 | 61 | Yes | No | AFUE
7502123 | Active | DUROGUARD | RHEEM SALES COMPANY, INC. | D96PA0402317MSA |  | Natural Gas, Propane Gas | Upflow | Non-Weatherized | 42 | 41 | 96 | 30 | 458 | 61 |  | No | AFUE
7502124 | Active | SURE | RHEEM SALES COMPANY, INC. | S96PA0402317MSA |  | Natural Gas, Propane Gas | Upflow | Non-Weatherized | 42 | 41 | 96 | 30 | 458 | 61 |  | No | AFUE
7502125 | Active | THERMAL ZONE | UNITED REFRIGERATION, INC. | TZ96MDP040B30A |  | Natural Gas, Propane Gas | Upflow | Non-Weatherized | 42 | 41 | 96 | 30 | 458 | 61 |  | No | AFUE
7502126 | Active | WEATHERKING | RHEEM SALES COMPANY, INC. | W96PA0402317MSA |  | Natural Gas, Propane Gas | Upflow | Non-Weatherized | 42 | 41 | 96 | 30 | 458 | 61 |  | No | AFUE
7501310 | Active | RHEEM | RHEEM SALES COMPANY, INC. | R96VA0402317MSA |  | Natural Gas,Propane Gas | Upflow | Non-Weatherized | 42 | 41 | 96 | 31.6 | 241 | 83 | Yes | Yes | AFUE & AMACF
7502131 | Active | DUROGUARD | RHEEM SALES COMPANY, INC. | D96VA0402317MSA |  | Natural Gas,Propane Gas | Upflow | Non-Weatherized | 42 | 41 | 96 | 31.6 | 241 | 83 |  | Yes | AFUE & AMACF
7502132 | Active | RUUD | RHEEM SALES COMPANY, INC. | U96VA0402317MSA |  | Natural Gas,Propane Gas | Upflow | Non-Weatherized | 42 | 41 | 96 | 31.6 | 241 | 83 |  | Yes | AFUE & AMACF
7502133 | Active | SURE | RHEEM SALES COMPANY, INC. | S96VA0402317MSA |  | Natural Gas,Propane Gas | Upflow | Non-Weatherized | 42 | 41 | 96 | 31.6 | 241 | 83 |  | Yes | AFUE & AMACF
7502134 | Active | THERMAL ZONE | UNITED REFRIGERATION, INC. | TZ96MDV040B30A |  | Natural Gas,Propane Gas | Upflow | Non-Weatherized | 42 | 41 | 96 | 31.6 | 241 | 83 |  | Yes | AFUE & AMACF
7502135 | Active | WEATHERKING | RHEEM SALES COMPANY, INC. | W96VA0402317MSA |  | Natural Gas,Propane Gas | Upflow | Non-Weatherized | 42 | 41 | 96 | 31.6 | 241 | 83 |  | Yes | AFUE & AMACF
7501311 | Active | RHEEM | RHEEM SALES COMPANY, INC. | R96VA1152524MSA |  | Natural Gas,Propane Gas | Upflow | Non-Weatherized | 112 | 109 | 96 | 95.9 | 552 | 93 | Yes | Yes | AFUE & AMACF
7502140 | Active | DUROGUARD | RHEEM SALES COMPANY, INC. | D96VA1152524MSA |  | Natural Gas,Propane Gas | Upflow | Non-Weatherized | 112 | 109 | 96 | 95.9 | 552 | 93 |  | Yes | AFUE & AMACF
7502141 | Active | RUUD | RHEEM SALES COMPANY, INC. | U96VA1152524MSA |  | Natural Gas,Propane Gas | Upflow | Non-Weatherized | 112 | 109 | 96 | 95.9 | 552 | 93 |  | Yes | AFUE & AMACF
7502142 | Active | SURE | RHEEM SALES COMPANY, INC. | S96VA1152524MSA |  | Natural Gas,Propane Gas | Upflow | Non-Weatherized | 112 | 109 | 96 | 95.9 | 552 | 93 |  | Yes | AFUE & AMACF
7502143 | Active | THERMAL ZONE | UNITED REFRIGERATION, INC. | TZ96MDV115D50A |  | Natural Gas,Propane Gas | Upflow | Non-Weatherized | 112 | 109 | 96 | 95.9 | 552 | 93 |  | Yes | AFUE & AMACF
7502144 | Active | WEATHERKING | RHEEM SALES COMPANY, INC. | W96VA1152524MSA |  | Natural Gas,Propane Gas | Upflow | Non-Weatherized | 112 | 109 | 96 | 95.9 | 552 | 93 |  | Yes | AFUE & AMACF
7501817 | Discontinued | AIRCO, OLSEN | ECR INTERNATIONAL | UML65 |  | Oil | Upflow | Non-Weatherized | 77 | 66 | 87.5 | 70.1 | 888 | 146 |  | No
7501819 | Discontinued | AIRCO, OLSEN | ECR INTERNATIONAL | UML90 |  | Oil | Upflow | Non-Weatherized | 105 | 88 | 85.2 | 90.2 | 1021 | 146 |  | No
7501823 | Discontinued | AIRCO, OLSEN | ECR INTERNATIONAL | UML100 |  | Oil | Upflow | Non-Weatherized | 119 | 99 | 84.4 | 109.4 | 1183 | 146 |  | No
7501825 | Discontinued | AIRCO, OLSEN | ECR INTERNATIONAL | UML100RF |  | Oil | Upflow | Non-Weatherized | 119 | 98 | 84.8 | 109 | 1160 | 128 |  | No
7501826 | Discontinued | AIRCO, OLSEN | ECR INTERNATIONAL | UML90RF |  | Oil | Upflow | Non-Weatherized | 105 | 88 | 85.2 | 90.3 | 1005 | 128 |  | No
7501827 | Discontinued | AIRCO, OLSEN | ECR INTERNATIONAL | UML65RF |  | Oil | Upflow | Non-Weatherized | 77 | 66 | 87.3 | 70.3 | 873 | 128 |  | No
7501828 | Discontinued | AIRCO, OLSEN | ECR INTERNATIONAL | UML80RF |  | Oil | Upflow | Non-Weatherized | 91 | 78 | 86.3 | 89.4 | 947 | 128 |  | No
7502562 | Active | GOODMAN | GOODMAN MANUFACTURING CO., LP. | GPG1424040M41 |  | Natural Gas,Propane Gas | Downflow,Horizontal | Weatherized | 40 | 31 | 81 | 35.3 | 226 | 85 | Yes | Yes | AMACF
7502577 | Active | DAIKIN | DAIKIN MANUFACTURING COMPANY, L.P. | DP14GM2404041 |  | Natural Gas,Propane Gas | Downflow,Horizontal | Weatherized | 40 | 31 | 81 | 35.3 | 226 | 85 |  | Yes | AMACF
7502592 | Active | AMANA | AMANA HEATING AND AIR CONDITIONING | APG1424040M41 |  | Natural Gas,Propane Gas | Downflow,Horizontal | Weatherized | 40 | 31 | 81 | 35.3 | 226 | 85 |  | Yes | AMACF
7502563 | Active | GOODMAN | GOODMAN MANUFACTURING CO., LP. | GPG1424060M41 |  | Natural Gas,Propane Gas | Downflow,Horizontal | Weatherized | 60 | 48 | 81 | 54.6 | 342 | 90 | Yes | Yes | AMACF
7502578 | Active | DAIKIN | DAIKIN MANUFACTURING COMPANY, L.P. | DP14GM2406041 |  | Natural Gas,Propane Gas | Downflow,Horizontal | Weatherized | 60 | 48 | 81 | 54.6 | 342 | 90 |  | Yes | AMACF
7502593 | Active | AMANA | AMANA HEATING AND AIR CONDITIONING | APG1424060M41 |  | Natural Gas,Propane Gas | Downflow,Horizontal | Weatherized | 60 | 48 | 81 | 54.6 | 342 | 90 |  | Yes | AMACF
7502564 | Active | GOODMAN | GOODMAN MANUFACTURING CO., LP. | GPG1430040M41 |  | Natural Gas,Propane Gas | Downflow,Horizontal | Weatherized | 40 | 31 | 81 | 35.3 | 226 | 85 | Yes | Yes | AMACF
7502579 | Active | DAIKIN | DAIKIN MANUFACTURING COMPANY, L.P. | DP14GM3004041 |  | Natural Gas,Propane Gas | Downflow,Horizontal | Weatherized | 40 | 31 | 81 | 35.3 | 226 | 85 |  | Yes | AMACF
7502594 | Active | AMANA | AMANA HEATING AND AIR CONDITIONING | APG1430040M41 |  | Natural Gas,Propane Gas | Downflow,Horizontal | Weatherized | 40 | 31 | 81 | 35.3 | 226 | 85 |  | Yes | AMACF
7502565 | Active | GOODMAN | GOODMAN MANUFACTURING CO., LP. | GPG1430060M41 |  | Natural Gas,Propane Gas | Downflow,Horizontal | Weatherized | 60 | 48 | 81 | 54.6 | 342 | 90 | Yes | Yes | AMACF
7502580 | Active | DAIKIN | DAIKIN MANUFACTURING COMPANY, L.P. | DP14GM3006041 |  | Natural Gas,Propane Gas | Downflow,Horizontal | Weatherized | 60 | 48 | 81 | 54.6 | 342 | 90 |  | Yes | AMACF
7502595 | Active | AMANA | AMANA HEATING AND AIR CONDITIONING | APG1430060M41 |  | Natural Gas,Propane Gas | Downflow,Horizontal | Weatherized | 60 | 48 | 81 | 54.6 | 342 | 90 |  | Yes | AMACF
7502566 | Active | GOODMAN | GOODMAN MANUFACTURING CO., LP. | GPG1436040M41 |  | Natural Gas,Propane Gas | Downflow,Horizontal | Weatherized | 40 | 31 | 81 | 35.3 | 226 | 85 | Yes | Yes | AMACF
7502581 | Active | DAIKIN | DAIKIN MANUFACTURING COMPANY, L.P. | DP14GM3604041 |  | Natural Gas,Propane Gas | Downflow,Horizontal | Weatherized | 40 | 31 | 81 | 35.3 | 226 | 85 |  | Yes | AMACF
7502596 | Active | AMANA | AMANA HEATING AND AIR CONDITIONING | APG1436040M41 |  | Natural Gas,Propane Gas | Downflow,Horizontal | Weatherized | 40 | 31 | 81 | 35.3 | 226 | 85 |  | Yes | AMACF
7502567 | Active | GOODMAN | GOODMAN MANUFACTURING CO., LP. | GPG1436060M41 |  | Natural Gas,Propane Gas | Downflow,Horizontal | Weatherized | 60 | 48 | 81 | 54.6 | 342 | 90 | Yes | Yes | AMACF
7502582 | Active | DAIKIN | DAIKIN MANUFACTURING COMPANY, L.P. | DP14GM3606041 |  | Natural Gas,Propane Gas | Downflow,Horizontal | Weatherized | 60 | 48 | 81 | 54.6 | 342 | 90 |  | Yes | AMACF
7502597 | Active | AMANA | AMANA HEATING AND AIR CONDITIONING | APG1436060M41 |  | Natural Gas,Propane Gas | Downflow,Horizontal | Weatherized | 60 | 48 | 81 | 54.6 | 342 | 90 |  | Yes | AMACF
7502568 | Active | GOODMAN | GOODMAN MANUFACTURING CO., LP. | GPG1436080M41 |  | Natural Gas,Propane Gas | Downflow,Horizontal | Weatherized | 80 | 64 | 81 | 72.8 | 446 | 90 | Yes | Yes | AMACF
7502583 | Active | DAIKIN | DAIKIN MANUFACTURING COMPANY, L.P. | DP14GM3608041 |  | Natural Gas,Propane Gas | Downflow,Horizontal | Weatherized | 80 | 64 | 81 | 72.8 | 446 | 90 |  | Yes | AMACF
7502598 | Active | AMANA | AMANA HEATING AND AIR CONDITIONING | APG1436080M41 |  | Natural Gas,Propane Gas | Downflow,Horizontal | Weatherized | 80 | 64 | 81 | 72.8 | 446 | 90 |  | Yes | AMACF
7502569 | Active | GOODMAN | GOODMAN MANUFACTURING CO., LP. | GPG1442060M41 |  | Natural Gas,Propane Gas | Downflow,Horizontal | Weatherized | 60 | 48 | 81 | 54.2 | 439 | 100 | Yes | Yes
7502584 | Active | DAIKIN | DAIKIN MANUFACTURING COMPANY, L.P. | DP14GM4206041 |  | Natural Gas,Propane Gas | Downflow,Horizontal | Weatherized | 60 | 48 | 81 | 54.2 | 439 | 100 |  | Yes
7502599 | Active | AMANA | AMANA HEATING AND AIR CONDITIONING | APG1442060M41 |  | Natural Gas,Propane Gas | Downflow,Horizontal | Weatherized | 60 | 48 | 81 | 54.2 | 439 | 100 |  | Yes
7502570 | Active | GOODMAN | GOODMAN MANUFACTURING CO., LP. | GPG1442080M41 |  | Natural Gas,Propane Gas | Downflow,Horizontal | Weatherized | 80 | 64 | 81 | 72.6 | 483 | 90 | Yes | Yes
7502585 | Active | DAIKIN | DAIKIN MANUFACTURING COMPANY, L.P. | DP14GM4208041 |  | Natural Gas,Propane Gas | Downflow,Horizontal | Weatherized | 80 | 64 | 81 | 72.6 | 483 | 90 |  | Yes
7502600 | Active | AMANA | AMANA HEATING AND AIR CONDITIONING | APG1442080M41 |  | Natural Gas,Propane Gas | Downflow,Horizontal | Weatherized | 80 | 64 | 81 | 72.6 | 483 | 90 |  | Yes
7502571 | Active | GOODMAN | GOODMAN MANUFACTURING CO., LP. | GPG1448060M41 |  | Natural Gas,Propane Gas | Downflow,Horizontal | Weatherized | 60 | 48 | 81 | 54.8 | 298 | 90 | Yes | Yes | AMACF
7502586 | Active | DAIKIN | DAIKIN MANUFACTURING COMPANY, L.P. | DP14GM4806041 |  | Natural Gas,Propane Gas | Downflow,Horizontal | Weatherized | 60 | 48 | 81 | 54.8 | 298 | 90 |  | Yes | AMACF
7502601 | Active | AMANA | AMANA HEATING AND AIR CONDITIONING | APG1448060M41 |  | Natural Gas,Propane Gas | Downflow,Horizontal | Weatherized | 60 | 48 | 81 | 54.8 | 298 | 90 |  | Yes | AMACF
7502572 | Active | GOODMAN | GOODMAN MANUFACTURING CO., LP. | GPG1448080M41 |  | Natural Gas,Propane Gas | Downflow,Horizontal | Weatherized | 80 | 64 | 81 | 72.7 | 471 | 100 | Yes | Yes | AMACF
7502587 | Active | DAIKIN | DAIKIN MANUFACTURING COMPANY, L.P. | DP14GM4808041 |  | Natural Gas,Propane Gas | Downflow,Horizontal | Weatherized | 80 | 64 | 81 | 72.7 | 471 | 100 |  | Yes | AMACF
7502602 | Active | AMANA | AMANA HEATING AND AIR CONDITIONING | APG1448080M41 |  | Natural Gas,Propane Gas | Downflow,Horizontal | Weatherized | 80 | 64 | 81 | 72.7 | 471 | 100 |  | Yes | AMACF
7502573 | Active | GOODMAN | GOODMAN MANUFACTURING CO., LP. | GPG1448100M41 |  | Natural Gas,Propane Gas | Downflow,Horizontal | Weatherized | 100 | 80 | 81 | 90.9 | 561 | 100 | Yes | Yes | AMACF
7502588 | Active | DAIKIN | DAIKIN MANUFACTURING COMPANY, L.P. | DP14GM4810041 |  | Natural Gas,Propane Gas | Downflow,Horizontal | Weatherized | 100 | 80 | 81 | 90.9 | 561 | 100 |  | Yes | AMACF
7502603 | Active | AMANA | AMANA HEATING AND AIR CONDITIONING | APG1448100M41 |  | Natural Gas,Propane Gas | Downflow,Horizontal | Weatherized | 100 | 80 | 81 | 90.9 | 561 | 100 |  | Yes | AMACF
7502574 | Active | GOODMAN | GOODMAN MANUFACTURING CO., LP. | GPG1460080M41 |  | Natural Gas,Propane Gas | Downflow,Horizontal | Weatherized | 80 | 63 | 81 | 71 | 483 | 125 | Yes | Yes
7502589 | Active | DAIKIN | DAIKIN MANUFACTURING COMPANY, L.P. | DP14GM6008041 |  | Natural Gas,Propane Gas | Downflow,Horizontal | Weatherized | 80 | 63 | 81 | 71 | 483 | 125 |  | Yes
7502604 | Active | AMANA | AMANA HEATING AND AIR CONDITIONING | APG1460080M41 |  | Natural Gas,Propane Gas | Downflow,Horizontal | Weatherized | 80 | 63 | 81 | 71 | 483 | 125 |  | Yes
7502575 | Active | GOODMAN | GOODMAN MANUFACTURING CO., LP. | GPG1460100M41 |  | Natural Gas,Propane Gas | Downflow,Horizontal | Weatherized | 100 | 78 | 81 | 88.2 | 511 | 125 | Yes | Yes | AMACF
7502590 | Active | DAIKIN | DAIKIN MANUFACTURING COMPANY, L.P. | DP14GM6010041 |  | Natural Gas,Propane Gas | Downflow,Horizontal | Weatherized | 100 | 78 | 81 | 88.2 | 511 | 125 |  | Yes | AMACF
7502605 | Active | AMANA | AMANA HEATING AND AIR CONDITIONING | APG1460100M41 |  | Natural Gas,Propane Gas | Downflow,Horizontal | Weatherized | 100 | 78 | 81 | 88.2 | 511 | 125 |  | Yes | AMACF
7502576 | Active | GOODMAN | GOODMAN MANUFACTURING CO., LP. | GPG1460120M41 |  | Natural Gas,Propane Gas | Downflow,Horizontal | Weatherized | 120 | 94 | 81 | 106 | 668 | 125 | Yes | Yes | AMACF
7502591 | Active | DAIKIN | DAIKIN MANUFACTURING COMPANY, L.P. | DP14GM6012041 |  | Natural Gas,Propane Gas | Downflow,Horizontal | Weatherized | 120 | 94 | 81 | 106 | 668 | 125 |  | Yes | AMACF
7502606 | Active | AMANA | AMANA HEATING AND AIR CONDITIONING | APG1460120M41 |  | Natural Gas,Propane Gas | Downflow,Horizontal | Weatherized | 120 | 94 | 81 | 106 | 668 | 125 |  | Yes | AMACF
7520262 | Discontinued | TRANE | TRANE | YHC036*1*(L,X)A |  | Natural Gas,Propane Gas | Downflow,Horizontal | Weatherized | 60 | 48 | 78 | 80 | 985 | 47 | Yes | Yes
7520263 | Discontinued | TRANE | TRANE | YHC036*1*(M,Y)A |  | Natural Gas,Propane Gas | Downflow,Horizontal | Weatherized | 80 | 64 | 78 | 81 | 756 | 49 | Yes | Yes
7520264 | Discontinued | TRANE | TRANE | YHC036*1*(H,Z)A |  | Natural Gas,Propane Gas | Downflow,Horizontal | Weatherized | 120 | 96 | 78 | 80 | 470 | 41 | Yes | Yes
7520265 | Discontinued | TRANE | TRANE | YHC060*1*(H,Z)A |  | Natural Gas,Propane Gas | Downflow,Horizontal | Weatherized | 130 | 104 | 80 | 80 | 553 | 47 | Yes | Yes
7520274 | Discontinued | TRANE | TRANE | YSC036*1*(L,X)A |  | Natural Gas | Downflow,Horizontal | Weatherized | 60 | 48 | 78 | 80 | 985 | 47 |  | Yes
7791620 | Discontinued | AMERICAN STANDARD | AMERICAN STANDARD | YSC036*1*(L,X)A |  | Natural Gas | Downflow,Horizontal | Weatherized | 60 | 48 | 78 | 80 | 985 | 47 |  | Yes
7520275 | Discontinued | TRANE | TRANE | YSC036*1*(M,Y)A |  | Natural Gas | Downflow,Horizontal | Weatherized | 80 | 64 | 78 | 81 | 756 | 49 |  | Yes
7791647 | Discontinued | AMERICAN STANDARD | AMERICAN STANDARD | YSC036*1*(M,Y)A |  | Natural Gas | Downflow,Horizontal | Weatherized | 80 | 64 | 78 | 81 | 756 | 49 |  | Yes
7520276 | Discontinued | TRANE | TRANE | YHC048*1*(L,X)A |  | Natural Gas,Propane Gas | Downflow,Horizontal | Weatherized | 60 | 48 | 80 | 81 | 864 | 48 | Yes | Yes
7520277 | Discontinued | TRANE | TRANE | YHC048*1*(M,Y)A |  | Natural Gas,Propane Gas | Downflow,Horizontal | Weatherized | 80 | 64 | 80 | 80 | 698 | 47 | Yes | Yes
7520278 | Discontinued | TRANE | TRANE | YHC048*1*(H,Z)A |  | Natural Gas,Propane Gas | Downflow,Horizontal | Weatherized | 120 | 96 | 79 | 80 | 556 | 48 | Yes | Yes
7520279 | Discontinued | TRANE | TRANE | YSC048*1*(L,X)A |  | Natural Gas | Downflow,Horizontal | Weatherized | 60 | 48 | 79 | 81 | 1189 | 48 | Yes | Yes
7791649 | Discontinued | AMERICAN STANDARD | AMERICAN STANDARD | YSC048*1*(L,X)A |  | Natural Gas | Downflow,Horizontal | Weatherized | 60 | 48 | 79 | 81 | 1189 | 48 |  | Yes
7520280 | Discontinued | TRANE | TRANE | YSC048*1*(M,Y)A |  | Natural Gas | Downflow,Horizontal | Weatherized | 80 | 64 | 79 | 81 | 882 | 49 | Yes | Yes
7791650 | Discontinued | AMERICAN STANDARD | AMERICAN STANDARD | YSC048*1*(M,Y)A |  | Natural Gas | Downflow,Horizontal | Weatherized | 80 | 64 | 79 | 81 | 882 | 49 |  | Yes
7520281 | Discontinued | TRANE | TRANE | YSC048*1*(H,Z)A |  | Natural Gas | Downflow,Horizontal | Weatherized | 120 | 96 | 79 | 80 | 809 | 44 | Yes | Yes
7791648 | Discontinued | AMERICAN STANDARD | AMERICAN STANDARD | YSC048*1*(H,Z)A |  | Natural Gas | Downflow,Horizontal | Weatherized | 120 | 96 | 79 | 80 | 809 | 44 |  | Yes
7520282 | Discontinued | TRANE | TRANE | YHC060*1*(L,X)A |  | Natural Gas,Propane Gas | Downflow,Horizontal | Weatherized | 60 | 48 | 80 | 81 | 1002 | 46 | Yes | Yes
7520283 | Discontinued | TRANE | TRANE | YHC060*1*(M,Y)A |  | Natural Gas,Propane Gas | Downflow,Horizontal | Weatherized | 80 | 64 | 79 | 80 | 735 | 45 | Yes | Yes
7520284 | Discontinued | TRANE | TRANE | YSC060*1*(H,Z)A |  | Natural Gas | Downflow,Horizontal | Weatherized | 130 | 104 | 78 | 80 | 721 | 45 | Yes | Yes
7791651 | Discontinued | AMERICAN STANDARD | AMERICAN STANDARD | YSC060*1*(H,Z)A |  | Natural Gas | Downflow,Horizontal | Weatherized | 130 | 104 | 78 | 80 | 721 | 45 |  | Yes
7520445 | Discontinued | TRANE | TRANE | YSC036*1*(H,Z)A |  | Natural Gas | Downflow,Horizontal | Weatherized | 120 | 96 | 78 | 80 | 495 | 42 | Yes | Yes
7791646 | Discontinued | AMERICAN STANDARD | AMERICAN STANDARD | YSC036*1*(H,Z)A |  | Natural Gas | Downflow,Horizontal | Weatherized | 120 | 96 | 78 | 80 | 495 | 42 |  | Yes
7520446 | Discontinued | TRANE | TRANE | YSC060*1*(L,X)A |  | Natural Gas | Downflow,Horizontal | Weatherized | 60 | 48 | 78 | 80 | 1327 | 47 | Yes | Yes
7791652 | Discontinued | AMERICAN STANDARD | AMERICAN STANDARD | YSC060*1*(L,X)A |  | Natural Gas | Downflow,Horizontal | Weatherized | 60 | 48 | 78 | 80 | 1327 | 47 |  | Yes
7520447 | Discontinued | TRANE | TRANE | YSC060*1*(M,Y)A |  | Natural Gas | Downflow,Horizontal | Weatherized | 80 | 64 | 79 | 81 | 951 | 49 | Yes | Yes
7791653 | Discontinued | AMERICAN STANDARD | AMERICAN STANDARD | YSC060*1*(M,Y)A |  | Natural Gas | Downflow,Horizontal | Weatherized | 80 | 64 | 79 | 81 | 951 | 49 |  | Yes
7523927 | Active | TRANE | TRANE | 4YCC4024A1060** |  | Natural Gas,Propane Gas | Downflow,Horizontal | Weatherized | 60 | 49 | 81 | 58 | 289 | 42 | Yes | No
7523938 | Active | AMERICAN STANDARD | AMERICAN STANDARD HEATING & AIR CONDITIONING | 4YCC4024A1060** |  | Natural Gas,Propane Gas | Downflow,Horizontal | Weatherized | 60 | 49 | 81 | 58 | 289 | 42 |  | No
7523929 | Active | TRANE | TRANE | 4YCC4030A1070** |  | Natural Gas,Propane Gas | Downflow,Horizontal | Weatherized | 70 | 57 | 81 | 58 | 328 | 44 | Yes | No
7523939 | Active | AMERICAN STANDARD | AMERICAN STANDARD HEATING & AIR CONDITIONING | 4YCC4030A1070** |  | Natural Gas,Propane Gas | Downflow,Horizontal | Weatherized | 70 | 57 | 81 | 58 | 328 | 44 |  | No
7523930 | Active | TRANE | TRANE | 4YCC4036A1070** |  | Natural Gas,Propane Gas | Downflow,Horizontal | Weatherized | 70 | 57 | 81 | 58 | 339 | 43 | Yes | No
7523940 | Active | AMERICAN STANDARD | AMERICAN STANDARD HEATING & AIR CONDITIONING | 4YCC4036A1070** |  | Natural Gas,Propane Gas | Downflow,Horizontal | Weatherized | 70 | 57 | 81 | 58 | 339 | 43 |  | No
7523931 | Active | TRANE | TRANE | 4YCC4036A1090** |  | Natural Gas,Propane Gas | Downflow,Horizontal | Weatherized | 90 | 73 | 81 | 77 | 567 | 59 | Yes | No
7523941 | Active | AMERICAN STANDARD | AMERICAN STANDARD HEATING & AIR CONDITIONING | 4YCC4036A1090** |  | Natural Gas,Propane Gas | Downflow,Horizontal | Weatherized | 90 | 73 | 81 | 77 | 567 | 59 |  | No
7523932 | Active | TRANE | TRANE | 4YCC4042A1060** |  | Natural Gas,Propane Gas | Downflow,Horizontal | Weatherized | 60 | 49 | 81 | 58 | 309 | 34 | Yes | No
7523942 | Active | AMERICAN STANDARD | AMERICAN STANDARD HEATING & AIR CONDITIONING | 4YCC4042A1060** |  | Natural Gas,Propane Gas | Downflow,Horizontal | Weatherized | 60 | 49 | 81 | 58 | 309 | 34 |  | No
7523933 | Active | TRANE | TRANE | 4YCC4042A1090** |  | Natural Gas,Propane Gas | Downflow,Horizontal | Weatherized | 90 | 73 | 81 | 78 | 391 | 60 | Yes | No
7523943 | Active | AMERICAN STANDARD | AMERICAN STANDARD HEATING & AIR CONDITIONING | 4YCC4042A1090** |  | Natural Gas,Propane Gas | Downflow,Horizontal | Weatherized | 90 | 73 | 81 | 78 | 391 | 60 |  | No
7523934 | Active | TRANE | TRANE | 4YCC4048A1070** |  | Natural Gas,Propane Gas | Downflow,Horizontal | Weatherized | 70 | 57 | 81 | 58 | 292 | 45 | Yes | No
7523944 | Active | AMERICAN STANDARD | AMERICAN STANDARD HEATING & AIR CONDITIONING | 4YCC4048A1070** |  | Natural Gas,Propane Gas | Downflow,Horizontal | Weatherized | 70 | 57 | 81 | 58 | 292 | 45 |  | No
7523935 | Active | TRANE | TRANE | 4YCC4048A1090** |  | Natural Gas,Propane Gas | Downflow,Horizontal | Weatherized | 90 | 73 | 81 | 78 | 391 | 60 | Yes | No
7523945 | Active | AMERICAN STANDARD | AMERICAN STANDARD HEATING & AIR CONDITIONING | 4YCC4048A1090** |  | Natural Gas,Propane Gas | Downflow,Horizontal | Weatherized | 90 | 73 | 81 | 78 | 391 | 60 |  | No
7523936 | Active | TRANE | TRANE | 4YCC4060A1090** |  | Natural Gas,Propane Gas | Downflow,Horizontal | Weatherized | 90 | 73 | 81 | 78 | 437 | 59 | Yes | No
7523946 | Active | AMERICAN STANDARD | AMERICAN STANDARD HEATING & AIR CONDITIONING | 4YCC4060A1090** |  | Natural Gas,Propane Gas | Downflow,Horizontal | Weatherized | 90 | 73 | 81 | 78 | 437 | 59 |  | No
7523937 | Active | TRANE | TRANE | 4YCC4060A1115** |  | Natural Gas,Propane Gas | Downflow,Horizontal | Weatherized | 115 | 93 | 81 | 97 | 664 | 62 | Yes | No
7523947 | Active | AMERICAN STANDARD | AMERICAN STANDARD HEATING & AIR CONDITIONING | 4YCC4060A1115** |  | Natural Gas,Propane Gas | Downflow,Horizontal | Weatherized | 115 | 93 | 81 | 97 | 664 | 62 |  | No
7523962 | Discontinued | ALLSTYLE, MERIDIAN, STYLEQUEST, TFC | TEXAS FURNACE, LLC | ADA060NI3R |  | Natural Gas,Propane Gas | Upflow,Downflow,Horizontal | Non-Weatherized | 60 | 49 | 80.2 | 57.5 | 575 | 61 |  | No
7523969 | Discontinued | CROWN | CROWN BOILER CO. | MDA060NI3R |  | Natural Gas,Propane Gas | Upflow,Downflow,Horizontal | Non-Weatherized | 60 | 49 | 80.2 | 57.5 | 575 | 61 |  | No
7523963 | Discontinued | ALLSTYLE, MERIDIAN, STYLEQUEST, TFC | TEXAS FURNACE, LLC | ADA080NI3R |  | Natural Gas,Propane Gas | Upflow,Downflow,Horizontal | Non-Weatherized | 80 | 65 | 80.2 | 76.2 | 680 | 56 |  | No
7523970 | Discontinued | CROWN | CROWN BOILER CO. | MDA080NI3R |  | Natural Gas,Propane Gas | Upflow,Downflow,Horizontal | Non-Weatherized | 80 | 65 | 80.2 | 76.2 | 680 | 56 |  | No
7523964 | Discontinued | ALLSTYLE, MERIDIAN, STYLEQUEST, TFC | TEXAS FURNACE, LLC | ADA100NI4R |  | Natural Gas,Propane Gas | Upflow,Downflow,Horizontal | Non-Weatherized | 100 | 81 | 80.2 | 94.4 | 980 | 56 |  | No
7523971 | Discontinued | CROWN | CROWN BOILER CO. | MDA100NI4R |  | Natural Gas,Propane Gas | Upflow,Downflow,Horizontal | Non-Weatherized | 100 | 81 | 80.2 | 94.4 | 980 | 56 |  | No
7523965 | Discontinued | ALLSTYLE, MERIDIAN, STYLEQUEST, TFC | TEXAS FURNACE, LLC | ADA100NI5R |  | Natural Gas,Propane Gas | Upflow,Downflow,Horizontal | Non-Weatherized | 100 | 81 | 80.2 | 95.1 | 990 | 83 |  | No
7523972 | Discontinued | CROWN | CROWN BOILER CO. | MDA100NI5R |  | Natural Gas,Propane Gas | Upflow,Downflow,Horizontal | Non-Weatherized | 100 | 81 | 80.2 | 95.1 | 990 | 83 |  | No
7523966 | Discontinued | ALLSTYLE, MERIDIAN, STYLEQUEST, TFC | TEXAS FURNACE, LLC | ADA120NI4R |  | Natural Gas,Propane Gas | Upflow,Downflow,Horizontal | Non-Weatherized | 120 | 98 | 80.2 | 114 | 990 | 82 |  | No
7523973 | Discontinued | CROWN | CROWN BOILER CO. | MDA120NI4R |  | Natural Gas,Propane Gas | Upflow,Downflow,Horizontal | Non-Weatherized | 120 | 98 | 80.2 | 114 | 990 | 82 |  | No
7523967 | Discontinued | ALLSTYLE, MERIDIAN, STYLEQUEST, TFC | TEXAS FURNACE, LLC | ADA120NI5R |  | Natural Gas,Propane Gas | Upflow,Downflow,Horizontal | Non-Weatherized | 120 | 98 | 80.2 | 115 | 990 | 88 |  | No
7523974 | Discontinued | CROWN | CROWN BOILER CO. | MDA120NI5R |  | Natural Gas,Propane Gas | Upflow,Downflow,Horizontal | Non-Weatherized | 120 | 98 | 80.2 | 115 | 990 | 88 |  | No
7523968 | Discontinued | ALLSTYLE, MERIDIAN, STYLEQUEST, TFC | TEXAS FURNACE, LLC | ADA140NI5R |  | Natural Gas,Propane Gas | Upflow,Downflow,Horizontal | Non-Weatherized | 140 | 114 | 80.2 | 134 | 990 | 88 |  | No
7523975 | Discontinued | CROWN | CROWN BOILER CO. | MDA140NI5R |  | Natural Gas,Propane Gas | Upflow,Downflow,Horizontal | Non-Weatherized | 140 | 114 | 80.2 | 134 | 990 | 88 |  | No
7559606 | Active | CARRIER | CARRIER CORPORATION | 48VL-B240403* |  | Natural Gas, Propane Gas | Downflow, Horizontal | Weatherized | 40 | 33 | 81 | 38.8 | 325 | 83 | Yes | Yes
7947157 | Active | BRYANT | BRYANT HEATING & COOLING SYSTEMS | 577ENWB48115A* |  | Natural Gas, Propane Gas | Downflow, Horizontal | Weatherized | 115 | 94 | 81 | 111.2 | 468 | 30 |  | Yes | AMACF
7559895 | Active | PAYNE | PAYNE HEATING & COOLING | PY4GNAA24040A* |  | Natural Gas, Propane Gas | Downflow, Horizontal | Weatherized | 40 | 33 | 81 | 38.8 | 325 | 83 |  | Yes
7562217 | Active | AIRQUEST, ARCOAIRE, COMFORTMAKER, DAY & NIGHT, HEIL, ICP COMMERCIAL, KEEPRITE, KENMORE, TEMPSTAR | INTERNATIONAL COMFORT PRODUCTS | PGD424040K**0D* |  | Natural Gas, Propane Gas | Downflow, Horizontal | Weatherized | 40 | 33 | 81 | 38.8 | 325 | 83 |  | Yes
7562416 | Active | AIRQUEST, ARCOAIRE, COMFORTMAKER, DAY & NIGHT, HEIL, ICP COMMERCIAL, KEEPRITE, KENMORE, TEMPSTAR | INTERNATIONAL COMFORT PRODUCTS | PGS424040K**0D* |  | Natural Gas, Propane Gas | Downflow, Horizontal | Weatherized | 40 | 33 | 81 | 38.8 | 325 | 83 |  | Yes
7566619 | Active | ECOTEMP, GRANDAIRE | INTERNATIONAL COMFORT PRODUCTS | WPG4244040RKA* |  | Natural Gas, Propane Gas | Downflow, Horizontal | Weatherized | 40 | 33 | 81 | 38.8 | 325 | 83 |  | Yes
7559607 | Active | CARRIER | CARRIER CORPORATION | 48VL-B240603* |  | Natural Gas, Propane Gas | Downflow, Horizontal | Weatherized | 60 | 49 | 81 | 57.4 | 609 | 85 | Yes | Yes
7947171 | Active | BRYANT | BRYANT HEATING & COOLING SYSTEMS | 577ENWB48115N* |  | Natural Gas, Propane Gas | Downflow, Horizontal | Weatherized | 115 | 94 | 81 | 111.2 | 468 | 30 |  | Yes | AMACF
7559898 | Active | PAYNE | PAYNE HEATING & COOLING | PY4GNAA24060A* |  | Natural Gas, Propane Gas | Downflow, Horizontal | Weatherized | 60 | 49 | 81 | 57.4 | 609 | 85 |  | Yes
7562305 | Active | AIRQUEST, ARCOAIRE, COMFORTMAKER, DAY & NIGHT, HEIL, ICP COMMERCIAL, KEEPRITE, KENMORE, TEMPSTAR | INTERNATIONAL COMFORT PRODUCTS | PGD424060K**0D* |  | Natural Gas, Propane Gas | Downflow, Horizontal | Weatherized | 60 | 49 | 81 | 57.4 | 609 | 85 |  | Yes
7562418 | Active | AIRQUEST, ARCOAIRE, COMFORTMAKER, DAY & NIGHT, HEIL, ICP COMMERCIAL, KEEPRITE, KENMORE, TEMPSTAR | INTERNATIONAL COMFORT PRODUCTS | PGS424060K**0D* |  | Natural Gas, Propane Gas | Downflow, Horizontal | Weatherized | 60 | 49 | 81 | 57.4 | 609 | 85 |  | Yes
7566620 | Active | ECOTEMP, GRANDAIRE | INTERNATIONAL COMFORT PRODUCTS | WPG4244060RKA* |  | Natural Gas, Propane Gas | Downflow, Horizontal | Weatherized | 60 | 49 | 81 | 57.4 | 609 | 85 |  | Yes
7559608 | Active | CARRIER | CARRIER CORPORATION | 48VL-B300403* |  | Natural Gas, Propane Gas | Downflow, Horizontal | Weatherized | 40 | 33 | 81 | 38.8 | 325 | 83 | Yes | Yes
7947158 | Active | BRYANT | BRYANT HEATING & COOLING SYSTEMS | 577ENWB48130A* |  | Natural Gas, Propane Gas | Downflow, Horizontal | Weatherized | 127 | 104 | 81 | 112 | 425 | 35 |  | Yes | AMACF
7559900 | Active | PAYNE | PAYNE HEATING & COOLING | PY4GNAA30040A* |  | Natural Gas, Propane Gas | Downflow, Horizontal | Weatherized | 40 | 33 | 81 | 38.8 | 325 | 83 |  | Yes
7562307 | Active | AIRQUEST, ARCOAIRE, COMFORTMAKER, DAY & NIGHT, HEIL, ICP COMMERCIAL, KEEPRITE, KENMORE, TEMPSTAR | INTERNATIONAL COMFORT PRODUCTS | PGD430040K**0D* |  | Natural Gas, Propane Gas | Downflow, Horizontal | Weatherized | 40 | 33 | 81 | 38.8 | 325 | 83 |  | Yes
7562419 | Active | AIRQUEST, ARCOAIRE, COMFORTMAKER, DAY & NIGHT, HEIL, ICP COMMERCIAL, KEEPRITE, KENMORE, TEMPSTAR | INTERNATIONAL COMFORT PRODUCTS | PGS430040K**0D* |  | Natural Gas, Propane Gas | Downflow, Horizontal | Weatherized | 40 | 33 | 81 | 38.8 | 325 | 83 |  | Yes
7566621 | Active | ECOTEMP, GRANDAIRE | INTERNATIONAL COMFORT PRODUCTS | WPG4304040RKA* |  | Natural Gas, Propane Gas | Downflow, Horizontal | Weatherized | 40 | 33 | 81 | 38.8 | 325 | 83 |  | Yes
7559609 | Active | CARRIER | CARRIER CORPORATION | 48VL-B300603* |  | Natural Gas, Propane Gas | Downflow, Horizontal | Weatherized | 60 | 49 | 81 | 57.4 | 609 | 85 | Yes | Yes
7947172 | Active | BRYANT | BRYANT HEATING & COOLING SYSTEMS | 577ENWB48130N* |  | Natural Gas, Propane Gas | Downflow, Horizontal | Weatherized | 127 | 104 | 81 | 112 | 425 | 35 |  | Yes | AMACF
7559903 | Active | PAYNE | PAYNE HEATING & COOLING | PY4GNAA30060A* |  | Natural Gas, Propane Gas | Downflow, Horizontal | Weatherized | 60 | 49 | 81 | 57.4 | 609 | 85 |  | Yes
7562309 | Active | AIRQUEST, ARCOAIRE, COMFORTMAKER, DAY & NIGHT, HEIL, ICP COMMERCIAL, KEEPRITE, KENMORE, TEMPSTAR | INTERNATIONAL COMFORT PRODUCTS | PGD430060K**0D* |  | Natural Gas, Propane Gas | Downflow, Horizontal | Weatherized | 60 | 49 | 81 | 57.4 | 609 | 85 |  | Yes
7562421 | Active | AIRQUEST, ARCOAIRE, COMFORTMAKER, DAY & NIGHT, HEIL, ICP COMMERCIAL, KEEPRITE, KENMORE, TEMPSTAR | INTERNATIONAL COMFORT PRODUCTS | PGS430060K**0D* |  | Natural Gas, Propane Gas | Downflow, Horizontal | Weatherized | 60 | 49 | 81 | 57.4 | 609 | 85 |  | Yes
7566622 | Active | ECOTEMP, GRANDAIRE | INTERNATIONAL COMFORT PRODUCTS | WPG4304060RKA* |  | Natural Gas, Propane Gas | Downflow, Horizontal | Weatherized | 60 | 49 | 81 | 57.4 | 609 | 85 |  | Yes
7559610 | Active | CARRIER | CARRIER CORPORATION | 48VL-B360603* |  | Natural Gas, Propane Gas | Downflow, Horizontal | Weatherized | 60 | 49 | 81 | 57.1 | 683 | 83 | Yes | Yes
7947159 | Active | BRYANT | BRYANT HEATING & COOLING SYSTEMS | 577ENWB60090A* |  | Natural Gas, Propane Gas | Downflow, Horizontal | Weatherized | 90 | 74 | 81 | 76.3 | 240 | 29 |  | Yes | AMACF
7559905 | Active | PAYNE | PAYNE HEATING & COOLING | PY4GNAA36060A* |  | Natural Gas, Propane Gas | Downflow, Horizontal | Weatherized | 60 | 49 | 81 | 57.1 | 683 | 83 |  | Yes
7562310 | Active | AIRQUEST, ARCOAIRE, COMFORTMAKER, DAY & NIGHT, HEIL, ICP COMMERCIAL, KEEPRITE, KENMORE, TEMPSTAR | INTERNATIONAL COMFORT PRODUCTS | PGD436060K**0D* |  | Natural Gas, Propane Gas | Downflow, Horizontal | Weatherized | 60 | 49 | 81 | 57.1 | 683 | 83 |  | Yes
7562422 | Active | AIRQUEST, ARCOAIRE, COMFORTMAKER, DAY & NIGHT, HEIL, ICP COMMERCIAL, KEEPRITE, KENMORE, TEMPSTAR | INTERNATIONAL COMFORT PRODUCTS | PGS436060K**0D* |  | Natural Gas, Propane Gas | Downflow, Horizontal | Weatherized | 60 | 49 | 81 | 57.1 | 683 | 83 |  | Yes
7566623 | Active | ECOTEMP, GRANDAIRE | INTERNATIONAL COMFORT PRODUCTS | WPG4364060RKA* |  | Natural Gas, Propane Gas | Downflow, Horizontal | Weatherized | 60 | 49 | 81 | 57.1 | 683 | 83 |  | Yes
7559611 | Active | CARRIER | CARRIER CORPORATION | 48VL-B360903* |  | Natural Gas, Propane Gas | Downflow, Horizontal | Weatherized | 90 | 73 | 81 | 75.8 | 904 | 81 | Yes | Yes
7947173 | Active | BRYANT | BRYANT HEATING & COOLING SYSTEMS | 577ENWB60090N* |  | Natural Gas, Propane Gas | Downflow, Horizontal | Weatherized | 90 | 74 | 81 | 76.3 | 240 | 29 |  | Yes | AMACF
7559908 | Active | PAYNE | PAYNE HEATING & COOLING | PY4GNAA36090A* |  | Natural Gas, Propane Gas | Downflow, Horizontal | Weatherized | 90 | 73 | 81 | 75.8 | 904 | 81 |  | Yes
7562312 | Active | AIRQUEST, ARCOAIRE, COMFORTMAKER, DAY & NIGHT, HEIL, ICP COMMERCIAL, KEEPRITE, KENMORE, TEMPSTAR | INTERNATIONAL COMFORT PRODUCTS | PGD436090K**0D* |  | Natural Gas, Propane Gas | Downflow, Horizontal | Weatherized | 90 | 73 | 81 | 75.8 | 904 | 81 |  | Yes
7562424 | Active | AIRQUEST, ARCOAIRE, COMFORTMAKER, DAY & NIGHT, HEIL, ICP COMMERCIAL, KEEPRITE, KENMORE, TEMPSTAR | INTERNATIONAL COMFORT PRODUCTS | PGS436090K**0D* |  | Natural Gas, Propane Gas | Downflow, Horizontal | Weatherized | 90 | 73 | 81 | 75.8 | 904 | 81 |  | Yes
7566624 | Active | ECOTEMP, GRANDAIRE | INTERNATIONAL COMFORT PRODUCTS | WPG4364090RKA* |  | Natural Gas, Propane Gas | Downflow, Horizontal | Weatherized | 90 | 73 | 81 | 75.8 | 904 | 81 |  | Yes
7559612 | Active | CARRIER | CARRIER CORPORATION | 48VL-B420603* |  | Natural Gas, Propane Gas | Downflow, Horizontal | Weatherized | 60 | 49 | 81 | 58.2 | 425 | 86 | Yes | Yes
7947160 | Active | BRYANT | BRYANT HEATING & COOLING SYSTEMS | 577ENWB60115A* |  | Natural Gas, Propane Gas | Downflow, Horizontal | Weatherized | 115 | 94 | 81 | 111.2 | 468 | 30 |  | Yes | AMACF
7559910 | Active | PAYNE | PAYNE HEATING & COOLING | PY4GNAA42060A* |  | Natural Gas, Propane Gas | Downflow, Horizontal | Weatherized | 60 | 49 | 81 | 58.2 | 425 | 86 |  | Yes
7562314 | Active | AIRQUEST, ARCOAIRE, COMFORTMAKER, DAY & NIGHT, HEIL, ICP COMMERCIAL, KEEPRITE, KENMORE, TEMPSTAR | INTERNATIONAL COMFORT PRODUCTS | PGD442060K**0D* |  | Natural Gas, Propane Gas | Downflow, Horizontal | Weatherized | 60 | 49 | 81 | 58.2 | 425 | 86 |  | Yes
7562426 | Active | AIRQUEST, ARCOAIRE, COMFORTMAKER, DAY & NIGHT, HEIL, ICP COMMERCIAL, KEEPRITE, KENMORE, TEMPSTAR | INTERNATIONAL COMFORT PRODUCTS | PGS442060K**0D* |  | Natural Gas, Propane Gas | Downflow, Horizontal | Weatherized | 60 | 49 | 81 | 58.2 | 425 | 86 |  | Yes
7566625 | Active | ECOTEMP, GRANDAIRE | INTERNATIONAL COMFORT PRODUCTS | WPG4424060RKA* |  | Natural Gas, Propane Gas | Downflow, Horizontal | Weatherized | 60 | 49 | 81 | 58.2 | 425 | 86 |  | Yes
7559613 | Active | CARRIER | CARRIER CORPORATION | 48VL-B420903* |  | Natural Gas, Propane Gas | Downflow, Horizontal | Weatherized | 90 | 74 | 81 | 77.4 | 549 | 87 | Yes | Yes
7947174 | Active | BRYANT | BRYANT HEATING & COOLING SYSTEMS | 577ENWB60115N* |  | Natural Gas, Propane Gas | Downflow, Horizontal | Weatherized | 115 | 94 | 81 | 111.2 | 468 | 30 |  | Yes | AMACF
7559913 | Active | PAYNE | PAYNE HEATING & COOLING | PY4GNAA42090A* |  | Natural Gas, Propane Gas | Downflow, Horizontal | Weatherized | 90 | 74 | 81 | 77.4 | 549 | 87 |  | Yes
7562315 | Active | AIRQUEST, ARCOAIRE, COMFORTMAKER, DAY & NIGHT, HEIL, ICP COMMERCIAL, KEEPRITE, KENMORE, TEMPSTAR | INTERNATIONAL COMFORT PRODUCTS | PGD442090K**0D* |  | Natural Gas, Propane Gas | Downflow, Horizontal | Weatherized | 90 | 74 | 81 | 77.4 | 549 | 87 |  | Yes
7562427 | Active | AIRQUEST, ARCOAIRE, COMFORTMAKER, DAY & NIGHT, HEIL, ICP COMMERCIAL, KEEPRITE, KENMORE, TEMPSTAR | INTERNATIONAL COMFORT PRODUCTS | PGS442090K**0D* |  | Natural Gas, Propane Gas | Downflow, Horizontal | Weatherized | 90 | 74 | 81 | 77.4 | 549 | 87 |  | Yes
7566626 | Active | ECOTEMP, GRANDAIRE | INTERNATIONAL COMFORT PRODUCTS | WPG4424090RKA* |  | Natural Gas, Propane Gas | Downflow, Horizontal | Weatherized | 90 | 74 | 81 | 77.4 | 549 | 87 |  | Yes
7559614 | Active | CARRIER | CARRIER CORPORATION | 48VL-B480903* |  | Natural Gas, Propane Gas | Downflow, Horizontal | Weatherized | 90 | 74 | 81 | 77.6 | 500 | 88 | Yes | Yes | AMACF
7947161 | Active | BRYANT | BRYANT HEATING & COOLING SYSTEMS | 577ENWB60130A* |  | Natural Gas, Propane Gas | Downflow, Horizontal | Weatherized | 127 | 104 | 81 | 112 | 425 | 35 |  | Yes | AMACF
7559916 | Active | PAYNE | PAYNE HEATING & COOLING | PY4GNAA48090A* |  | Natural Gas, Propane Gas | Downflow, Horizontal | Weatherized | 90 | 74 | 81 | 77.6 | 500 | 88 |  | Yes | AMACF
7562317 | Active | AIRQUEST, ARCOAIRE, COMFORTMAKER, DAY & NIGHT, HEIL, ICP COMMERCIAL, KEEPRITE, KENMORE, TEMPSTAR | INTERNATIONAL COMFORT PRODUCTS | PGD448090K**0D* |  | Natural Gas, Propane Gas | Downflow, Horizontal | Weatherized | 90 | 74 | 81 | 77.6 | 500 | 88 |  | Yes | AMACF
7562429 | Active | AIRQUEST, ARCOAIRE, COMFORTMAKER, DAY & NIGHT, HEIL, ICP COMMERCIAL, KEEPRITE, KENMORE, TEMPSTAR | INTERNATIONAL COMFORT PRODUCTS | PGS448090K**0D* |  | Natural Gas, Propane Gas | Downflow, Horizontal | Weatherized | 90 | 74 | 81 | 77.6 | 500 | 88 |  | Yes | AMACF
7566627 | Active | ECOTEMP, GRANDAIRE | INTERNATIONAL COMFORT PRODUCTS | WPG4484090RKA* |  | Natural Gas, Propane Gas | Downflow, Horizontal | Weatherized | 90 | 74 | 81 | 77.6 | 500 | 88 |  | Yes | AMACF
7559615 | Active | CARRIER | CARRIER CORPORATION | 48VL-B481153* |  | Natural Gas, Propane Gas | Downflow, Horizontal | Weatherized | 115 | 94 | 81 | 113.5 | 1375 | 93 | Yes | Yes
7947175 | Active | BRYANT | BRYANT HEATING & COOLING SYSTEMS | 577ENWB60130N* |  | Natural Gas, Propane Gas | Downflow, Horizontal | Weatherized | 127 | 104 | 81 | 112 | 425 | 35 |  | Yes | AMACF
7559919 | Active | PAYNE | PAYNE HEATING & COOLING | PY4GNAA48115A* |  | Natural Gas, Propane Gas | Downflow, Horizontal | Weatherized | 115 | 94 | 81 | 113.5 | 1375 | 93 |  | Yes
7562318 | Active | AIRQUEST, ARCOAIRE, COMFORTMAKER, DAY & NIGHT, HEIL, ICP COMMERCIAL, KEEPRITE, KENMORE, TEMPSTAR | INTERNATIONAL COMFORT PRODUCTS | PGD448115K**0D* |  | Natural Gas, Propane Gas | Downflow, Horizontal | Weatherized | 115 | 94 | 81 | 113.5 | 1375 | 93 |  | Yes
7562431 | Active | AIRQUEST, ARCOAIRE, COMFORTMAKER, DAY & NIGHT, HEIL, ICP COMMERCIAL, KEEPRITE, KENMORE, TEMPSTAR | INTERNATIONAL COMFORT PRODUCTS | PGS448115K**0D* |  | Natural Gas, Propane Gas | Downflow, Horizontal | Weatherized | 115 | 94 | 81 | 113.5 | 1375 | 93 |  | Yes
7566628 | Active | ECOTEMP, GRANDAIRE | INTERNATIONAL COMFORT PRODUCTS | WPG4484115RKA* |  | Natural Gas, Propane Gas | Downflow, Horizontal | Weatherized | 115 | 94 | 81 | 113.5 | 1375 | 93 |  | Yes
7559616 | Active | CARRIER | CARRIER CORPORATION | 48VL-B481303* |  | Natural Gas, Propane Gas | Downflow, Horizontal | Weatherized | 127 | 104 | 81 | 114.2 | 1190 | 90 | Yes | Yes
7819230 | Active | BRYANT PREFERRED | BRYANT HEATING & COOLING SYSTEMS | 581JJ04(A,D,G,K)072* |  | Natural Gas,Propane Gas | Downflow,Horizontal | Weatherized | 65 | 53 | 81 | 79.3 | 401 | 46 |  | Yes | AMACF
7559921 | Active | PAYNE | PAYNE HEATING & COOLING | PY4GNAA48130A* |  | Natural Gas, Propane Gas | Downflow, Horizontal | Weatherized | 127 | 104 | 81 | 114.2 | 1190 | 90 |  | Yes
7562320 | Active | AIRQUEST, ARCOAIRE, COMFORTMAKER, DAY & NIGHT, HEIL, ICP COMMERCIAL, KEEPRITE, KENMORE, TEMPSTAR | INTERNATIONAL COMFORT PRODUCTS | PGD448130K**0D* |  | Natural Gas, Propane Gas | Downflow, Horizontal | Weatherized | 127 | 104 | 81 | 114.2 | 1190 | 90 |  | Yes
7562432 | Active | AIRQUEST, ARCOAIRE, COMFORTMAKER, DAY & NIGHT, HEIL, ICP COMMERCIAL, KEEPRITE, KENMORE, TEMPSTAR | INTERNATIONAL COMFORT PRODUCTS | PGS448130K**0D* |  | Natural Gas, Propane Gas | Downflow, Horizontal | Weatherized | 127 | 104 | 81 | 114.2 | 1190 | 90 |  | Yes
7566629 | Active | ECOTEMP, GRANDAIRE | INTERNATIONAL COMFORT PRODUCTS | WPG4484130RKA* |  | Natural Gas, Propane Gas | Downflow, Horizontal | Weatherized | 127 | 104 | 81 | 114.2 | 1190 | 90 |  | Yes
7559617 | Active | CARRIER | CARRIER CORPORATION | 48VL-B600903* |  | Natural Gas, Propane Gas | Downflow, Horizontal | Weatherized | 90 | 74 | 81 | 77.3 | 577 | 85 | Yes | Yes
7819233 | Active | BRYANT PREFERRED | BRYANT HEATING & COOLING SYSTEMS | 581JJ04(A,D,G,K)115* |  | Natural Gas,Propane Gas | Downflow,Horizontal | Weatherized | 90 | 73 | 81.2 | 79.5 | 544 | 75 |  | Yes | AMACF
7559924 | Active | PAYNE | PAYNE HEATING & COOLING | PY4GNAA60090A* |  | Natural Gas, Propane Gas | Downflow, Horizontal | Weatherized | 90 | 74 | 81 | 77.3 | 577 | 85 |  | Yes
7562322 | Active | AIRQUEST, ARCOAIRE, COMFORTMAKER, DAY & NIGHT, HEIL, ICP COMMERCIAL, KEEPRITE, KENMORE, TEMPSTAR | INTERNATIONAL COMFORT PRODUCTS | PGD460090K**0D* |  | Natural Gas, Propane Gas | Downflow, Horizontal | Weatherized | 90 | 74 | 81 | 77.3 | 577 | 85 |  | Yes
7562434 | Active | AIRQUEST, ARCOAIRE, COMFORTMAKER, DAY & NIGHT, HEIL, ICP COMMERCIAL, KEEPRITE, KENMORE, TEMPSTAR | INTERNATIONAL COMFORT PRODUCTS | PGS460090K**0D* |  | Natural Gas, Propane Gas | Downflow, Horizontal | Weatherized | 90 | 74 | 81 | 77.3 | 577 | 85 |  | Yes
7566630 | Active | ECOTEMP, GRANDAIRE | INTERNATIONAL COMFORT PRODUCTS | WPG4604090RKA* |  | Natural Gas, Propane Gas | Downflow, Horizontal | Weatherized | 90 | 74 | 81 | 77.3 | 577 | 85 |  | Yes
7559618 | Active | CARRIER | CARRIER CORPORATION | 48VL-B601153* |  | Natural Gas, Propane Gas | Downflow, Horizontal | Weatherized | 115 | 94 | 81 | 114 | 1250 | 86 | Yes | Yes
7819238 | Active | BRYANT PREFERRED | BRYANT HEATING & COOLING SYSTEMS | 581JJ04(B,E,H,L)060* |  | Natural Gas,Propane Gas | Downflow,Horizontal | Weatherized | 60 | 47 | 81 | 79.5 | 391 | 44 |  | Yes | AMACF
7559926 | Active | PAYNE | PAYNE HEATING & COOLING | PY4GNAA60115A* |  | Natural Gas, Propane Gas | Downflow, Horizontal | Weatherized | 115 | 94 | 81 | 114 | 1250 | 86 |  | Yes
7562323 | Active | AIRQUEST, ARCOAIRE, COMFORTMAKER, DAY & NIGHT, HEIL, ICP COMMERCIAL, KEEPRITE, KENMORE, TEMPSTAR | INTERNATIONAL COMFORT PRODUCTS | PGD460115K**0D* |  | Natural Gas, Propane Gas | Downflow, Horizontal | Weatherized | 115 | 94 | 81 | 114 | 1250 | 86 |  | Yes
7562435 | Active | AIRQUEST, ARCOAIRE, COMFORTMAKER, DAY & NIGHT, HEIL, ICP COMMERCIAL, KEEPRITE, KENMORE, TEMPSTAR | INTERNATIONAL COMFORT PRODUCTS | PGS460115K**0D* |  | Natural Gas, Propane Gas | Downflow, Horizontal | Weatherized | 115 | 94 | 81 | 114 | 1250 | 86 |  | Yes
7566631 | Active | ECOTEMP, GRANDAIRE | INTERNATIONAL COMFORT PRODUCTS | WPG4604115RKA* |  | Natural Gas, Propane Gas | Downflow, Horizontal | Weatherized | 115 | 94 | 81 | 114 | 1250 | 86 |  | Yes
7559619 | Active | CARRIER | CARRIER CORPORATION | 48VL-B601303* |  | Natural Gas, Propane Gas | Downflow, Horizontal | Weatherized | 127 | 104 | 81 | 114.3 | 1167 | 90 | Yes | Yes
7819241 | Active | BRYANT PREFERRED | BRYANT HEATING & COOLING SYSTEMS | 581JJ04(B,E,H,L)090* |  | Natural Gas,Propane Gas | Downflow,Horizontal | Weatherized | 90 | 73 | 81.2 | 79.6 | 603 | 74 |  | Yes
7559929 | Active | PAYNE | PAYNE HEATING & COOLING | PY4GNAA60130A* |  | Natural Gas, Propane Gas | Downflow, Horizontal | Weatherized | 127 | 104 | 81 | 114.3 | 1167 | 90 |  | Yes
7562325 | Active | AIRQUEST, ARCOAIRE, COMFORTMAKER, DAY & NIGHT, HEIL, ICP COMMERCIAL, KEEPRITE, KENMORE, TEMPSTAR | INTERNATIONAL COMFORT PRODUCTS | PGD460130K**0D* |  | Natural Gas, Propane Gas | Downflow, Horizontal | Weatherized | 127 | 104 | 81 | 114.3 | 1167 | 90 |  | Yes
7562437 | Active | AIRQUEST, ARCOAIRE, COMFORTMAKER, DAY & NIGHT, HEIL, ICP COMMERCIAL, KEEPRITE, KENMORE, TEMPSTAR | INTERNATIONAL COMFORT PRODUCTS | PGS460130K**0D* |  | Natural Gas, Propane Gas | Downflow, Horizontal | Weatherized | 127 | 104 | 81 | 114.3 | 1167 | 90 |  | Yes
7566632 | Active | ECOTEMP, GRANDAIRE | INTERNATIONAL COMFORT PRODUCTS | WPG4604130RKA* |  | Natural Gas, Propane Gas | Downflow, Horizontal | Weatherized | 127 | 104 | 81 | 114.3 | 1167 | 90 |  | Yes
7559620 | Active | CARRIER | CARRIER CORPORATION | 48VT-B240403* |  | Natural Gas, Propane Gas | Downflow, Horizontal | Weatherized | 40 | 33 | 81 | 38.8 | 343 | 85 | Yes | Yes
7819249 | Active | BRYANT PREFERRED | BRYANT HEATING & COOLING SYSTEMS | 581JJ04(C,F,J,M)072* |  | Natural Gas,Propane Gas | Downflow,Horizontal | Weatherized | 65 | 53 | 81 | 79.5 | 544 | 75 |  | Yes | AMACF
7562949 | Active | AIRQUEST, ARCOAIRE, COMFORTMAKER, DAY & NIGHT, HEIL, ICP COMMERCIAL, KEEPRITE, KENMORE, TEMPSTAR | INTERNATIONAL COMFORT PRODUCTS | PDD424040K**0D* |  | Natural Gas, Propane Gas | Downflow, Horizontal | Weatherized | 40 | 33 | 81 | 38.8 | 343 | 85 |  | Yes
7563015 | Active | AIRQUEST, ARCOAIRE, COMFORTMAKER, DAY & NIGHT, HEIL, ICP COMMERCIAL, KEEPRITE, KENMORE, TEMPSTAR | INTERNATIONAL COMFORT PRODUCTS | PDS424040K**0D* |  | Natural Gas, Propane Gas | Downflow, Horizontal | Weatherized | 40 | 33 | 81 | 38.8 | 343 | 85 |  | Yes
7559621 | Active | CARRIER | CARRIER CORPORATION | 48VT-B240603* |  | Natural Gas, Propane Gas | Downflow, Horizontal | Weatherized | 60 | 49 | 81 | 57.4 | 627 | 87 | Yes | Yes
7819246 | Active | BRYANT PREFERRED | BRYANT HEATING & COOLING SYSTEMS | 581JJ04(C,F,J,M)115* |  | Natural Gas,Propane Gas | Downflow,Horizontal | Weatherized | 90 | 73 | 81.2 | 79.3 | 401 | 46 |  | Yes | AMACF
7562951 | Active | AIRQUEST, ARCOAIRE, COMFORTMAKER, DAY & NIGHT, HEIL, ICP COMMERCIAL, KEEPRITE, KENMORE, TEMPSTAR | INTERNATIONAL COMFORT PRODUCTS | PDD424060K**0D* |  | Natural Gas, Propane Gas | Downflow, Horizontal | Weatherized | 60 | 49 | 81 | 57.4 | 627 | 87 |  | Yes
7563016 | Active | AIRQUEST, ARCOAIRE, COMFORTMAKER, DAY & NIGHT, HEIL, ICP COMMERCIAL, KEEPRITE, KENMORE, TEMPSTAR | INTERNATIONAL COMFORT PRODUCTS | PDS424060K**0D* |  | Natural Gas, Propane Gas | Downflow, Horizontal | Weatherized | 60 | 49 | 81 | 57.4 | 627 | 87 |  | Yes
7559622 | Active | CARRIER | CARRIER CORPORATION | 48VT-B300403* |  | Natural Gas, Propane Gas | Downflow, Horizontal | Weatherized | 40 | 33 | 81 | 38.8 | 343 | 85 | Yes | Yes
7819231 | Active | BRYANT PREFERRED | BRYANT HEATING & COOLING SYSTEMS | 581JJ05(A,D,G,K)072* |  | Natural Gas,Propane Gas | Downflow,Horizontal | Weatherized | 65 | 53 | 81 | 79.3 | 401 | 46 |  | Yes | AMACF
7562953 | Active | AIRQUEST, ARCOAIRE, COMFORTMAKER, DAY & NIGHT, HEIL, ICP COMMERCIAL, KEEPRITE, KENMORE, TEMPSTAR | INTERNATIONAL COMFORT PRODUCTS | PDD430040K**0D* |  | Natural Gas, Propane Gas | Downflow, Horizontal | Weatherized | 40 | 33 | 81 | 38.8 | 343 | 85 |  | Yes
7563017 | Active | AIRQUEST, ARCOAIRE, COMFORTMAKER, DAY & NIGHT, HEIL, ICP COMMERCIAL, KEEPRITE, KENMORE, TEMPSTAR | INTERNATIONAL COMFORT PRODUCTS | PDS430040K**0D* |  | Natural Gas, Propane Gas | Downflow, Horizontal | Weatherized | 40 | 33 | 81 | 38.8 | 343 | 85 |  | Yes
7559623 | Active | CARRIER | CARRIER CORPORATION | 48VT-B300603* |  | Natural Gas, Propane Gas | Downflow, Horizontal | Weatherized | 60 | 49 | 81 | 57.4 | 627 | 87 | Yes | Yes
7819234 | Active | BRYANT PREFERRED | BRYANT HEATING & COOLING SYSTEMS | 581JJ05(A,D,G,K)115* |  | Natural Gas,Propane Gas | Downflow,Horizontal | Weatherized | 90 | 73 | 81.2 | 79.5 | 544 | 75 |  | Yes | AMACF
7562954 | Active | AIRQUEST, ARCOAIRE, COMFORTMAKER, DAY & NIGHT, HEIL, ICP COMMERCIAL, KEEPRITE, KENMORE, TEMPSTAR | INTERNATIONAL COMFORT PRODUCTS | PDD430060K**0D* |  | Natural Gas, Propane Gas | Downflow, Horizontal | Weatherized | 60 | 49 | 81 | 57.4 | 627 | 87 |  | Yes
7563018 | Active | AIRQUEST, ARCOAIRE, COMFORTMAKER, DAY & NIGHT, HEIL, ICP COMMERCIAL, KEEPRITE, KENMORE, TEMPSTAR | INTERNATIONAL COMFORT PRODUCTS | PDS430060K**0D* |  | Natural Gas, Propane Gas | Downflow, Horizontal | Weatherized | 60 | 49 | 81 | 57.4 | 627 | 87 |  | Yes
7559624 | Active | CARRIER | CARRIER CORPORATION | 48VT-B360603* |  | Natural Gas, Propane Gas | Downflow, Horizontal | Weatherized | 60 | 49 | 81 | 58.2 | 443 | 88 | Yes | Yes
7819236 | Active | BRYANT PREFERRED | BRYANT HEATING & COOLING SYSTEMS | 581JJ05(A,D,G,K)150* |  | Natural Gas,Propane Gas | Downflow,Horizontal | Weatherized | 130 | 106 | 81 | 79.4 | 746 | 78 |  | Yes
7562956 | Active | AIRQUEST, ARCOAIRE, COMFORTMAKER, DAY & NIGHT, HEIL, ICP COMMERCIAL, KEEPRITE, KENMORE, TEMPSTAR | INTERNATIONAL COMFORT PRODUCTS | PDD436060K**0D* |  | Natural Gas, Propane Gas | Downflow, Horizontal | Weatherized | 60 | 49 | 81 | 58.2 | 443 | 88 |  | Yes
7563019 | Active | AIRQUEST, ARCOAIRE, COMFORTMAKER, DAY & NIGHT, HEIL, ICP COMMERCIAL, KEEPRITE, KENMORE, TEMPSTAR | INTERNATIONAL COMFORT PRODUCTS | PDS436060K**0D* |  | Natural Gas, Propane Gas | Downflow, Horizontal | Weatherized | 60 | 49 | 81 | 58.2 | 443 | 88 |  | Yes
7559625 | Active | CARRIER | CARRIER CORPORATION | 48VT-B360903* |  | Natural Gas, Propane Gas | Downflow, Horizontal | Weatherized | 90 | 74 | 81 | 77.4 | 567 | 89 | Yes | Yes
7819239 | Active | BRYANT PREFERRED | BRYANT HEATING & COOLING SYSTEMS | 581JJ05(B,E,H,L)060* |  | Natural Gas,Propane Gas | Downflow,Horizontal | Weatherized | 60 | 47 | 81 | 79.5 | 391 | 44 |  | Yes | AMACF
7562957 | Active | AIRQUEST, ARCOAIRE, COMFORTMAKER, DAY & NIGHT, HEIL, ICP COMMERCIAL, KEEPRITE, KENMORE, TEMPSTAR | INTERNATIONAL COMFORT PRODUCTS | PDD436090K**0D* |  | Natural Gas, Propane Gas | Downflow, Horizontal | Weatherized | 90 | 74 | 81 | 77.4 | 567 | 89 |  | Yes
7563021 | Active | AIRQUEST, ARCOAIRE, COMFORTMAKER, DAY & NIGHT, HEIL, ICP COMMERCIAL, KEEPRITE, KENMORE, TEMPSTAR | INTERNATIONAL COMFORT PRODUCTS | PDS436090K**0D* |  | Natural Gas, Propane Gas | Downflow, Horizontal | Weatherized | 90 | 74 | 81 | 77.4 | 567 | 89 |  | Yes
7559626 | Active | CARRIER | CARRIER CORPORATION | 48VT-B420603* |  | Natural Gas, Propane Gas | Downflow, Horizontal | Weatherized | 60 | 49 | 81 | 58.2 | 443 | 88 | Yes | Yes
7819242 | Active | BRYANT PREFERRED | BRYANT HEATING & COOLING SYSTEMS | 581JJ05(B,E,H,L)090* |  | Natural Gas,Propane Gas | Downflow,Horizontal | Weatherized | 90 | 73 | 81.2 | 79.6 | 603 | 74 |  | Yes
7562959 | Active | AIRQUEST, ARCOAIRE, COMFORTMAKER, DAY & NIGHT, HEIL, ICP COMMERCIAL, KEEPRITE, KENMORE, TEMPSTAR | INTERNATIONAL COMFORT PRODUCTS | PDD442060K**0D* |  | Natural Gas, Propane Gas | Downflow, Horizontal | Weatherized | 60 | 49 | 81 | 58.2 | 443 | 88 |  | Yes
7563022 | Active | AIRQUEST, ARCOAIRE, COMFORTMAKER, DAY & NIGHT, HEIL, ICP COMMERCIAL, KEEPRITE, KENMORE, TEMPSTAR | INTERNATIONAL COMFORT PRODUCTS | PDS442060K**0D* |  | Natural Gas, Propane Gas | Downflow, Horizontal | Weatherized | 60 | 49 | 81 | 58.2 | 443 | 88 |  | Yes
7559627 | Active | CARRIER | CARRIER CORPORATION | 48VT-B420903* |  | Natural Gas, Propane Gas | Downflow, Horizontal | Weatherized | 90 | 74 | 81 | 77.4 | 567 | 89 | Yes | Yes
7819244 | Active | BRYANT PREFERRED | BRYANT HEATING & COOLING SYSTEMS | 581JJ05(B,E,H,L)120* |  | Natural Gas,Propane Gas | Downflow,Horizontal | Weatherized | 120 | 97 | 81 | 79.6 | 744 | 77 |  | Yes
7562961 | Active | AIRQUEST, ARCOAIRE, COMFORTMAKER, DAY & NIGHT, HEIL, ICP COMMERCIAL, KEEPRITE, KENMORE, TEMPSTAR | INTERNATIONAL COMFORT PRODUCTS | PDD442090K**0D* |  | Natural Gas, Propane Gas | Downflow, Horizontal | Weatherized | 90 | 74 | 81 | 77.4 | 567 | 89 |  | Yes
7563024 | Active | AIRQUEST, ARCOAIRE, COMFORTMAKER, DAY & NIGHT, HEIL, ICP COMMERCIAL, KEEPRITE, KENMORE, TEMPSTAR | INTERNATIONAL COMFORT PRODUCTS | PDS442090K**0D* |  | Natural Gas, Propane Gas | Downflow, Horizontal | Weatherized | 90 | 74 | 81 | 77.4 | 567 | 89 |  | Yes
7559628 | Active | CARRIER | CARRIER CORPORATION | 48VT-B480903* |  | Natural Gas, Propane Gas | Downflow, Horizontal | Weatherized | 90 | 74 | 81 | 77.3 | 595 | 87 | Yes | Yes
7819250 | Active | BRYANT PREFERRED | BRYANT HEATING & COOLING SYSTEMS | 581JJ05(C,F,J,M)072* |  | Natural Gas,Propane Gas | Downflow,Horizontal | Weatherized | 65 | 53 | 81 | 79.5 | 544 | 75 |  | Yes | AMACF
7562962 | Active | AIRQUEST, ARCOAIRE, COMFORTMAKER, DAY & NIGHT, HEIL, ICP COMMERCIAL, KEEPRITE, KENMORE, TEMPSTAR | INTERNATIONAL COMFORT PRODUCTS | PDD448090K**0D* |  | Natural Gas, Propane Gas | Downflow, Horizontal | Weatherized | 90 | 74 | 81 | 77.3 | 595 | 87 |  | Yes
7563025 | Active | AIRQUEST, ARCOAIRE, COMFORTMAKER, DAY & NIGHT, HEIL, ICP COMMERCIAL, KEEPRITE, KENMORE, TEMPSTAR | INTERNATIONAL COMFORT PRODUCTS | PDS448090K**0D* |  | Natural Gas, Propane Gas | Downflow, Horizontal | Weatherized | 90 | 74 | 81 | 77.3 | 595 | 87 |  | Yes
7559629 | Active | CARRIER | CARRIER CORPORATION | 48VT-B481153* |  | Natural Gas, Propane Gas | Downflow, Horizontal | Weatherized | 115 | 94 | 81 | 114 | 1268 | 88 | Yes | Yes
7819247 | Active | BRYANT PREFERRED | BRYANT HEATING & COOLING SYSTEMS | 581JJ05(C,F,J,M)115* |  | Natural Gas,Propane Gas | Downflow,Horizontal | Weatherized | 90 | 73 | 81.2 | 79.3 | 401 | 46 |  | Yes | AMACF
7562964 | Active | AIRQUEST, ARCOAIRE, COMFORTMAKER, DAY & NIGHT, HEIL, ICP COMMERCIAL, KEEPRITE, KENMORE, TEMPSTAR | INTERNATIONAL COMFORT PRODUCTS | PDD448115K**0D* |  | Natural Gas, Propane Gas | Downflow, Horizontal | Weatherized | 115 | 94 | 81 | 114 | 1268 | 88 |  | Yes
7563027 | Active | AIRQUEST, ARCOAIRE, COMFORTMAKER, DAY & NIGHT, HEIL, ICP COMMERCIAL, KEEPRITE, KENMORE, TEMPSTAR | INTERNATIONAL COMFORT PRODUCTS | PDS448115K**0D* |  | Natural Gas, Propane Gas | Downflow, Horizontal | Weatherized | 115 | 94 | 81 | 114 | 1268 | 88 |  | Yes
7559630 | Active | CARRIER | CARRIER CORPORATION | 48VT-B481303* |  | Natural Gas, Propane Gas | Downflow, Horizontal | Weatherized | 127 | 104 | 81 | 114.3 | 1185 | 91 | Yes | Yes
7819252 | Active | BRYANT PREFERRED | BRYANT HEATING & COOLING SYSTEMS | 581JJ05(C,F,J,M)150* |  | Natural Gas,Propane Gas | Downflow,Horizontal | Weatherized | 130 | 106 | 81 | 79.4 | 746 | 78 |  | Yes
7562966 | Active | AIRQUEST, ARCOAIRE, COMFORTMAKER, DAY & NIGHT, HEIL, ICP COMMERCIAL, KEEPRITE, KENMORE, TEMPSTAR | INTERNATIONAL COMFORT PRODUCTS | PDD448130K**0D* |  | Natural Gas, Propane Gas | Downflow, Horizontal | Weatherized | 127 | 104 | 81 | 114.3 | 1185 | 91 |  | Yes
7563029 | Active | AIRQUEST, ARCOAIRE, COMFORTMAKER, DAY & NIGHT, HEIL, ICP COMMERCIAL, KEEPRITE, KENMORE, TEMPSTAR | INTERNATIONAL COMFORT PRODUCTS | PDS448130K**0D* |  | Natural Gas, Propane Gas | Downflow, Horizontal | Weatherized | 127 | 104 | 81 | 114.3 | 1185 | 91 |  | Yes
7559631 | Active | CARRIER | CARRIER CORPORATION | 48VT-B600903* |  | Natural Gas, Propane Gas | Downflow, Horizontal | Weatherized | 90 | 74 | 81 | 77.3 | 595 | 87 | Yes | Yes
7819232 | Active | BRYANT PREFERRED | BRYANT HEATING & COOLING SYSTEMS | 581JJ06(A,D,G,K)072* |  | Natural Gas,Propane Gas | Downflow,Horizontal | Weatherized | 65 | 53 | 81 | 78.8 | 522 | 46 |  | Yes | AMACF
7562967 | Active | AIRQUEST, ARCOAIRE, COMFORTMAKER, DAY & NIGHT, HEIL, ICP COMMERCIAL, KEEPRITE, KENMORE, TEMPSTAR | INTERNATIONAL COMFORT PRODUCTS | PDD460090K**0D* |  | Natural Gas, Propane Gas | Downflow, Horizontal | Weatherized | 90 | 74 | 81 | 77.3 | 595 | 87 |  | Yes
7563031 | Active | AIRQUEST, ARCOAIRE, COMFORTMAKER, DAY & NIGHT, HEIL, ICP COMMERCIAL, KEEPRITE, KENMORE, TEMPSTAR | INTERNATIONAL COMFORT PRODUCTS | PDS460090K**0D* |  | Natural Gas, Propane Gas | Downflow, Horizontal | Weatherized | 90 | 74 | 81 | 77.3 | 595 | 87 |  | Yes
7559632 | Active | CARRIER | CARRIER CORPORATION | 48VT-B601153* |  | Natural Gas, Propane Gas | Downflow, Horizontal | Weatherized | 115 | 94 | 81 | 114 | 1268 | 88 | Yes | Yes
7819235 | Active | BRYANT PREFERRED | BRYANT HEATING & COOLING SYSTEMS | 581JJ06(A,D,G,K)115* |  | Natural Gas,Propane Gas | Downflow,Horizontal | Weatherized | 90 | 73 | 81.2 | 79.1 | 665 | 75 |  | Yes | AMACF
7562969 | Active | AIRQUEST, ARCOAIRE, COMFORTMAKER, DAY & NIGHT, HEIL, ICP COMMERCIAL, KEEPRITE, KENMORE, TEMPSTAR | INTERNATIONAL COMFORT PRODUCTS | PDD460115K**0D* |  | Natural Gas, Propane Gas | Downflow, Horizontal | Weatherized | 115 | 94 | 81 | 114 | 1268 | 88 |  | Yes
7563032 | Active | AIRQUEST, ARCOAIRE, COMFORTMAKER, DAY & NIGHT, HEIL, ICP COMMERCIAL, KEEPRITE, KENMORE, TEMPSTAR | INTERNATIONAL COMFORT PRODUCTS | PDS460115K**0D* |  | Natural Gas, Propane Gas | Downflow, Horizontal | Weatherized | 115 | 94 | 81 | 114 | 1268 | 88 |  | Yes
7559633 | Active | CARRIER | CARRIER CORPORATION | 48VT-B601303* |  | Natural Gas, Propane Gas | Downflow, Horizontal | Weatherized | 127 | 104 | 81 | 114.3 | 1185 | 91 | Yes | Yes
7819237 | Active | BRYANT PREFERRED | BRYANT HEATING & COOLING SYSTEMS | 581JJ06(A,D,G,K)150* |  | Natural Gas,Propane Gas | Downflow,Horizontal | Weatherized | 130 | 106 | 81 | 79.1 | 867 | 78 |  | Yes
7562970 | Active | AIRQUEST, ARCOAIRE, COMFORTMAKER, DAY & NIGHT, HEIL, ICP COMMERCIAL, KEEPRITE, KENMORE, TEMPSTAR | INTERNATIONAL COMFORT PRODUCTS | PDD460130K**0D* |  | Natural Gas, Propane Gas | Downflow, Horizontal | Weatherized | 127 | 104 | 81 | 114.3 | 1185 | 91 |  | Yes
7563034 | Active | AIRQUEST, ARCOAIRE, COMFORTMAKER, DAY & NIGHT, HEIL, ICP COMMERCIAL, KEEPRITE, KENMORE, TEMPSTAR | INTERNATIONAL COMFORT PRODUCTS | PDS460130K**0D* |  | Natural Gas, Propane Gas | Downflow, Horizontal | Weatherized | 127 | 104 | 81 | 114.3 | 1185 | 91 |  | Yes
7559640 | Active | CARRIER | CARRIER CORPORATION | 48VLNB240403* |  | Natural Gas, Propane Gas | Downflow, Horizontal | Weatherized | 40 | 33 | 81 | 38.8 | 325 | 83 | Yes | Yes
7819240 | Active | BRYANT PREFERRED | BRYANT HEATING & COOLING SYSTEMS | 581JJ06(B,E,H,L)060* |  | Natural Gas,Propane Gas | Downflow,Horizontal | Weatherized | 60 | 47 | 81 | 78.9 | 512 | 44 |  | Yes | AMACF
7560654 | Active | PAYNE | PAYNE HEATING & COOLING | PY4GNAA24040N* |  | Natural Gas, Propane Gas | Downflow, Horizontal | Weatherized | 40 | 33 | 81 | 38.8 | 325 | 83 |  | Yes
7562597 | Active | AIRQUEST, ARCOAIRE, COMFORTMAKER, DAY & NIGHT, HEIL, ICP COMMERCIAL, KEEPRITE, KENMORE, TEMPSTAR | INTERNATIONAL COMFORT PRODUCTS | PGD424040K**1D* |  | Natural Gas, Propane Gas | Downflow, Horizontal | Weatherized | 40 | 33 | 81 | 38.8 | 325 | 83 |  | Yes
7562733 | Active | AIRQUEST, ARCOAIRE, COMFORTMAKER, DAY & NIGHT, HEIL, ICP COMMERCIAL, KEEPRITE, KENMORE, TEMPSTAR | INTERNATIONAL COMFORT PRODUCTS | PGS424040K**1D* |  | Natural Gas, Propane Gas | Downflow, Horizontal | Weatherized | 40 | 33 | 81 | 38.8 | 325 | 83 |  | Yes
7566393 | Active | ECOTEMP, GRANDAIRE | INTERNATIONAL COMFORT PRODUCTS | WPG4244040LKA* |  | Natural Gas, Propane Gas | Downflow, Horizontal | Weatherized | 40 | 33 | 81 | 38.8 | 325 | 83 |  | Yes
7559641 | Active | CARRIER | CARRIER CORPORATION | 48VLNB240603* |  | Natural Gas, Propane Gas | Downflow, Horizontal | Weatherized | 60 | 49 | 81 | 57.4 | 609 | 85 | Yes | Yes
7819243 | Active | BRYANT PREFERRED | BRYANT HEATING & COOLING SYSTEMS | 581JJ06(B,E,H,L)090* |  | Natural Gas,Propane Gas | Downflow,Horizontal | Weatherized | 90 | 73 | 81.2 | 79.2 | 724 | 74 |  | Yes
7560656 | Active | PAYNE | PAYNE HEATING & COOLING | PY4GNAA24060N* |  | Natural Gas, Propane Gas | Downflow, Horizontal | Weatherized | 60 | 49 | 81 | 57.4 | 609 | 85 |  | Yes
7562636 | Active | AIRQUEST, ARCOAIRE, COMFORTMAKER, DAY & NIGHT, HEIL, ICP COMMERCIAL, KEEPRITE, KENMORE, TEMPSTAR | INTERNATIONAL COMFORT PRODUCTS | PGD424060K**1D* |  | Natural Gas, Propane Gas | Downflow, Horizontal | Weatherized | 60 | 49 | 81 | 57.4 | 609 | 85 |  | Yes
7562735 | Active | AIRQUEST, ARCOAIRE, COMFORTMAKER, DAY & NIGHT, HEIL, ICP COMMERCIAL, KEEPRITE, KENMORE, TEMPSTAR | INTERNATIONAL COMFORT PRODUCTS | PGS424060K**1D* |  | Natural Gas, Propane Gas | Downflow, Horizontal | Weatherized | 60 | 49 | 81 | 57.4 | 609 | 85 |  | Yes
7566394 | Active | ECOTEMP, GRANDAIRE | INTERNATIONAL COMFORT PRODUCTS | WPG4244060LKA* |  | Natural Gas, Propane Gas | Downflow, Horizontal | Weatherized | 60 | 49 | 81 | 57.4 | 609 | 85 |  | Yes
7559642 | Active | CARRIER | CARRIER CORPORATION | 48VLNB300403* |  | Natural Gas, Propane Gas | Downflow, Horizontal | Weatherized | 40 | 33 | 81 | 38.8 | 325 | 83 | Yes | Yes
7819245 | Active | BRYANT PREFERRED | BRYANT HEATING & COOLING SYSTEMS | 581JJ06(B,E,H,L)120* |  | Natural Gas,Propane Gas | Downflow,Horizontal | Weatherized | 120 | 97 | 81 | 79.3 | 865 | 77 |  | Yes
7560659 | Active | PAYNE | PAYNE HEATING & COOLING | PY4GNAA30040N* |  | Natural Gas, Propane Gas | Downflow, Horizontal | Weatherized | 40 | 33 | 81 | 38.8 | 325 | 83 |  | Yes
7562638 | Active | AIRQUEST, ARCOAIRE, COMFORTMAKER, DAY & NIGHT, HEIL, ICP COMMERCIAL, KEEPRITE, KENMORE, TEMPSTAR | INTERNATIONAL COMFORT PRODUCTS | PGD430040K**1D* |  | Natural Gas, Propane Gas | Downflow, Horizontal | Weatherized | 40 | 33 | 81 | 38.8 | 325 | 83 |  | Yes
7562737 | Active | AIRQUEST, ARCOAIRE, COMFORTMAKER, DAY & NIGHT, HEIL, ICP COMMERCIAL, KEEPRITE, KENMORE, TEMPSTAR | INTERNATIONAL COMFORT PRODUCTS | PGS430040K**1D* |  | Natural Gas, Propane Gas | Downflow, Horizontal | Weatherized | 40 | 33 | 81 | 38.8 | 325 | 83 |  | Yes
7566396 | Active | ECOTEMP, GRANDAIRE | INTERNATIONAL COMFORT PRODUCTS | WPG4304040LKA* |  | Natural Gas, Propane Gas | Downflow, Horizontal | Weatherized | 40 | 33 | 81 | 38.8 | 325 | 83 |  | Yes
7559643 | Active | CARRIER | CARRIER CORPORATION | 48VLNB300603* |  | Natural Gas, Propane Gas | Downflow, Horizontal | Weatherized | 60 | 49 | 81 | 57.4 | 609 | 85 | Yes | Yes
7819251 | Active | BRYANT PREFERRED | BRYANT HEATING & COOLING SYSTEMS | 581JJ06(C,F,J,M)072* |  | Natural Gas,Propane Gas | Downflow,Horizontal | Weatherized | 65 | 53 | 81 | 79.1 | 665 | 75 |  | Yes | AMACF
7560661 | Active | PAYNE | PAYNE HEATING & COOLING | PY4GNAA30060N* |  | Natural Gas, Propane Gas | Downflow, Horizontal | Weatherized | 60 | 49 | 81 | 57.4 | 609 | 85 |  | Yes
7562639 | Active | AIRQUEST, ARCOAIRE, COMFORTMAKER, DAY & NIGHT, HEIL, ICP COMMERCIAL, KEEPRITE, KENMORE, TEMPSTAR | INTERNATIONAL COMFORT PRODUCTS | PGD430060K**1D* |  | Natural Gas, Propane Gas | Downflow, Horizontal | Weatherized | 60 | 49 | 81 | 57.4 | 609 | 85 |  | Yes
7562738 | Active | AIRQUEST, ARCOAIRE, COMFORTMAKER, DAY & NIGHT, HEIL, ICP COMMERCIAL, KEEPRITE, KENMORE, TEMPSTAR | INTERNATIONAL COMFORT PRODUCTS | PGS430060K**1D* |  | Natural Gas, Propane Gas | Downflow, Horizontal | Weatherized | 60 | 49 | 81 | 57.4 | 609 | 85 |  | Yes
7566398 | Active | ECOTEMP, GRANDAIRE | INTERNATIONAL COMFORT PRODUCTS | WPG4304060LKA* |  | Natural Gas, Propane Gas | Downflow, Horizontal | Weatherized | 60 | 49 | 81 | 57.4 | 609 | 85 |  | Yes
7559644 | Active | CARRIER | CARRIER CORPORATION | 48VLNB360603* |  | Natural Gas, Propane Gas | Downflow, Horizontal | Weatherized | 60 | 49 | 81 | 57.1 | 683 | 83 | Yes | Yes
7819248 | Active | BRYANT PREFERRED | BRYANT HEATING & COOLING SYSTEMS | 581JJ06(C,F,J,M)115* |  | Natural Gas,Propane Gas | Downflow,Horizontal | Weatherized | 90 | 73 | 81.2 | 78.8 | 522 | 46 |  | Yes | AMACF
7560665 | Active | PAYNE | PAYNE HEATING & COOLING | PY4GNAA36060N* |  | Natural Gas, Propane Gas | Downflow, Horizontal | Weatherized | 60 | 49 | 81 | 57.1 | 683 | 83 |  | Yes
7562641 | Active | AIRQUEST, ARCOAIRE, COMFORTMAKER, DAY & NIGHT, HEIL, ICP COMMERCIAL, KEEPRITE, KENMORE, TEMPSTAR | INTERNATIONAL COMFORT PRODUCTS | PGD436060K**1D* |  | Natural Gas, Propane Gas | Downflow, Horizontal | Weatherized | 60 | 49 | 81 | 57.1 | 683 | 83 |  | Yes
7562740 | Active | AIRQUEST, ARCOAIRE, COMFORTMAKER, DAY & NIGHT, HEIL, ICP COMMERCIAL, KEEPRITE, KENMORE, TEMPSTAR | INTERNATIONAL COMFORT PRODUCTS | PGS436060K**1D* |  | Natural Gas, Propane Gas | Downflow, Horizontal | Weatherized | 60 | 49 | 81 | 57.1 | 683 | 83 |  | Yes
7566399 | Active | ECOTEMP, GRANDAIRE | INTERNATIONAL COMFORT PRODUCTS | WPG4364060LKA* |  | Natural Gas, Propane Gas | Downflow, Horizontal | Weatherized | 60 | 49 | 81 | 57.1 | 683 | 83 |  | Yes
7559645 | Active | CARRIER | CARRIER CORPORATION | 48VLNB360903* |  | Natural Gas, Propane Gas | Downflow, Horizontal | Weatherized | 90 | 73 | 81 | 75.8 | 904 | 81 | Yes | Yes
7819253 | Active | BRYANT PREFERRED | BRYANT HEATING & COOLING SYSTEMS | 581JJ06(C,F,J,M)150* |  | Natural Gas,Propane Gas | Downflow,Horizontal | Weatherized | 130 | 106 | 81 | 79.1 | 867 | 78 |  | Yes
7560667 | Active | PAYNE | PAYNE HEATING & COOLING | PY4GNAA36090N* |  | Natural Gas, Propane Gas | Downflow, Horizontal | Weatherized | 90 | 73 | 81 | 75.8 | 904 | 81 |  | Yes
7562643 | Active | AIRQUEST, ARCOAIRE, COMFORTMAKER, DAY & NIGHT, HEIL, ICP COMMERCIAL, KEEPRITE, KENMORE, TEMPSTAR | INTERNATIONAL COMFORT PRODUCTS | PGD436090K**1D* |  | Natural Gas, Propane Gas | Downflow, Horizontal | Weatherized | 90 | 73 | 81 | 75.8 | 904 | 81 |  | Yes
7562742 | Active | AIRQUEST, ARCOAIRE, COMFORTMAKER, DAY & NIGHT, HEIL, ICP COMMERCIAL, KEEPRITE, KENMORE, TEMPSTAR | INTERNATIONAL COMFORT PRODUCTS | PGS436090K**1D* |  | Natural Gas, Propane Gas | Downflow, Horizontal | Weatherized | 90 | 73 | 81 | 75.8 | 904 | 81 |  | Yes
7566401 | Active | ECOTEMP, GRANDAIRE | INTERNATIONAL COMFORT PRODUCTS | WPG4364090LKA* |  | Natural Gas, Propane Gas | Downflow, Horizontal | Weatherized | 90 | 73 | 81 | 75.8 | 904 | 81 |  | Yes
7559646 | Active | CARRIER | CARRIER CORPORATION | 48VLNB420603* |  | Natural Gas, Propane Gas | Downflow, Horizontal | Weatherized | 60 | 49 | 81 | 58.2 | 425 | 86 | Yes | Yes
7819158 | Active | BRYANT LEGACY | BRYANT HEATING & COOLING SYSTEMS | 582JJ04(A,D,G,K)072* |  | Natural Gas,Propane Gas | Downflow,Horizontal | Weatherized | 65 | 53 | 81 | 79 | 401 | 46 |  | Yes | AMACF
7560670 | Active | PAYNE | PAYNE HEATING & COOLING | PY4GNAA42060N* |  | Natural Gas, Propane Gas | Downflow, Horizontal | Weatherized | 60 | 49 | 81 | 58.2 | 425 | 86 |  | Yes
7562644 | Active | AIRQUEST, ARCOAIRE, COMFORTMAKER, DAY & NIGHT, HEIL, ICP COMMERCIAL, KEEPRITE, KENMORE, TEMPSTAR | INTERNATIONAL COMFORT PRODUCTS | PGD442060K**1D* |  | Natural Gas, Propane Gas | Downflow, Horizontal | Weatherized | 60 | 49 | 81 | 58.2 | 425 | 86 |  | Yes
7562743 | Active | AIRQUEST, ARCOAIRE, COMFORTMAKER, DAY & NIGHT, HEIL, ICP COMMERCIAL, KEEPRITE, KENMORE, TEMPSTAR | INTERNATIONAL COMFORT PRODUCTS | PGS442060K**1D* |  | Natural Gas, Propane Gas | Downflow, Horizontal | Weatherized | 60 | 49 | 81 | 58.2 | 425 | 86 |  | Yes
7566402 | Active | ECOTEMP, GRANDAIRE | INTERNATIONAL COMFORT PRODUCTS | WPG4424060LKA* |  | Natural Gas, Propane Gas | Downflow, Horizontal | Weatherized | 60 | 49 | 81 | 58.2 | 425 | 86 |  | Yes
7559647 | Active | CARRIER | CARRIER CORPORATION | 48VLNB420903* |  | Natural Gas, Propane Gas | Downflow, Horizontal | Weatherized | 90 | 74 | 81 | 77.4 | 549 | 87 | Yes | Yes
7819069 | Active | BRYANT LEGACY | BRYANT HEATING & COOLING SYSTEMS | 582JJ04(A,D,G,K)115* |  | Natural Gas,Propane Gas | Downflow,Horizontal | Weatherized | 90 | 73 | 81.2 | 79 | 544 | 75 |  | Yes | AMACF
7560672 | Active | PAYNE | PAYNE HEATING & COOLING | PY4GNAA42090N* |  | Natural Gas, Propane Gas | Downflow, Horizontal | Weatherized | 90 | 74 | 81 | 77.4 | 549 | 87 |  | Yes
7562646 | Active | AIRQUEST, ARCOAIRE, COMFORTMAKER, DAY & NIGHT, HEIL, ICP COMMERCIAL, KEEPRITE, KENMORE, TEMPSTAR | INTERNATIONAL COMFORT PRODUCTS | PGD442090K**1D* |  | Natural Gas, Propane Gas | Downflow, Horizontal | Weatherized | 90 | 74 | 81 | 77.4 | 549 | 87 |  | Yes
7562745 | Active | AIRQUEST, ARCOAIRE, COMFORTMAKER, DAY & NIGHT, HEIL, ICP COMMERCIAL, KEEPRITE, KENMORE, TEMPSTAR | INTERNATIONAL COMFORT PRODUCTS | PGS442090K**1D* |  | Natural Gas, Propane Gas | Downflow, Horizontal | Weatherized | 90 | 74 | 81 | 77.4 | 549 | 87 |  | Yes
7566404 | Active | ECOTEMP, GRANDAIRE | INTERNATIONAL COMFORT PRODUCTS | WPG4424090LKA* |  | Natural Gas, Propane Gas | Downflow, Horizontal | Weatherized | 90 | 74 | 81 | 77.4 | 549 | 87 |  | Yes
7559648 | Active | CARRIER | CARRIER CORPORATION | 48VLNB480903* |  | Natural Gas, Propane Gas | Downflow, Horizontal | Weatherized | 90 | 74 | 81 | 77.6 | 500 | 88 | Yes | Yes
7819074 | Active | BRYANT LEGACY | BRYANT HEATING & COOLING SYSTEMS | 582JJ04(B,E,H,L)060* |  | Natural Gas,Propane Gas | Downflow,Horizontal | Weatherized | 60 | 47 | 81 | 79 | 391 | 44 |  | Yes | AMACF
7560675 | Active | PAYNE | PAYNE HEATING & COOLING | PY4GNAA48090N* |  | Natural Gas, Propane Gas | Downflow, Horizontal | Weatherized | 90 | 74 | 81 | 77.6 | 500 | 88 |  | Yes
7562648 | Active | AIRQUEST, ARCOAIRE, COMFORTMAKER, DAY & NIGHT, HEIL, ICP COMMERCIAL, KEEPRITE, KENMORE, TEMPSTAR | INTERNATIONAL COMFORT PRODUCTS | PGD448090K**1D* |  | Natural Gas, Propane Gas | Downflow, Horizontal | Weatherized | 90 | 74 | 81 | 77.6 | 500 | 88 |  | Yes
7562747 | Active | AIRQUEST, ARCOAIRE, COMFORTMAKER, DAY & NIGHT, HEIL, ICP COMMERCIAL, KEEPRITE, KENMORE, TEMPSTAR | INTERNATIONAL COMFORT PRODUCTS | PGS448090K**1D* |  | Natural Gas, Propane Gas | Downflow, Horizontal | Weatherized | 90 | 74 | 81 | 77.6 | 500 | 88 |  | Yes
7566406 | Active | ECOTEMP, GRANDAIRE | INTERNATIONAL COMFORT PRODUCTS | WPG4484090LKA* |  | Natural Gas, Propane Gas | Downflow, Horizontal | Weatherized | 90 | 74 | 81 | 77.6 | 500 | 88 |  | Yes
7559649 | Active | CARRIER | CARRIER CORPORATION | 48VLNB481153* |  | Natural Gas, Propane Gas | Downflow, Horizontal | Weatherized | 115 | 94 | 81 | 113.5 | 1375 | 93 | Yes | Yes
7819077 | Active | BRYANT LEGACY | BRYANT HEATING & COOLING SYSTEMS | 582JJ04(B,E,H,L)090* |  | Natural Gas,Propane Gas | Downflow,Horizontal | Weatherized | 90 | 73 | 81.2 | 79.5 | 603 | 74 |  | Yes
7560678 | Active | PAYNE | PAYNE HEATING & COOLING | PY4GNAA48115N* |  | Natural Gas, Propane Gas | Downflow, Horizontal | Weatherized | 115 | 94 | 81 | 113.5 | 1375 | 93 |  | Yes
7562649 | Active | AIRQUEST, ARCOAIRE, COMFORTMAKER, DAY & NIGHT, HEIL, ICP COMMERCIAL, KEEPRITE, KENMORE, TEMPSTAR | INTERNATIONAL COMFORT PRODUCTS | PGD448115K**1D* |  | Natural Gas, Propane Gas | Downflow, Horizontal | Weatherized | 115 | 94 | 81 | 113.5 | 1375 | 93 |  | Yes
7562748 | Active | AIRQUEST, ARCOAIRE, COMFORTMAKER, DAY & NIGHT, HEIL, ICP COMMERCIAL, KEEPRITE, KENMORE, TEMPSTAR | INTERNATIONAL COMFORT PRODUCTS | PGS448115K**1D* |  | Natural Gas, Propane Gas | Downflow, Horizontal | Weatherized | 115 | 94 | 81 | 113.5 | 1375 | 93 |  | Yes
7566407 | Active | ECOTEMP, GRANDAIRE | INTERNATIONAL COMFORT PRODUCTS | WPG4484115LKA* |  | Natural Gas, Propane Gas | Downflow, Horizontal | Weatherized | 115 | 94 | 81 | 113.5 | 1375 | 93 |  | Yes
7559650 | Active | CARRIER | CARRIER CORPORATION | 48VLNB481303* |  | Natural Gas, Propane Gas | Downflow, Horizontal | Weatherized | 127 | 104 | 81 | 114.2 | 1190 | 90 | Yes | Yes
7819085 | Active | BRYANT LEGACY | BRYANT HEATING & COOLING SYSTEMS | 582JJ04(C,F,J,M)072* |  | Natural Gas,Propane Gas | Downflow,Horizontal | Weatherized | 65 | 53 | 81 | 79.4 | 544 | 75 |  | Yes | AMACF
7560681 | Active | PAYNE | PAYNE HEATING & COOLING | PY4GNAA48130N* |  | Natural Gas, Propane Gas | Downflow, Horizontal | Weatherized | 127 | 104 | 81 | 114.2 | 1190 | 90 |  | Yes
7562651 | Active | AIRQUEST, ARCOAIRE, COMFORTMAKER, DAY & NIGHT, HEIL, ICP COMMERCIAL, KEEPRITE, KENMORE, TEMPSTAR | INTERNATIONAL COMFORT PRODUCTS | PGD448130K**1D* |  | Natural Gas, Propane Gas | Downflow, Horizontal | Weatherized | 127 | 104 | 81 | 114.2 | 1190 | 90 |  | Yes
7562750 | Active | AIRQUEST, ARCOAIRE, COMFORTMAKER, DAY & NIGHT, HEIL, ICP COMMERCIAL, KEEPRITE, KENMORE, TEMPSTAR | INTERNATIONAL COMFORT PRODUCTS | PGS448130K**1D* |  | Natural Gas, Propane Gas | Downflow, Horizontal | Weatherized | 127 | 104 | 81 | 114.2 | 1190 | 90 |  | Yes
7566409 | Active | ECOTEMP, GRANDAIRE | INTERNATIONAL COMFORT PRODUCTS | WPG4484130LKA* |  | Natural Gas, Propane Gas | Downflow, Horizontal | Weatherized | 127 | 104 | 81 | 114.2 | 1190 | 90 |  | Yes
7559651 | Active | CARRIER | CARRIER CORPORATION | 48VLNB600903* |  | Natural Gas, Propane Gas | Downflow, Horizontal | Weatherized | 90 | 74 | 81 | 77.3 | 577 | 85 | Yes | Yes
7819082 | Active | BRYANT LEGACY | BRYANT HEATING & COOLING SYSTEMS | 582JJ04(C,F,J,M)115* |  | Natural Gas,Propane Gas | Downflow,Horizontal | Weatherized | 90 | 73 | 81.2 | 79.2 | 401 | 46 |  | Yes | AMACF
7560684 | Active | PAYNE | PAYNE HEATING & COOLING | PY4GNAA60090N* |  | Natural Gas, Propane Gas | Downflow, Horizontal | Weatherized | 90 | 74 | 81 | 77.3 | 577 | 85 |  | Yes
7562652 | Active | AIRQUEST, ARCOAIRE, COMFORTMAKER, DAY & NIGHT, HEIL, ICP COMMERCIAL, KEEPRITE, KENMORE, TEMPSTAR | INTERNATIONAL COMFORT PRODUCTS | PGD460090K**1D* |  | Natural Gas, Propane Gas | Downflow, Horizontal | Weatherized | 90 | 74 | 81 | 77.3 | 577 | 85 |  | Yes
7562751 | Active | AIRQUEST, ARCOAIRE, COMFORTMAKER, DAY & NIGHT, HEIL, ICP COMMERCIAL, KEEPRITE, KENMORE, TEMPSTAR | INTERNATIONAL COMFORT PRODUCTS | PGS460090K**1D* |  | Natural Gas, Propane Gas | Downflow, Horizontal | Weatherized | 90 | 74 | 81 | 77.3 | 577 | 85 |  | Yes
7566411 | Active | ECOTEMP, GRANDAIRE | INTERNATIONAL COMFORT PRODUCTS | WPG4604090LKA* |  | Natural Gas, Propane Gas | Downflow, Horizontal | Weatherized | 90 | 74 | 81 | 77.3 | 577 | 85 |  | Yes
7559652 | Active | CARRIER | CARRIER CORPORATION | 48VLNB601153* |  | Natural Gas, Propane Gas | Downflow, Horizontal | Weatherized | 115 | 94 | 81 | 114 | 1250 | 86 | Yes | Yes
7819067 | Active | BRYANT LEGACY | BRYANT HEATING & COOLING SYSTEMS | 582JJ05(A,D,G,K)072* |  | Natural Gas,Propane Gas | Downflow,Horizontal | Weatherized | 65 | 53 | 81 | 79.2 | 401 | 46 |  | Yes | AMACF
7560688 | Active | PAYNE | PAYNE HEATING & COOLING | PY4GNAA60115N* |  | Natural Gas, Propane Gas | Downflow, Horizontal | Weatherized | 115 | 94 | 81 | 114 | 1250 | 86 |  | Yes
7562654 | Active | AIRQUEST, ARCOAIRE, COMFORTMAKER, DAY & NIGHT, HEIL, ICP COMMERCIAL, KEEPRITE, KENMORE, TEMPSTAR | INTERNATIONAL COMFORT PRODUCTS | PGD460115K**1D* |  | Natural Gas, Propane Gas | Downflow, Horizontal | Weatherized | 115 | 94 | 81 | 114 | 1250 | 86 |  | Yes
7562753 | Active | AIRQUEST, ARCOAIRE, COMFORTMAKER, DAY & NIGHT, HEIL, ICP COMMERCIAL, KEEPRITE, KENMORE, TEMPSTAR | INTERNATIONAL COMFORT PRODUCTS | PGS460115K**1D* |  | Natural Gas, Propane Gas | Downflow, Horizontal | Weatherized | 115 | 94 | 81 | 114 | 1250 | 86 |  | Yes
7566412 | Active | ECOTEMP, GRANDAIRE | INTERNATIONAL COMFORT PRODUCTS | WPG4604115LKA* |  | Natural Gas, Propane Gas | Downflow, Horizontal | Weatherized | 115 | 94 | 81 | 114 | 1250 | 86 |  | Yes
7559653 | Active | CARRIER | CARRIER CORPORATION | 48VLNB601303* |  | Natural Gas, Propane Gas | Downflow, Horizontal | Weatherized | 127 | 104 | 81 | 114.3 | 1167 | 90 | Yes | Yes
7819070 | Active | BRYANT LEGACY | BRYANT HEATING & COOLING SYSTEMS | 582JJ05(A,D,G,K)115* |  | Natural Gas,Propane Gas | Downflow,Horizontal | Weatherized | 90 | 73 | 81.2 | 79 | 544 | 75 |  | Yes | AMACF
7560691 | Active | PAYNE | PAYNE HEATING & COOLING | PY4GNAA60130N* |  | Natural Gas, Propane Gas | Downflow, Horizontal | Weatherized | 127 | 104 | 81 | 114.3 | 1167 | 90 |  | Yes
7562656 | Active | AIRQUEST, ARCOAIRE, COMFORTMAKER, DAY & NIGHT, HEIL, ICP COMMERCIAL, KEEPRITE, KENMORE, TEMPSTAR | INTERNATIONAL COMFORT PRODUCTS | PGD460130K**1D* |  | Natural Gas, Propane Gas | Downflow, Horizontal | Weatherized | 127 | 104 | 81 | 114.3 | 1167 | 90 |  | Yes
7562755 | Active | AIRQUEST, ARCOAIRE, COMFORTMAKER, DAY & NIGHT, HEIL, ICP COMMERCIAL, KEEPRITE, KENMORE, TEMPSTAR | INTERNATIONAL COMFORT PRODUCTS | PGS460130K**1D* |  | Natural Gas, Propane Gas | Downflow, Horizontal | Weatherized | 127 | 104 | 81 | 114.3 | 1167 | 90 |  | Yes
7566414 | Active | ECOTEMP, GRANDAIRE | INTERNATIONAL COMFORT PRODUCTS | WPG4604130LKA* |  | Natural Gas, Propane Gas | Downflow, Horizontal | Weatherized | 127 | 104 | 81 | 114.3 | 1167 | 90 |  | Yes
7559654 | Active | CARRIER | CARRIER CORPORATION | 48VTNB240403* |  | Natural Gas, Propane Gas | Downflow, Horizontal | Weatherized | 40 | 33 | 81 | 38.8 | 343 | 85 | Yes | Yes
7819072 | Active | BRYANT LEGACY | BRYANT HEATING & COOLING SYSTEMS | 582JJ05(A,D,G,K)150* |  | Natural Gas,Propane Gas | Downflow,Horizontal | Weatherized | 130 | 106 | 81 | 79.3 | 746 | 78 |  | Yes
7563208 | Active | AIRQUEST, ARCOAIRE, COMFORTMAKER, DAY & NIGHT, HEIL, ICP COMMERCIAL, KEEPRITE, KENMORE, TEMPSTAR | INTERNATIONAL COMFORT PRODUCTS | PDD424040K**1D* |  | Natural Gas, Propane Gas | Downflow, Horizontal | Weatherized | 40 | 33 | 81 | 38.8 | 343 | 85 |  | Yes
7563316 | Active | AIRQUEST, ARCOAIRE, COMFORTMAKER, DAY & NIGHT, HEIL, ICP COMMERCIAL, KEEPRITE, KENMORE, TEMPSTAR | INTERNATIONAL COMFORT PRODUCTS | PDS424040K**1D* |  | Natural Gas, Propane Gas | Downflow, Horizontal | Weatherized | 40 | 33 | 81 | 38.8 | 343 | 85 |  | Yes
7559655 | Active | CARRIER | CARRIER CORPORATION | 48VTNB240603* |  | Natural Gas, Propane Gas | Downflow, Horizontal | Weatherized | 60 | 49 | 81 | 57.4 | 627 | 87 | Yes | Yes
7819075 | Active | BRYANT LEGACY | BRYANT HEATING & COOLING SYSTEMS | 582JJ05(B,E,H,L)060* |  | Natural Gas,Propane Gas | Downflow,Horizontal | Weatherized | 60 | 47 | 81 | 79.4 | 391 | 44 |  | Yes | AMACF
7563210 | Active | AIRQUEST, ARCOAIRE, COMFORTMAKER, DAY & NIGHT, HEIL, ICP COMMERCIAL, KEEPRITE, KENMORE, TEMPSTAR | INTERNATIONAL COMFORT PRODUCTS | PDD424060K**1D* |  | Natural Gas, Propane Gas | Downflow, Horizontal | Weatherized | 60 | 49 | 81 | 57.4 | 627 | 87 |  | Yes
7563317 | Active | AIRQUEST, ARCOAIRE, COMFORTMAKER, DAY & NIGHT, HEIL, ICP COMMERCIAL, KEEPRITE, KENMORE, TEMPSTAR | INTERNATIONAL COMFORT PRODUCTS | PDS424060K**1D* |  | Natural Gas, Propane Gas | Downflow, Horizontal | Weatherized | 60 | 49 | 81 | 57.4 | 627 | 87 |  | Yes
7559656 | Active | CARRIER | CARRIER CORPORATION | 48VTNB300403* |  | Natural Gas, Propane Gas | Downflow, Horizontal | Weatherized | 40 | 33 | 81 | 38.8 | 343 | 85 | Yes | Yes
7819078 | Active | BRYANT LEGACY | BRYANT HEATING & COOLING SYSTEMS | 582JJ05(B,E,H,L)090* |  | Natural Gas,Propane Gas | Downflow,Horizontal | Weatherized | 90 | 73 | 81.2 | 79.5 | 603 | 74 |  | Yes
7563211 | Active | AIRQUEST, ARCOAIRE, COMFORTMAKER, DAY & NIGHT, HEIL, ICP COMMERCIAL, KEEPRITE, KENMORE, TEMPSTAR | INTERNATIONAL COMFORT PRODUCTS | PDD430040K**1D* |  | Natural Gas, Propane Gas | Downflow, Horizontal | Weatherized | 40 | 33 | 81 | 38.8 | 343 | 85 |  | Yes
7563319 | Active | AIRQUEST, ARCOAIRE, COMFORTMAKER, DAY & NIGHT, HEIL, ICP COMMERCIAL, KEEPRITE, KENMORE, TEMPSTAR | INTERNATIONAL COMFORT PRODUCTS | PDS430040K**1D* |  | Natural Gas, Propane Gas | Downflow, Horizontal | Weatherized | 40 | 33 | 81 | 38.8 | 343 | 85 |  | Yes
7559657 | Active | CARRIER | CARRIER CORPORATION | 48VTNB300603* |  | Natural Gas, Propane Gas | Downflow, Horizontal | Weatherized | 60 | 49 | 81 | 57.4 | 627 | 87 | Yes | Yes
7819080 | Active | BRYANT LEGACY | BRYANT HEATING & COOLING SYSTEMS | 582JJ05(B,E,H,L)120* |  | Natural Gas,Propane Gas | Downflow,Horizontal | Weatherized | 120 | 97 | 81 | 80 | 744 | 77 |  | Yes
7563213 | Active | AIRQUEST, ARCOAIRE, COMFORTMAKER, DAY & NIGHT, HEIL, ICP COMMERCIAL, KEEPRITE, KENMORE, TEMPSTAR | INTERNATIONAL COMFORT PRODUCTS | PDD430060K**1D* |  | Natural Gas, Propane Gas | Downflow, Horizontal | Weatherized | 60 | 49 | 81 | 57.4 | 627 | 87 |  | Yes
7563321 | Active | AIRQUEST, ARCOAIRE, COMFORTMAKER, DAY & NIGHT, HEIL, ICP COMMERCIAL, KEEPRITE, KENMORE, TEMPSTAR | INTERNATIONAL COMFORT PRODUCTS | PDS430060K**1D* |  | Natural Gas, Propane Gas | Downflow, Horizontal | Weatherized | 60 | 49 | 81 | 57.4 | 627 | 87 |  | Yes
7559658 | Active | CARRIER | CARRIER CORPORATION | 48VTNB360603* |  | Natural Gas, Propane Gas | Downflow, Horizontal | Weatherized | 60 | 49 | 81 | 58.2 | 443 | 88 | Yes | Yes
7819086 | Active | BRYANT LEGACY | BRYANT HEATING & COOLING SYSTEMS | 582JJ05(C,F,J,M)072* |  | Natural Gas,Propane Gas | Downflow,Horizontal | Weatherized | 65 | 53 | 81 | 79.4 | 544 | 75 |  | Yes | AMACF
7563215 | Active | AIRQUEST, ARCOAIRE, COMFORTMAKER, DAY & NIGHT, HEIL, ICP COMMERCIAL, KEEPRITE, KENMORE, TEMPSTAR | INTERNATIONAL COMFORT PRODUCTS | PDD436060K**1D* |  | Natural Gas, Propane Gas | Downflow, Horizontal | Weatherized | 60 | 49 | 81 | 58.2 | 443 | 88 |  | Yes
7563322 | Active | AIRQUEST, ARCOAIRE, COMFORTMAKER, DAY & NIGHT, HEIL, ICP COMMERCIAL, KEEPRITE, KENMORE, TEMPSTAR | INTERNATIONAL COMFORT PRODUCTS | PDS436060K**1D* |  | Natural Gas, Propane Gas | Downflow, Horizontal | Weatherized | 60 | 49 | 81 | 58.2 | 443 | 88 |  | Yes
7559659 | Active | CARRIER | CARRIER CORPORATION | 48VTNB360903* |  | Natural Gas, Propane Gas | Downflow, Horizontal | Weatherized | 90 | 74 | 81 | 77.4 | 567 | 89 | Yes | Yes
7819083 | Active | BRYANT LEGACY | BRYANT HEATING & COOLING SYSTEMS | 582JJ05(C,F,J,M)115* |  | Natural Gas,Propane Gas | Downflow,Horizontal | Weatherized | 90 | 73 | 81.2 | 79.2 | 401 | 46 |  | Yes | AMACF
7563216 | Active | AIRQUEST, ARCOAIRE, COMFORTMAKER, DAY & NIGHT, HEIL, ICP COMMERCIAL, KEEPRITE, KENMORE, TEMPSTAR | INTERNATIONAL COMFORT PRODUCTS | PDD436090K**1D* |  | Natural Gas, Propane Gas | Downflow, Horizontal | Weatherized | 90 | 74 | 81 | 77.4 | 567 | 89 |  | Yes
7563324 | Active | AIRQUEST, ARCOAIRE, COMFORTMAKER, DAY & NIGHT, HEIL, ICP COMMERCIAL, KEEPRITE, KENMORE, TEMPSTAR | INTERNATIONAL COMFORT PRODUCTS | PDS436090K**1D* |  | Natural Gas, Propane Gas | Downflow, Horizontal | Weatherized | 90 | 74 | 81 | 77.4 | 567 | 89 |  | Yes
7559660 | Active | CARRIER | CARRIER CORPORATION | 48VTNB420603* |  | Natural Gas, Propane Gas | Downflow, Horizontal | Weatherized | 60 | 49 | 81 | 58.2 | 443 | 88 | Yes | Yes
7819088 | Active | BRYANT LEGACY | BRYANT HEATING & COOLING SYSTEMS | 582JJ05(C,F,J,M)150* |  | Natural Gas,Propane Gas | Downflow,Horizontal | Weatherized | 130 | 106 | 81 | 79.3 | 746 | 78 |  | Yes
7563218 | Active | AIRQUEST, ARCOAIRE, COMFORTMAKER, DAY & NIGHT, HEIL, ICP COMMERCIAL, KEEPRITE, KENMORE, TEMPSTAR | INTERNATIONAL COMFORT PRODUCTS | PDD442060K**1D* |  | Natural Gas, Propane Gas | Downflow, Horizontal | Weatherized | 60 | 49 | 81 | 58.2 | 443 | 88 |  | Yes
7563325 | Active | AIRQUEST, ARCOAIRE, COMFORTMAKER, DAY & NIGHT, HEIL, ICP COMMERCIAL, KEEPRITE, KENMORE, TEMPSTAR | INTERNATIONAL COMFORT PRODUCTS | PDS442060K**1D* |  | Natural Gas, Propane Gas | Downflow, Horizontal | Weatherized | 60 | 49 | 81 | 58.2 | 443 | 88 |  | Yes
7559661 | Active | CARRIER | CARRIER CORPORATION | 48VTNB420903* |  | Natural Gas, Propane Gas | Downflow, Horizontal | Weatherized | 90 | 74 | 81 | 77.4 | 567 | 89 | Yes | Yes
7819068 | Active | BRYANT LEGACY | BRYANT HEATING & COOLING SYSTEMS | 582JJ06(A,D,G,K)072* |  | Natural Gas,Propane Gas | Downflow,Horizontal | Weatherized | 65 | 53 | 81 | 78.7 | 522 | 46 |  | Yes | AMACF
7563219 | Active | AIRQUEST, ARCOAIRE, COMFORTMAKER, DAY & NIGHT, HEIL, ICP COMMERCIAL, KEEPRITE, KENMORE, TEMPSTAR | INTERNATIONAL COMFORT PRODUCTS | PDD442090K**1D* |  | Natural Gas, Propane Gas | Downflow, Horizontal | Weatherized | 90 | 74 | 81 | 77.4 | 567 | 89 |  | Yes
7563327 | Active | AIRQUEST, ARCOAIRE, COMFORTMAKER, DAY & NIGHT, HEIL, ICP COMMERCIAL, KEEPRITE, KENMORE, TEMPSTAR | INTERNATIONAL COMFORT PRODUCTS | PDS442090K**1D* |  | Natural Gas, Propane Gas | Downflow, Horizontal | Weatherized | 90 | 74 | 81 | 77.4 | 567 | 89 |  | Yes
7559662 | Active | CARRIER | CARRIER CORPORATION | 48VTNB480903* |  | Natural Gas, Propane Gas | Downflow, Horizontal | Weatherized | 90 | 74 | 81 | 77.3 | 595 | 87 | Yes | Yes
7819071 | Active | BRYANT LEGACY | BRYANT HEATING & COOLING SYSTEMS | 582JJ06(A,D,G,K)115* |  | Natural Gas,Propane Gas | Downflow,Horizontal | Weatherized | 90 | 73 | 81.2 | 79.1 | 665 | 75 |  | Yes | AMACF
7563221 | Active | AIRQUEST, ARCOAIRE, COMFORTMAKER, DAY & NIGHT, HEIL, ICP COMMERCIAL, KEEPRITE, KENMORE, TEMPSTAR | INTERNATIONAL COMFORT PRODUCTS | PDD448090K**1D* |  | Natural Gas, Propane Gas | Downflow, Horizontal | Weatherized | 90 | 74 | 81 | 77.3 | 595 | 87 |  | Yes
7563329 | Active | AIRQUEST, ARCOAIRE, COMFORTMAKER, DAY & NIGHT, HEIL, ICP COMMERCIAL, KEEPRITE, KENMORE, TEMPSTAR | INTERNATIONAL COMFORT PRODUCTS | PDS448090K**1D* |  | Natural Gas, Propane Gas | Downflow, Horizontal | Weatherized | 90 | 74 | 81 | 77.3 | 595 | 87 |  | Yes
7559663 | Active | CARRIER | CARRIER CORPORATION | 48VTNB481153* |  | Natural Gas, Propane Gas | Downflow, Horizontal | Weatherized | 115 | 94 | 81 | 114 | 1268 | 88 | Yes | Yes
7819073 | Active | BRYANT LEGACY | BRYANT HEATING & COOLING SYSTEMS | 582JJ06(A,D,G,K)150* |  | Natural Gas,Propane Gas | Downflow,Horizontal | Weatherized | 130 | 106 | 81 | 79.1 | 867 | 78 |  | Yes
7563223 | Active | AIRQUEST, ARCOAIRE, COMFORTMAKER, DAY & NIGHT, HEIL, ICP COMMERCIAL, KEEPRITE, KENMORE, TEMPSTAR | INTERNATIONAL COMFORT PRODUCTS | PDD448115K**1D* |  | Natural Gas, Propane Gas | Downflow, Horizontal | Weatherized | 115 | 94 | 81 | 114 | 1268 | 88 |  | Yes
7563330 | Active | AIRQUEST, ARCOAIRE, COMFORTMAKER, DAY & NIGHT, HEIL, ICP COMMERCIAL, KEEPRITE, KENMORE, TEMPSTAR | INTERNATIONAL COMFORT PRODUCTS | PDS448115K**1D* |  | Natural Gas, Propane Gas | Downflow, Horizontal | Weatherized | 115 | 94 | 81 | 114 | 1268 | 88 |  | Yes
7559664 | Active | CARRIER | CARRIER CORPORATION | 48VTNB481303* |  | Natural Gas, Propane Gas | Downflow, Horizontal | Weatherized | 127 | 104 | 81 | 114.3 | 1185 | 91 | Yes | Yes
7819076 | Active | BRYANT LEGACY | BRYANT HEATING & COOLING SYSTEMS | 582JJ06(B,E,H,L)060* |  | Natural Gas,Propane Gas | Downflow,Horizontal | Weatherized | 60 | 47 | 81 | 78.9 | 512 | 44 |  | Yes | AMACF
7563224 | Active | AIRQUEST, ARCOAIRE, COMFORTMAKER, DAY & NIGHT, HEIL, ICP COMMERCIAL, KEEPRITE, KENMORE, TEMPSTAR | INTERNATIONAL COMFORT PRODUCTS | PDD448130K**1D* |  | Natural Gas, Propane Gas | Downflow, Horizontal | Weatherized | 127 | 104 | 81 | 114.3 | 1185 | 91 |  | Yes
7563332 | Active | AIRQUEST, ARCOAIRE, COMFORTMAKER, DAY & NIGHT, HEIL, ICP COMMERCIAL, KEEPRITE, KENMORE, TEMPSTAR | INTERNATIONAL COMFORT PRODUCTS | PDS448130K**1D* |  | Natural Gas, Propane Gas | Downflow, Horizontal | Weatherized | 127 | 104 | 81 | 114.3 | 1185 | 91 |  | Yes
7559665 | Active | CARRIER | CARRIER CORPORATION | 48VTNB600903* |  | Natural Gas, Propane Gas | Downflow, Horizontal | Weatherized | 90 | 74 | 81 | 77.3 | 595 | 87 | Yes | Yes
7819079 | Active | BRYANT LEGACY | BRYANT HEATING & COOLING SYSTEMS | 582JJ06(B,E,H,L)090* |  | Natural Gas,Propane Gas | Downflow,Horizontal | Weatherized | 90 | 73 | 81.2 | 79.1 | 724 | 74 |  | Yes
7563226 | Active | AIRQUEST, ARCOAIRE, COMFORTMAKER, DAY & NIGHT, HEIL, ICP COMMERCIAL, KEEPRITE, KENMORE, TEMPSTAR | INTERNATIONAL COMFORT PRODUCTS | PDD460090K**1D* |  | Natural Gas, Propane Gas | Downflow, Horizontal | Weatherized | 90 | 74 | 81 | 77.3 | 595 | 87 |  | Yes
7563334 | Active | AIRQUEST, ARCOAIRE, COMFORTMAKER, DAY & NIGHT, HEIL, ICP COMMERCIAL, KEEPRITE, KENMORE, TEMPSTAR | INTERNATIONAL COMFORT PRODUCTS | PDS460090K**1D* |  | Natural Gas, Propane Gas | Downflow, Horizontal | Weatherized | 90 | 74 | 81 | 77.3 | 595 | 87 |  | Yes
7559666 | Active | CARRIER | CARRIER CORPORATION | 48VTNB601153* |  | Natural Gas, Propane Gas | Downflow, Horizontal | Weatherized | 115 | 94 | 81 | 114 | 1268 | 88 | Yes | Yes
7819081 | Active | BRYANT LEGACY | BRYANT HEATING & COOLING SYSTEMS | 582JJ06(B,E,H,L)120* |  | Natural Gas,Propane Gas | Downflow,Horizontal | Weatherized | 120 | 97 | 81 | 79.3 | 865 | 77 |  | Yes
7563228 | Active | AIRQUEST, ARCOAIRE, COMFORTMAKER, DAY & NIGHT, HEIL, ICP COMMERCIAL, KEEPRITE, KENMORE, TEMPSTAR | INTERNATIONAL COMFORT PRODUCTS | PDD460115K**1D* |  | Natural Gas, Propane Gas | Downflow, Horizontal | Weatherized | 115 | 94 | 81 | 114 | 1268 | 88 |  | Yes
7563335 | Active | AIRQUEST, ARCOAIRE, COMFORTMAKER, DAY & NIGHT, HEIL, ICP COMMERCIAL, KEEPRITE, KENMORE, TEMPSTAR | INTERNATIONAL COMFORT PRODUCTS | PDS460115K**1D* |  | Natural Gas, Propane Gas | Downflow, Horizontal | Weatherized | 115 | 94 | 81 | 114 | 1268 | 88 |  | Yes
7559667 | Active | CARRIER | CARRIER CORPORATION | 48VTNB601303* |  | Natural Gas, Propane Gas | Downflow, Horizontal | Weatherized | 127 | 104 | 81 | 114.3 | 1185 | 91 | Yes | Yes
7819087 | Active | BRYANT LEGACY | BRYANT HEATING & COOLING SYSTEMS | 582JJ06(C,F,J,M)072* |  | Natural Gas,Propane Gas | Downflow,Horizontal | Weatherized | 65 | 53 | 81 | 79.1 | 665 | 75 |  | Yes | AMACF
7563229 | Active | AIRQUEST, ARCOAIRE, COMFORTMAKER, DAY & NIGHT, HEIL, ICP COMMERCIAL, KEEPRITE, KENMORE, TEMPSTAR | INTERNATIONAL COMFORT PRODUCTS | PDD460130K**1D* |  | Natural Gas, Propane Gas | Downflow, Horizontal | Weatherized | 127 | 104 | 81 | 114.3 | 1185 | 91 |  | Yes
7563337 | Active | AIRQUEST, ARCOAIRE, COMFORTMAKER, DAY & NIGHT, HEIL, ICP COMMERCIAL, KEEPRITE, KENMORE, TEMPSTAR | INTERNATIONAL COMFORT PRODUCTS | PDS460130K**1D* |  | Natural Gas, Propane Gas | Downflow, Horizontal | Weatherized | 127 | 104 | 81 | 114.3 | 1185 | 91 |  | Yes
7610857 | Active | GOODMAN | GOODMAN MANUFACTURING CO., LP. | GMEC960302BN |  | Natural Gas,Propane Gas | Upflow,Horizontal | Non-Weatherized | 30 | 29 | 96.1 | 32 | 236 | 44 | Yes | Yes | AFUE & AMACF
7612143 | Active | AMANA | GOODMAN MANUFACTURING CO., LP. | ADVC81005CXB* |  | Natural Gas,Propane Gas | Downflow | Non-Weatherized | 100 | 80 | 80 | 97.7 | 269 | 58 | Yes | Yes | AMACF
7612197 | Active | DAIKIN | DAIKIN MANUFACTURING COMPANY, L.P. | DD80VC1005CXB* |  | Natural Gas,Propane Gas | Downflow | Non-Weatherized | 100 | 80 | 80 | 97.7 | 269 | 58 |  | Yes | AMACF
7614634 | Discontinued | ALLSTYLE, MERIDIAN, STYLEQUEST, TFC | TEXAS FURNACE, LLC | ADA040NI3R |  | Natural Gas,Propane Gas | Upflow,Downflow,Horizontal | Non-Weatherized | 40 | 33 | 80.2 | 37.8 | 480 | 57 |  | No
7614637 | Discontinued | CROWN | CROWN BOILER CO. | MDA040NI3R |  | Natural Gas,Propane Gas | Upflow,Downflow,Horizontal | Non-Weatherized | 40 | 33 | 80.2 | 37.8 | 480 | 57 |  | No
7614635 | Discontinued | ALLSTYLE, MERIDIAN, STYLEQUEST, TFC | TEXAS FURNACE, LLC | ADA080NI4R |  | Natural Gas,Propane Gas | Upflow,Downflow,Horizontal | Non-Weatherized | 80 | 65 | 80.2 | 75.3 | 689 | 55 |  | No
7614638 | Discontinued | CROWN | CROWN BOILER CO. | MDA080NI4R |  | Natural Gas,Propane Gas | Upflow,Downflow,Horizontal | Non-Weatherized | 80 | 65 | 80.2 | 75.3 | 689 | 55 |  | No
7614636 | Discontinued | ALLSTYLE, MERIDIAN, STYLEQUEST, TFC | TEXAS FURNACE, LLC | ADA100NI3R |  | Natural Gas,Propane Gas | Upflow,Downflow,Horizontal | Non-Weatherized | 100 | 81 | 80.2 | 96.2 | 969 | 79 |  | No
7614639 | Discontinued | CROWN | CROWN BOILER CO. | MDA100NI3R |  | Natural Gas,Propane Gas | Upflow,Downflow,Horizontal | Non-Weatherized | 100 | 81 | 80.2 | 96.2 | 969 | 79 |  | No
7786553 | Active | TRANE | TRANE | YHC036*1*(L,X)B |  | Natural Gas | Downflow, Horizontal | Weatherized | 60 | 49 | 81 | 82 | 985 | 47 | Yes | Yes
7791617 | Active | AMERICAN STANDARD | AMERICAN STANDARD | YHC036*1*(L,X)B |  | Natural Gas | Downflow, Horizontal | Weatherized | 60 | 49 | 81 | 82 | 985 | 47 |  | Yes
7786554 | Active | TRANE | TRANE | YHC036*1*(M,Y)B |  | Natural Gas | Downflow, Horizontal | Weatherized | 80 | 65 | 81 | 82 | 756 | 49 | Yes | Yes
7791618 | Active | AMERICAN STANDARD | AMERICAN STANDARD | YHC036*1*(M,Y)B |  | Natural Gas | Downflow, Horizontal | Weatherized | 80 | 65 | 81 | 82 | 756 | 49 |  | Yes
7786555 | Active | TRANE | TRANE | YHC036*1*(H,Z)B |  | Natural Gas | Downflow, Horizontal | Weatherized | 100 | 82 | 81 | 82 | 470 | 41 | Yes | Yes
7791616 | Active | AMERICAN STANDARD | AMERICAN STANDARD | YHC036*1*(H,Z)B |  | Natural Gas | Downflow, Horizontal | Weatherized | 100 | 82 | 81 | 82 | 470 | 41 |  | Yes
7786556 | Active | TRANE | TRANE | YHC048*1*(L,X)B |  | Natural Gas | Downflow, Horizontal | Weatherized | 60 | 49 | 81 | 82 | 864 | 48 | Yes | Yes
7791641 | Active | AMERICAN STANDARD | AMERICAN STANDARD | YHC048*1*(L,X)B |  | Natural Gas | Downflow, Horizontal | Weatherized | 60 | 49 | 81 | 82 | 864 | 48 |  | Yes
7786557 | Active | TRANE | TRANE | YHC048*1*(M,Y)B |  | Natural Gas | Downflow, Horizontal | Weatherized | 80 | 66 | 81 | 83 | 698 | 47 | Yes | Yes
7791642 | Active | AMERICAN STANDARD | AMERICAN STANDARD | YHC048*1*(M,Y)B |  | Natural Gas | Downflow, Horizontal | Weatherized | 80 | 66 | 81 | 83 | 698 | 47 |  | Yes
7786558 | Active | TRANE | TRANE | YHC048*1*(H,Z)B |  | Natural Gas | Downflow, Horizontal | Weatherized | 120 | 98 | 81 | 82 | 556 | 48 | Yes | Yes
7791619 | Active | AMERICAN STANDARD | AMERICAN STANDARD | YHC048*1*(H,Z)B |  | Natural Gas | Downflow, Horizontal | Weatherized | 120 | 98 | 81 | 82 | 556 | 48 |  | Yes
7786559 | Active | TRANE | TRANE | YHC060*1*(L,X)B |  | Natural Gas | Downflow, Horizontal | Weatherized | 60 | 49 | 81 | 83 | 1002 | 46 | Yes | Yes
7791644 | Active | AMERICAN STANDARD | AMERICAN STANDARD | YHC060*1*(L,X)B |  | Natural Gas | Downflow, Horizontal | Weatherized | 60 | 49 | 81 | 83 | 1002 | 46 |  | Yes
7786560 | Active | TRANE | TRANE | YHC060*1*(M,Y)B |  | Natural Gas | Downflow, Horizontal | Weatherized | 80 | 65 | 81 | 82 | 735 | 45 | Yes | Yes
7791645 | Active | AMERICAN STANDARD | AMERICAN STANDARD | YHC060*1*(M,Y)B |  | Natural Gas | Downflow, Horizontal | Weatherized | 80 | 65 | 81 | 82 | 735 | 45 |  | Yes
7786561 | Active | TRANE | TRANE | YHC060*1*(H,Z)B |  | Natural Gas | Downflow, Horizontal | Weatherized | 130 | 106 | 81 | 82 | 553 | 47 | Yes | Yes
7791643 | Active | AMERICAN STANDARD | AMERICAN STANDARD | YHC060*1*(H,Z)B |  | Natural Gas | Downflow, Horizontal | Weatherized | 130 | 106 | 81 | 82 | 553 | 47 |  | Yes
7789578 | Active | CARRIER WEATHERMAKER | CARRIER CORPORATION | 48KCM*04***3* |  | Natural Gas,Propane Gas | Downflow,Horizontal | Weatherized | 90 | 73 | 81.2 | 79.5 | 603 | 74 | Yes | Yes
7819054 | Active | AIRQUEST,ARCOAIRE,COMFORTMAKER,DAY & NIGHT,HEIL,ICP COMMERCIAL,KEEPRITE,TEMPSTAR | INTERNATIONAL COMFORT PRODUCTS | RGX036KM* |  | Natural Gas,Propane Gas | Downflow,Horizontal | Weatherized | 90 | 73 | 81.2 | 79.5 | 603 | 74 |  | Yes
7819084 | Active | BRYANT LEGACY | BRYANT HEATING & COOLING SYSTEMS | 582JJ06(C,F,J,M)115* |  | Natural Gas,Propane Gas | Downflow,Horizontal | Weatherized | 90 | 73 | 81.2 | 78.7 | 522 | 46 |  | Yes | AMACF
7791611 | Active | CARRIER WEATHERMAKER | CARRIER CORPORATION | 48KCD*04***3* |  | Natural Gas,Propane Gas | Downflow,Horizontal | Weatherized | 65 | 53 | 81 | 79 | 401 | 46 | Yes | Yes | AMACF
7819043 | Active | AIRQUEST,ARCOAIRE,COMFORTMAKER,DAY & NIGHT,HEIL,ICP COMMERCIAL,KEEPRITE,TEMPSTAR | INTERNATIONAL COMFORT PRODUCTS | RGX036KD* |  | Natural Gas,Propane Gas | Downflow,Horizontal | Weatherized | 65 | 53 | 81 | 79 | 401 | 46 |  | Yes | AMACF
7819089 | Active | BRYANT LEGACY | BRYANT HEATING & COOLING SYSTEMS | 582JJ06(C,F,J,M)150* |  | Natural Gas,Propane Gas | Downflow,Horizontal | Weatherized | 130 | 106 | 81 | 79.1 | 867 | 78 |  | Yes
7791612 | Active | CARRIER WEATHERMAKER | CARRIER CORPORATION | 48KCE*04***3* |  | Natural Gas,Propane Gas | Downflow,Horizontal | Weatherized | 90 | 73 | 81.2 | 79 | 544 | 75 | Yes | Yes | AMACF
7819046 | Active | AIRQUEST,ARCOAIRE,COMFORTMAKER,DAY & NIGHT,HEIL,ICP COMMERCIAL,KEEPRITE,TEMPSTAR | INTERNATIONAL COMFORT PRODUCTS | RGX036KE* |  | Natural Gas,Propane Gas | Downflow,Horizontal | Weatherized | 90 | 73 | 81.2 | 79 | 544 | 75 |  | Yes | AMACF
7559698 | Active | BRYANT | BRYANT HEATING & COOLING SYSTEMS | 677CNWB24040A* |  | Natural Gas, Propane Gas | Downflow, Horizontal | Weatherized | 40 | 33 | 81 | 38.8 | 343 | 85 |  | Yes
7791613 | Active | CARRIER WEATHERMAKER | CARRIER CORPORATION | 48KCE*05***3* |  | Natural Gas,Propane Gas | Downflow,Horizontal | Weatherized | 90 | 73 | 81.2 | 79 | 544 | 75 | Yes | Yes | AMACF
7819047 | Active | AIRQUEST,ARCOAIRE,COMFORTMAKER,DAY & NIGHT,HEIL,ICP COMMERCIAL,KEEPRITE,TEMPSTAR | INTERNATIONAL COMFORT PRODUCTS | RGX048KE* |  | Natural Gas,Propane Gas | Downflow,Horizontal | Weatherized | 90 | 73 | 81.2 | 79 | 544 | 75 |  | Yes | AMACF
7559712 | Active | BRYANT | BRYANT HEATING & COOLING SYSTEMS | 677CNWB24040N* |  | Natural Gas, Propane Gas | Downflow, Horizontal | Weatherized | 40 | 33 | 81 | 38.8 | 343 | 85 |  | Yes
7791614 | Active | CARRIER WEATHERMAKER | CARRIER CORPORATION | 48KCL*04***3* |  | Natural Gas,Propane Gas | Downflow,Horizontal | Weatherized | 60 | 47 | 81 | 79 | 391 | 44 | Yes | Yes | AMACF
7819051 | Active | AIRQUEST,ARCOAIRE,COMFORTMAKER,DAY & NIGHT,HEIL,ICP COMMERCIAL,KEEPRITE,TEMPSTAR | INTERNATIONAL COMFORT PRODUCTS | RGX036KL* |  | Natural Gas,Propane Gas | Downflow,Horizontal | Weatherized | 60 | 47 | 81 | 79 | 391 | 44 |  | Yes | AMACF
7559699 | Active | BRYANT | BRYANT HEATING & COOLING SYSTEMS | 677CNWB24060A* |  | Natural Gas, Propane Gas | Downflow, Horizontal | Weatherized | 60 | 49 | 81 | 57.4 | 627 | 87 |  | Yes
7791615 | Active | CARRIER WEATHERMAKER | CARRIER CORPORATION | 48KCN*05***3* |  | Natural Gas,Propane Gas | Downflow,Horizontal | Weatherized | 120 | 97 | 81 | 80 | 744 | 77 | Yes | Yes
7819057 | Active | AIRQUEST,ARCOAIRE,COMFORTMAKER,DAY & NIGHT,HEIL,ICP COMMERCIAL,KEEPRITE,TEMPSTAR | INTERNATIONAL COMFORT PRODUCTS | RGX048KN* |  | Natural Gas,Propane Gas | Downflow,Horizontal | Weatherized | 120 | 97 | 81 | 80 | 744 | 77 |  | Yes
7559713 | Active | BRYANT | BRYANT HEATING & COOLING SYSTEMS | 677CNWB24060N* |  | Natural Gas, Propane Gas | Downflow, Horizontal | Weatherized | 60 | 49 | 81 | 57.4 | 627 | 87 |  | Yes
7795844 | Active | AMERICAN STANDARD, TRANE | TRANE | 4YCY4024C1060** |  | Natural Gas,Propane Gas | Downflow,Horizontal | Weatherized | 60 | 49 | 81 | 58 | 220 | 68 | Yes | Yes
7795880 | Active | AMERICAN STANDARD | AMERICAN STANDARD HEATING & AIR CONDITIONING | 4YCY4024C1060** |  | Natural Gas,Propane Gas | Downflow,Horizontal | Weatherized | 60 | 49 | 81 | 58 | 220 | 68 |  | Yes
7795847 | Active | AMERICAN STANDARD, TRANE | TRANE | 4YCY4036C1090** |  | Natural Gas,Propane Gas | Downflow,Horizontal | Weatherized | 90 | 73 | 81 | 77 | 253 | 72 | Yes | Yes
7795883 | Active | AMERICAN STANDARD | AMERICAN STANDARD HEATING & AIR CONDITIONING | 4YCY4036C1090** |  | Natural Gas,Propane Gas | Downflow,Horizontal | Weatherized | 90 | 73 | 81 | 77 | 253 | 72 |  | Yes
7795848 | Active | AMERICAN STANDARD, TRANE | TRANE | 4YCY4042C1090** |  | Natural Gas,Propane Gas | Downflow,Horizontal | Weatherized | 90 | 73 | 81 | 76 | 308 | 70 | Yes | Yes
7795884 | Active | AMERICAN STANDARD | AMERICAN STANDARD HEATING & AIR CONDITIONING | 4YCY4042C1090** |  | Natural Gas,Propane Gas | Downflow,Horizontal | Weatherized | 90 | 73 | 81 | 76 | 308 | 70 |  | Yes
7795849 | Active | AMERICAN STANDARD, TRANE | TRANE | 4YCY4048C1090** |  | Natural Gas,Propane Gas | Downflow,Horizontal | Weatherized | 90 | 73 | 81 | 76 | 308 | 70 | Yes | Yes
7795885 | Active | AMERICAN STANDARD | AMERICAN STANDARD HEATING & AIR CONDITIONING | 4YCY4048C1090** |  | Natural Gas,Propane Gas | Downflow,Horizontal | Weatherized | 90 | 73 | 81 | 76 | 308 | 70 |  | Yes
7795850 | Active | TRANE | TRANE | 4YCY4048C1115** |  | Natural Gas, Propane Gas | Downflow, Horizontal | Weatherized | 115 | 93 | 81 | 96 | 310 | 71 | Yes | Yes
7795886 | Active | AMERICAN STANDARD | AMERICAN STANDARD HEATING & AIR CONDITIONING | 4YCY4048C1115** |  | Natural Gas, Propane Gas | Downflow, Horizontal | Weatherized | 115 | 93 | 81 | 96 | 310 | 71 |  | Yes
7795851 | Active | TRANE | TRANE | 4YCZ6036C1090** |  | Natural Gas,Propane Gas | Downflow,Horizontal | Weatherized | 90 | 73 | 81 | 77 | 253 | 72 | Yes | Yes
7795888 | Active | AMERICAN STANDARD | AMERICAN STANDARD HEATING & AIR CONDITIONING | 4YCZ6036C1090** |  | Natural Gas,Propane Gas | Downflow,Horizontal | Weatherized | 90 | 73 | 81 | 77 | 253 | 72 |  | Yes
7795852 | Active | TRANE | TRANE | 4YCZ6048C1090** |  | Natural Gas, Propane Gas | Downflow, Horizontal | Weatherized | 90 | 73 | 81 | 76 | 308 | 70 | Yes | Yes
7795889 | Active | AMERICAN STANDARD | AMERICAN STANDARD HEATING & AIR CONDITIONING | 4YCZ6048C1090** |  | Natural Gas, Propane Gas | Downflow, Horizontal | Weatherized | 90 | 73 | 81 | 76 | 308 | 70 |  | Yes
7795853 | Active | TRANE | TRANE | 4YCZ6048C1115** |  | Natural Gas,Propane Gas | Downflow,Horizontal | Weatherized | 115 | 93 | 81 | 96 | 310 | 71 | Yes | Yes
7795890 | Active | AMERICAN STANDARD | AMERICAN STANDARD HEATING & AIR CONDITIONING | 4YCZ6048C1115** |  | Natural Gas,Propane Gas | Downflow,Horizontal | Weatherized | 115 | 93 | 81 | 96 | 310 | 71 |  | Yes
7795854 | Active | AMERICAN STANDARD, TRANE | TRANE | 4YCY4030C1070** |  | Natural Gas,Propane Gas | Downflow,Horizontal | Weatherized | 70 | 57 | 81 | 57 | 228 | 71 | Yes | Yes
7795881 | Active | AMERICAN STANDARD | AMERICAN STANDARD HEATING & AIR CONDITIONING | 4YCY4030C1070** |  | Natural Gas,Propane Gas | Downflow,Horizontal | Weatherized | 70 | 57 | 81 | 57 | 228 | 71 |  | Yes
7795855 | Active | TRANE | TRANE | 4YCZ6060C1115** |  | Natural Gas, Propane Gas | Downflow, Horizontal | Weatherized | 115 | 93 | 81 | 92 | 532 | 43 | Yes | Yes
7795891 | Active | AMERICAN STANDARD | AMERICAN STANDARD HEATING & AIR CONDITIONING | 4YCZ6060C1115** |  | Natural Gas, Propane Gas | Downflow, Horizontal | Weatherized | 115 | 93 | 81 | 92 | 532 | 43 |  | Yes
7795856 | Active | TRANE | TRANE | 4DCY4024C1060** |  | Natural Gas, Propane Gas | Downflow, Horizontal | Weatherized | 60 | 49 | 81 | 58 | 220 | 68 | Yes | Yes
7795857 | Active | TRANE | TRANE | 4DCY4042C1090** |  | Natural Gas, Propane Gas | Downflow, Horizontal | Weatherized | 90 | 73 | 81 | 76 | 308 | 70 | Yes | Yes
7795878 | Active | AMERICAN STANDARD | AMERICAN STANDARD HEATING & AIR CONDITIONING | 4DCY4042C1090** |  | Natural Gas, Propane Gas | Downflow, Horizontal | Weatherized | 90 | 73 | 81 | 76 | 308 | 70 |  | Yes
7795858 | Active | TRANE | TRANE | 4DCY4048C1090** |  | Natural Gas, Propane Gas | Downflow, Horizontal | Weatherized | 90 | 73 | 81 | 76 | 308 | 70 | Yes | Yes
7795859 | Active | TRANE | TRANE | 4DCY4060C1115** |  | Natural Gas, Propane Gas | Downflow, Horizontal | Weatherized | 115 | 93 | 81 | 92 | 532 | 43 | Yes | Yes
7795860 | Active | TRANE | TRANE | 4DCZ6048C1090** |  | Natural Gas, Propane Gas | Downflow, Horizontal | Weatherized | 90 | 73 | 81 | 76 | 308 | 70 | Yes | Yes
7795861 | Active | TRANE | TRANE | 4DCZ6060C1115** |  | Natural Gas, Propane Gas | Downflow, Horizontal | Weatherized | 115 | 93 | 81 | 92 | 532 | 43 | Yes | Yes
7795862 | Active | AMERICAN STANDARD, TRANE | TRANE | 4YCY4036C1070** |  | Natural Gas,Propane Gas | Downflow,Horizontal | Weatherized | 70 | 57 | 81 | 57 | 228 | 71 | Yes | Yes
7795882 | Active | AMERICAN STANDARD | AMERICAN STANDARD HEATING & AIR CONDITIONING | 4YCY4036C1070** |  | Natural Gas,Propane Gas | Downflow,Horizontal | Weatherized | 70 | 57 | 81 | 57 | 228 | 71 |  | Yes
7795863 | Active | AMERICAN STANDARD, TRANE | TRANE | 4YCY4060C1115** |  | Natural Gas,Propane Gas | Downflow,Horizontal | Weatherized | 115 | 93 | 81 | 92 | 532 | 70 | Yes | Yes
7795864 | Active | AMERICAN STANDARD, TRANE | TRANE | 4YCZ6036C1070** |  | Natural Gas,Propane Gas | Downflow,Horizontal | Weatherized | 70 | 57 | 81 | 57 | 228 | 71 | Yes | Yes
7795887 | Active | AMERICAN STANDARD | AMERICAN STANDARD HEATING & AIR CONDITIONING | 4YCZ6036C1070** |  | Natural Gas,Propane Gas | Downflow,Horizontal | Weatherized | 70 | 57 | 81 | 57 | 228 | 71 |  | Yes
7795865 | Active | AMERICAN STANDARD, TRANE | TRANE | 4DCY4024C1060** |  | Natural Gas,Propane Gas | Downflow,Horizontal | Weatherized | 60 | 49 | 81 | 58 | 220 | 68 | Yes | Yes
7795875 | Active | AMERICAN STANDARD | AMERICAN STANDARD HEATING & AIR CONDITIONING | 4DCY4024C1060** |  | Natural Gas,Propane Gas | Downflow,Horizontal | Weatherized | 60 | 49 | 81 | 58 | 220 | 68 |  | Yes
7795866 | Active | AMERICAN STANDARD, TRANE | TRANE | 4DCY4030C1070** |  | Natural Gas,Propane Gas | Downflow,Horizontal | Weatherized | 70 | 57 | 81 | 57 | 228 | 71 | Yes | Yes
7795876 | Active | AMERICAN STANDARD | AMERICAN STANDARD HEATING & AIR CONDITIONING | 4DCY4030C1070** |  | Natural Gas,Propane Gas | Downflow,Horizontal | Weatherized | 70 | 57 | 81 | 57 | 228 | 71 |  | Yes
7795867 | Active | AMERICAN STANDARD, TRANE | TRANE | 4DCY4048C1090** |  | Natural Gas,Propane Gas | Downflow,Horizontal | Weatherized | 90 | 73 | 81 | 76 | 308 | 70 | Yes | Yes
7795868 | Active | AMERICAN STANDARD, TRANE | TRANE | 4DCY4060C1115** |  | Natural Gas,Propane Gas | Downflow,Horizontal | Weatherized | 115 | 93 | 81 | 92 | 532 | 43 | Yes | Yes
7795869 | Active | AMERICAN STANDARD, TRANE | TRANE | 4DCZ6036C1070** |  | Natural Gas,Propane Gas | Downflow,Horizontal | Weatherized | 70 | 57 | 81 | 57 | 228 | 71 | Yes | Yes
7795879 | Active | AMERICAN STANDARD | AMERICAN STANDARD HEATING & AIR CONDITIONING | 4DCZ6036C1070** |  | Natural Gas,Propane Gas | Downflow,Horizontal | Weatherized | 70 | 57 | 81 | 57 | 228 | 71 |  | Yes
7795870 | Active | AMERICAN STANDARD, TRANE | TRANE | 4DCZ6048C1090** |  | Natural Gas,Propane Gas | Downflow,Horizontal | Weatherized | 90 | 73 | 81 | 76 | 308 | 70 | Yes | Yes
7795871 | Active | AMERICAN STANDARD, TRANE | TRANE | 4DCZ6060C1115** |  | Natural Gas,Propane Gas | Downflow,Horizontal | Weatherized | 115 | 93 | 81 | 92 | 532 | 43 | Yes | Yes
7795874 | Active | TRANE | TRANE | 4DCY4036C1070** |  | Natural Gas, Propane Gas | Downflow, Horizontal | Weatherized | 70 | 57 | 81 | 57 | 228 | 71 | Yes | Yes
7795877 | Active | AMERICAN STANDARD | AMERICAN STANDARD HEATING & AIR CONDITIONING | 4DCY4036C1070** |  | Natural Gas, Propane Gas | Downflow, Horizontal | Weatherized | 70 | 57 | 81 | 57 | 228 | 71 |  | Yes
7795892 | Active | CARRIER WEATHERMAKER | CARRIER CORPORATION | 48KCF*05***3* |  | Natural Gas,Propane Gas | Downflow,Horizontal | Weatherized | 130 | 106 | 81 | 79.3 | 746 | 78 | Yes | Yes
7819049 | Active | AIRQUEST,ARCOAIRE,COMFORTMAKER,DAY & NIGHT,HEIL,ICP COMMERCIAL,KEEPRITE,TEMPSTAR | INTERNATIONAL COMFORT PRODUCTS | RGX048KF* |  | Natural Gas,Propane Gas | Downflow,Horizontal | Weatherized | 130 | 106 | 81 | 79.3 | 746 | 78 |  | Yes
7559700 | Active | BRYANT | BRYANT HEATING & COOLING SYSTEMS | 677CNWB30040A* |  | Natural Gas, Propane Gas | Downflow, Horizontal | Weatherized | 40 | 33 | 81 | 38.8 | 343 | 85 |  | Yes
7795893 | Active | CARRIER WEATHERMAKER | CARRIER CORPORATION | 48KCD*05***3* |  | Natural Gas,Propane Gas | Downflow,Horizontal | Weatherized | 65 | 53 | 81 | 79.2 | 401 | 46 |  | Yes | AMACF
7819044 | Active | AIRQUEST,ARCOAIRE,COMFORTMAKER,DAY & NIGHT,HEIL,ICP COMMERCIAL,KEEPRITE,TEMPSTAR | INTERNATIONAL COMFORT PRODUCTS | RGX048KD* |  | Natural Gas,Propane Gas | Downflow,Horizontal | Weatherized | 65 | 53 | 81 | 79.2 | 401 | 46 |  | Yes | AMACF
7559714 | Active | BRYANT | BRYANT HEATING & COOLING SYSTEMS | 677CNWB30040N* |  | Natural Gas, Propane Gas | Downflow, Horizontal | Weatherized | 40 | 33 | 81 | 38.8 | 343 | 85 |  | Yes
7795894 | Active | CARRIER WEATHERMAKER | CARRIER CORPORATION | 48KCD*06***3* |  | Natural Gas,Propane Gas | Downflow,Horizontal | Weatherized | 65 | 53 | 81 | 78.7 | 522 | 46 |  | Yes | AMACF
7819045 | Active | AIRQUEST,ARCOAIRE,COMFORTMAKER,DAY & NIGHT,HEIL,ICP COMMERCIAL,KEEPRITE,TEMPSTAR | INTERNATIONAL COMFORT PRODUCTS | RGX060KD* |  | Natural Gas,Propane Gas | Downflow,Horizontal | Weatherized | 65 | 53 | 81 | 78.7 | 522 | 46 |  | Yes | AMACF
7559701 | Active | BRYANT | BRYANT HEATING & COOLING SYSTEMS | 677CNWB30060A* |  | Natural Gas, Propane Gas | Downflow, Horizontal | Weatherized | 60 | 49 | 81 | 57.4 | 627 | 87 |  | Yes
7795895 | Active | CARRIER WEATHERMAKER | CARRIER CORPORATION | 48KCE*06***3* |  | Natural Gas,Propane Gas | Downflow,Horizontal | Weatherized | 90 | 73 | 81.2 | 79.1 | 665 | 75 |  | Yes | AMACF
7819048 | Active | AIRQUEST,ARCOAIRE,COMFORTMAKER,DAY & NIGHT,HEIL,ICP COMMERCIAL,KEEPRITE,TEMPSTAR | INTERNATIONAL COMFORT PRODUCTS | RGX060KE* |  | Natural Gas,Propane Gas | Downflow,Horizontal | Weatherized | 90 | 73 | 81.2 | 79.1 | 665 | 75 |  | Yes | AMACF
7559715 | Active | BRYANT | BRYANT HEATING & COOLING SYSTEMS | 677CNWB30060N* |  | Natural Gas, Propane Gas | Downflow, Horizontal | Weatherized | 60 | 49 | 81 | 57.4 | 627 | 87 |  | Yes
7795896 | Active | CARRIER WEATHERMAKER | CARRIER CORPORATION | 48KCF*06***3* |  | Natural Gas,Propane Gas | Downflow,Horizontal | Weatherized | 130 | 106 | 81 | 79.1 | 867 | 78 |  | Yes
7819050 | Active | AIRQUEST,ARCOAIRE,COMFORTMAKER,DAY & NIGHT,HEIL,ICP COMMERCIAL,KEEPRITE,TEMPSTAR | INTERNATIONAL COMFORT PRODUCTS | RGX060KF* |  | Natural Gas,Propane Gas | Downflow,Horizontal | Weatherized | 130 | 106 | 81 | 79.1 | 867 | 78 |  | Yes
7559702 | Active | BRYANT | BRYANT HEATING & COOLING SYSTEMS | 677CNWB36060A* |  | Natural Gas, Propane Gas | Downflow, Horizontal | Weatherized | 60 | 49 | 81 | 58.2 | 443 | 88 |  | Yes
7795897 | Active | CARRIER WEATHERMAKER | CARRIER CORPORATION | 48KCL*05***3* |  | Natural Gas,Propane Gas | Downflow,Horizontal | Weatherized | 60 | 47 | 81 | 79.4 | 391 | 44 |  | Yes | AMACF
7819052 | Active | AIRQUEST,ARCOAIRE,COMFORTMAKER,DAY & NIGHT,HEIL,ICP COMMERCIAL,KEEPRITE,TEMPSTAR | INTERNATIONAL COMFORT PRODUCTS | RGX048KL* |  | Natural Gas,Propane Gas | Downflow,Horizontal | Weatherized | 60 | 47 | 81 | 79.4 | 391 | 44 |  | Yes | AMACF
7559716 | Active | BRYANT | BRYANT HEATING & COOLING SYSTEMS | 677CNWB36060N* |  | Natural Gas, Propane Gas | Downflow, Horizontal | Weatherized | 60 | 49 | 81 | 58.2 | 443 | 88 |  | Yes
7795898 | Active | CARRIER WEATHERMAKER | CARRIER CORPORATION | 48KCL*06***3* |  | Natural Gas,Propane Gas | Downflow,Horizontal | Weatherized | 60 | 47 | 81 | 78.9 | 512 | 44 |  | Yes | AMACF
7819053 | Active | AIRQUEST,ARCOAIRE,COMFORTMAKER,DAY & NIGHT,HEIL,ICP COMMERCIAL,KEEPRITE,TEMPSTAR | INTERNATIONAL COMFORT PRODUCTS | RGX060KL* |  | Natural Gas,Propane Gas | Downflow,Horizontal | Weatherized | 60 | 47 | 81 | 78.9 | 512 | 44 |  | Yes | AMACF
7559703 | Active | BRYANT | BRYANT HEATING & COOLING SYSTEMS | 677CNWB36090A* |  | Natural Gas, Propane Gas | Downflow, Horizontal | Weatherized | 90 | 74 | 81 | 77.4 | 567 | 89 |  | Yes
7795899 | Active | CARRIER WEATHERMAKER | CARRIER CORPORATION | 48KCM*06***3* |  | Natural Gas,Propane Gas | Downflow,Horizontal | Weatherized | 90 | 73 | 81.2 | 79.1 | 724 | 74 |  | Yes
7819056 | Active | AIRQUEST,ARCOAIRE,COMFORTMAKER,DAY & NIGHT,HEIL,ICP COMMERCIAL,KEEPRITE,TEMPSTAR | INTERNATIONAL COMFORT PRODUCTS | RGX060KM* |  | Natural Gas,Propane Gas | Downflow,Horizontal | Weatherized | 90 | 73 | 81.2 | 79.1 | 724 | 74 |  | Yes
7559717 | Active | BRYANT | BRYANT HEATING & COOLING SYSTEMS | 677CNWB36090N* |  | Natural Gas, Propane Gas | Downflow, Horizontal | Weatherized | 90 | 74 | 81 | 77.4 | 567 | 89 |  | Yes
7795900 | Active | CARRIER WEATHERMAKER | CARRIER CORPORATION | 48KCN*06***3* |  | Natural Gas,Propane Gas | Downflow,Horizontal | Weatherized | 120 | 97 | 81 | 79.3 | 865 | 77 |  | Yes
7819058 | Active | AIRQUEST,ARCOAIRE,COMFORTMAKER,DAY & NIGHT,HEIL,ICP COMMERCIAL,KEEPRITE,TEMPSTAR | INTERNATIONAL COMFORT PRODUCTS | RGX060KN* |  | Natural Gas,Propane Gas | Downflow,Horizontal | Weatherized | 120 | 97 | 81 | 79.3 | 865 | 77 |  | Yes
7559704 | Active | BRYANT | BRYANT HEATING & COOLING SYSTEMS | 677CNWB42060A* |  | Natural Gas, Propane Gas | Downflow, Horizontal | Weatherized | 60 | 49 | 81 | 58.2 | 443 | 88 |  | Yes
7795901 | Active | CARRIER WEATHERMAKER | CARRIER CORPORATION | 48KCR*04***3* |  | Natural Gas,Propane Gas | Downflow,Horizontal | Weatherized | 90 | 73 | 81.2 | 79.2 | 401 | 46 |  | Yes | AMACF
7819059 | Active | AIRQUEST,ARCOAIRE,COMFORTMAKER,DAY & NIGHT,HEIL,ICP COMMERCIAL,KEEPRITE,TEMPSTAR | INTERNATIONAL COMFORT PRODUCTS | RGX036KR* |  | Natural Gas,Propane Gas | Downflow,Horizontal | Weatherized | 90 | 73 | 81.2 | 79.2 | 401 | 46 |  | Yes | AMACF
7559718 | Active | BRYANT | BRYANT HEATING & COOLING SYSTEMS | 677CNWB42060N* |  | Natural Gas, Propane Gas | Downflow, Horizontal | Weatherized | 60 | 49 | 81 | 58.2 | 443 | 88 |  | Yes
7795902 | Active | CARRIER WEATHERMAKER | CARRIER CORPORATION | 48KCR*05***3* |  | Natural Gas,Propane Gas | Downflow,Horizontal | Weatherized | 90 | 73 | 81.2 | 79.2 | 401 | 46 |  | Yes | AMACF
7819060 | Active | AIRQUEST,ARCOAIRE,COMFORTMAKER,DAY & NIGHT,HEIL,ICP COMMERCIAL,KEEPRITE,TEMPSTAR | INTERNATIONAL COMFORT PRODUCTS | RGX048KR* |  | Natural Gas,Propane Gas | Downflow,Horizontal | Weatherized | 90 | 73 | 81.2 | 79.2 | 401 | 46 |  | Yes | AMACF
7559705 | Active | BRYANT | BRYANT HEATING & COOLING SYSTEMS | 677CNWB42090A* |  | Natural Gas, Propane Gas | Downflow, Horizontal | Weatherized | 90 | 74 | 81 | 77.4 | 567 | 89 |  | Yes
7795903 | Active | CARRIER WEATHERMAKER | CARRIER CORPORATION | 48KCR*06***3* |  | Natural Gas,Propane Gas | Downflow,Horizontal | Weatherized | 90 | 73 | 81.2 | 78.7 | 522 | 46 |  | Yes | AMACF
7819061 | Active | AIRQUEST,ARCOAIRE,COMFORTMAKER,DAY & NIGHT,HEIL,ICP COMMERCIAL,KEEPRITE,TEMPSTAR | INTERNATIONAL COMFORT PRODUCTS | RGX060KR* |  | Natural Gas,Propane Gas | Downflow,Horizontal | Weatherized | 90 | 73 | 81.2 | 78.7 | 522 | 46 |  | Yes | AMACF
7559719 | Active | BRYANT | BRYANT HEATING & COOLING SYSTEMS | 677CNWB42090N* |  | Natural Gas, Propane Gas | Downflow, Horizontal | Weatherized | 90 | 74 | 81 | 77.4 | 567 | 89 |  | Yes
7795904 | Active | CARRIER WEATHERMAKER | CARRIER CORPORATION | 48KCS*04***3* |  | Natural Gas,Propane Gas | Downflow,Horizontal | Weatherized | 65 | 53 | 81 | 79.4 | 544 | 75 |  | Yes | AMACF
7819062 | Active | AIRQUEST,ARCOAIRE,COMFORTMAKER,DAY & NIGHT,HEIL,ICP COMMERCIAL,KEEPRITE,TEMPSTAR | INTERNATIONAL COMFORT PRODUCTS | RGX036KS* |  | Natural Gas,Propane Gas | Downflow,Horizontal | Weatherized | 65 | 53 | 81 | 79.4 | 544 | 75 |  | Yes | AMACF
7559706 | Active | BRYANT | BRYANT HEATING & COOLING SYSTEMS | 677CNWB48090A* |  | Natural Gas, Propane Gas | Downflow, Horizontal | Weatherized | 90 | 74 | 81 | 77.3 | 595 | 87 |  | Yes
7795905 | Active | CARRIER WEATHERMAKER | CARRIER CORPORATION | 48KCS*05***3* |  | Natural Gas,Propane Gas | Downflow,Horizontal | Weatherized | 65 | 53 | 81 | 79.4 | 544 | 75 |  | Yes | AMACF
7819063 | Active | AIRQUEST,ARCOAIRE,COMFORTMAKER,DAY & NIGHT,HEIL,ICP COMMERCIAL,KEEPRITE,TEMPSTAR | INTERNATIONAL COMFORT PRODUCTS | RGX048KS* |  | Natural Gas,Propane Gas | Downflow,Horizontal | Weatherized | 65 | 53 | 81 | 79.4 | 544 | 75 |  | Yes | AMACF
7559720 | Active | BRYANT | BRYANT HEATING & COOLING SYSTEMS | 677CNWB48090N* |  | Natural Gas, Propane Gas | Downflow, Horizontal | Weatherized | 90 | 74 | 81 | 77.3 | 595 | 87 |  | Yes
7795906 | Active | CARRIER WEATHERMAKER | CARRIER CORPORATION | 48KCS*06***3* |  | Natural Gas,Propane Gas | Downflow,Horizontal | Weatherized | 65 | 53 | 81 | 79.1 | 665 | 75 |  | Yes | AMACF
7819064 | Active | AIRQUEST,ARCOAIRE,COMFORTMAKER,DAY & NIGHT,HEIL,ICP COMMERCIAL,KEEPRITE,TEMPSTAR | INTERNATIONAL COMFORT PRODUCTS | RGX060KS* |  | Natural Gas,Propane Gas | Downflow,Horizontal | Weatherized | 65 | 53 | 81 | 79.1 | 665 | 75 |  | Yes | AMACF
7559707 | Active | BRYANT | BRYANT HEATING & COOLING SYSTEMS | 677CNWB48115A* |  | Natural Gas, Propane Gas | Downflow, Horizontal | Weatherized | 115 | 94 | 81 | 114 | 1268 | 88 |  | Yes
7795907 | Active | CARRIER WEATHERMAKER | CARRIER CORPORATION | 48KCT*05***3* |  | Natural Gas,Propane Gas | Downflow,Horizontal | Weatherized | 130 | 106 | 81 | 79.3 | 746 | 78 |  | Yes
7819065 | Active | AIRQUEST,ARCOAIRE,COMFORTMAKER,DAY & NIGHT,HEIL,ICP COMMERCIAL,KEEPRITE,TEMPSTAR | INTERNATIONAL COMFORT PRODUCTS | RGX048KT* |  | Natural Gas,Propane Gas | Downflow,Horizontal | Weatherized | 130 | 106 | 81 | 79.3 | 746 | 78 |  | Yes
7559721 | Active | BRYANT | BRYANT HEATING & COOLING SYSTEMS | 677CNWB48115N* |  | Natural Gas, Propane Gas | Downflow, Horizontal | Weatherized | 115 | 94 | 81 | 114 | 1268 | 88 |  | Yes
7795908 | Active | CARRIER WEATHERMAKER | CARRIER CORPORATION | 48KCT*06***3* |  | Natural Gas,Propane Gas | Downflow,Horizontal | Weatherized | 130 | 106 | 81 | 79.1 | 867 | 78 |  | Yes
7819066 | Active | AIRQUEST,ARCOAIRE,COMFORTMAKER,DAY & NIGHT,HEIL,ICP COMMERCIAL,KEEPRITE,TEMPSTAR | INTERNATIONAL COMFORT PRODUCTS | RGX060KT* |  | Natural Gas,Propane Gas | Downflow,Horizontal | Weatherized | 130 | 106 | 81 | 79.1 | 867 | 78 |  | Yes
7559708 | Active | BRYANT | BRYANT HEATING & COOLING SYSTEMS | 677CNWB48130A* |  | Natural Gas, Propane Gas | Downflow, Horizontal | Weatherized | 127 | 104 | 81 | 114.3 | 1185 | 91 |  | Yes
7795911 | Active | CARRIER WEATHERMAKER | CARRIER CORPORATION | 48KCM*05***3* |  | Natural Gas,Propane Gas | Downflow,Horizontal | Weatherized | 90 | 73 | 81.2 | 79.5 | 603 | 74 |  | Yes
7819055 | Active | AIRQUEST,ARCOAIRE,COMFORTMAKER,DAY & NIGHT,HEIL,ICP COMMERCIAL,KEEPRITE,TEMPSTAR | INTERNATIONAL COMFORT PRODUCTS | RGX048KM* |  | Natural Gas,Propane Gas | Downflow,Horizontal | Weatherized | 90 | 73 | 81.2 | 79.5 | 603 | 74 |  | Yes
7559722 | Active | BRYANT | BRYANT HEATING & COOLING SYSTEMS | 677CNWB48130N* |  | Natural Gas, Propane Gas | Downflow, Horizontal | Weatherized | 127 | 104 | 81 | 114.3 | 1185 | 91 |  | Yes
7819009 | Active | CARRIER WEATHERMASTER | CARRIER CORPORATION | 48HCD*04***3* |  | Natural Gas,Propane Gas | Downflow,Horizontal | Weatherized | 65 | 53 | 81 | 79.3 | 401 | 46 |  | Yes | AMACF
7819206 | Active | AIRQUEST,ARCOAIRE,COMFORTMAKER,DAY & NIGHT,HEIL,ICP COMMERCIAL,KEEPRITE,TEMPSTAR | INTERNATIONAL COMFORT PRODUCTS | RGH036KD* |  | Natural Gas,Propane Gas | Downflow,Horizontal | Weatherized | 65 | 53 | 81 | 79.3 | 401 | 46 |  | Yes | AMACF
7559709 | Active | BRYANT | BRYANT HEATING & COOLING SYSTEMS | 677CNWB60090A* |  | Natural Gas, Propane Gas | Downflow, Horizontal | Weatherized | 90 | 74 | 81 | 77.3 | 595 | 87 |  | Yes
7819010 | Active | CARRIER WEATHERMASTER | CARRIER CORPORATION | 48HCD*05***3* |  | Natural Gas,Propane Gas | Downflow,Horizontal | Weatherized | 65 | 53 | 81 | 79.3 | 401 | 46 |  | Yes | AMACF
7819207 | Active | AIRQUEST,ARCOAIRE,COMFORTMAKER,DAY & NIGHT,HEIL,ICP COMMERCIAL,KEEPRITE,TEMPSTAR | INTERNATIONAL COMFORT PRODUCTS | RGH048KD* |  | Natural Gas,Propane Gas | Downflow,Horizontal | Weatherized | 65 | 53 | 81 | 79.3 | 401 | 46 |  | Yes | AMACF
7559723 | Active | BRYANT | BRYANT HEATING & COOLING SYSTEMS | 677CNWB60090N* |  | Natural Gas, Propane Gas | Downflow, Horizontal | Weatherized | 90 | 74 | 81 | 77.3 | 595 | 87 |  | Yes
7819011 | Active | CARRIER WEATHERMASTER | CARRIER CORPORATION | 48HCD*06***3* |  | Natural Gas,Propane Gas | Downflow,Horizontal | Weatherized | 65 | 53 | 81 | 78.8 | 522 | 46 |  | Yes | AMACF
7819208 | Active | AIRQUEST,ARCOAIRE,COMFORTMAKER,DAY & NIGHT,HEIL,ICP COMMERCIAL,KEEPRITE,TEMPSTAR | INTERNATIONAL COMFORT PRODUCTS | RGH060KD* |  | Natural Gas,Propane Gas | Downflow,Horizontal | Weatherized | 65 | 53 | 81 | 78.8 | 522 | 46 |  | Yes | AMACF
7559710 | Active | BRYANT | BRYANT HEATING & COOLING SYSTEMS | 677CNWB60115A* |  | Natural Gas, Propane Gas | Downflow, Horizontal | Weatherized | 115 | 94 | 81 | 114 | 1268 | 88 |  | Yes
7819012 | Active | CARRIER WEATHERMASTER | CARRIER CORPORATION | 48HCE*04***3* |  | Natural Gas,Propane Gas | Downflow,Horizontal | Weatherized | 90 | 73 | 81.2 | 79.5 | 544 | 75 |  | Yes | AMACF
7819209 | Active | AIRQUEST,ARCOAIRE,COMFORTMAKER,DAY & NIGHT,HEIL,ICP COMMERCIAL,KEEPRITE,TEMPSTAR | INTERNATIONAL COMFORT PRODUCTS | RGH036KE* |  | Natural Gas,Propane Gas | Downflow,Horizontal | Weatherized | 90 | 73 | 81.2 | 79.5 | 544 | 75 |  | Yes | AMACF
7559724 | Active | BRYANT | BRYANT HEATING & COOLING SYSTEMS | 677CNWB60115N* |  | Natural Gas, Propane Gas | Downflow, Horizontal | Weatherized | 115 | 94 | 81 | 114 | 1268 | 88 |  | Yes
7819013 | Active | CARRIER WEATHERMASTER | CARRIER CORPORATION | 48HCE*05***3* |  | Natural Gas,Propane Gas | Downflow,Horizontal | Weatherized | 90 | 73 | 81.2 | 79.5 | 544 | 75 |  | Yes | AMACF
7819210 | Active | AIRQUEST,ARCOAIRE,COMFORTMAKER,DAY & NIGHT,HEIL,ICP COMMERCIAL,KEEPRITE,TEMPSTAR | INTERNATIONAL COMFORT PRODUCTS | RGH048KE* |  | Natural Gas,Propane Gas | Downflow,Horizontal | Weatherized | 90 | 73 | 81.2 | 79.5 | 544 | 75 |  | Yes | AMACF
7559711 | Active | BRYANT | BRYANT HEATING & COOLING SYSTEMS | 677CNWB60130A* |  | Natural Gas, Propane Gas | Downflow, Horizontal | Weatherized | 127 | 104 | 81 | 114.3 | 1185 | 91 |  | Yes
7819014 | Active | CARRIER WEATHERMASTER | CARRIER CORPORATION | 48HCE*06***3* |  | Natural Gas,Propane Gas | Downflow,Horizontal | Weatherized | 90 | 73 | 81.2 | 79.1 | 665 | 75 |  | Yes | AMACF
7819211 | Active | AIRQUEST,ARCOAIRE,COMFORTMAKER,DAY & NIGHT,HEIL,ICP COMMERCIAL,KEEPRITE,TEMPSTAR | INTERNATIONAL COMFORT PRODUCTS | RGH060KE* |  | Natural Gas,Propane Gas | Downflow,Horizontal | Weatherized | 90 | 73 | 81.2 | 79.1 | 665 | 75 |  | Yes | AMACF
7559725 | Active | BRYANT | BRYANT HEATING & COOLING SYSTEMS | 677CNWB60130N* |  | Natural Gas, Propane Gas | Downflow, Horizontal | Weatherized | 127 | 104 | 81 | 114.3 | 1185 | 91 |  | Yes
7819015 | Active | CARRIER WEATHERMASTER | CARRIER CORPORATION | 48HCF*05***3* |  | Natural Gas,Propane Gas | Downflow,Horizontal | Weatherized | 130 | 106 | 81 | 79.4 | 746 | 78 |  | Yes
7819212 | Active | AIRQUEST,ARCOAIRE,COMFORTMAKER,DAY & NIGHT,HEIL,ICP COMMERCIAL,KEEPRITE,TEMPSTAR | INTERNATIONAL COMFORT PRODUCTS | RGH048KF* |  | Natural Gas,Propane Gas | Downflow,Horizontal | Weatherized | 130 | 106 | 81 | 79.4 | 746 | 78 |  | Yes
7947176 | Active | BRYANT | BRYANT HEATING & COOLING SYSTEMS | 677ENWB24040A* |  | Natural Gas, Propane Gas | Downflow, Horizontal | Weatherized | 40 | 33 | 81 | 38.2 | 250 | 35 |  | Yes | AMACF
7819016 | Active | CARRIER WEATHERMASTER | CARRIER CORPORATION | 48HCF*06***3* |  | Natural Gas,Propane Gas | Downflow,Horizontal | Weatherized | 130 | 106 | 81 | 79.1 | 867 | 78 |  | Yes
7819213 | Active | AIRQUEST,ARCOAIRE,COMFORTMAKER,DAY & NIGHT,HEIL,ICP COMMERCIAL,KEEPRITE,TEMPSTAR | INTERNATIONAL COMFORT PRODUCTS | RGH060KF* |  | Natural Gas,Propane Gas | Downflow,Horizontal | Weatherized | 130 | 106 | 81 | 79.1 | 867 | 78 |  | Yes
7947190 | Active | BRYANT | BRYANT HEATING & COOLING SYSTEMS | 677ENWB24040N* |  | Natural Gas, Propane Gas | Downflow, Horizontal | Weatherized | 40 | 33 | 81 | 38.2 | 250 | 35 |  | Yes | AMACF
7819017 | Active | CARRIER WEATHERMASTER | CARRIER CORPORATION | 48HCL*04***3* |  | Natural Gas,Propane Gas | Downflow,Horizontal | Weatherized | 60 | 47 | 81 | 79.5 | 391 | 44 |  | Yes | AMACF
7819214 | Active | AIRQUEST,ARCOAIRE,COMFORTMAKER,DAY & NIGHT,HEIL,ICP COMMERCIAL,KEEPRITE,TEMPSTAR | INTERNATIONAL COMFORT PRODUCTS | RGH036KL* |  | Natural Gas,Propane Gas | Downflow,Horizontal | Weatherized | 60 | 47 | 81 | 79.5 | 391 | 44 |  | Yes | AMACF
7947177 | Active | BRYANT | BRYANT HEATING & COOLING SYSTEMS | 677ENWB24060A* |  | Natural Gas, Propane Gas | Downflow, Horizontal | Weatherized | 60 | 49 | 81 | 56.3 | 264 | 33 |  | Yes | AMACF
7819018 | Active | CARRIER WEATHERMASTER | CARRIER CORPORATION | 48HCL*05***3* |  | Natural Gas,Propane Gas | Downflow,Horizontal | Weatherized | 60 | 47 | 81 | 79.5 | 391 | 44 |  | Yes | AMACF
7819215 | Active | AIRQUEST,ARCOAIRE,COMFORTMAKER,DAY & NIGHT,HEIL,ICP COMMERCIAL,KEEPRITE,TEMPSTAR | INTERNATIONAL COMFORT PRODUCTS | RGH048KL* |  | Natural Gas,Propane Gas | Downflow,Horizontal | Weatherized | 60 | 47 | 81 | 79.5 | 391 | 44 |  | Yes | AMACF
7947191 | Active | BRYANT | BRYANT HEATING & COOLING SYSTEMS | 677ENWB24060N* |  | Natural Gas, Propane Gas | Downflow, Horizontal | Weatherized | 60 | 49 | 81 | 56.3 | 264 | 33 |  | Yes | AMACF
7819019 | Active | CARRIER WEATHERMASTER | CARRIER CORPORATION | 48HCL*06***3* |  | Natural Gas,Propane Gas | Downflow,Horizontal | Weatherized | 60 | 47 | 81 | 78.9 | 512 | 44 |  | Yes | AMACF
7819216 | Active | AIRQUEST,ARCOAIRE,COMFORTMAKER,DAY & NIGHT,HEIL,ICP COMMERCIAL,KEEPRITE,TEMPSTAR | INTERNATIONAL COMFORT PRODUCTS | RGH060KL* |  | Natural Gas,Propane Gas | Downflow,Horizontal | Weatherized | 60 | 47 | 81 | 78.9 | 512 | 44 |  | Yes | AMACF
7947178 | Active | BRYANT | BRYANT HEATING & COOLING SYSTEMS | 677ENWB30040A* |  | Natural Gas, Propane Gas | Downflow, Horizontal | Weatherized | 40 | 33 | 81 | 38.2 | 250 | 35 |  | Yes | AMACF
7819020 | Active | CARRIER WEATHERMASTER | CARRIER CORPORATION | 48HCM*04***3* |  | Natural Gas,Propane Gas | Downflow,Horizontal | Weatherized | 90 | 73 | 81.2 | 79.6 | 603 | 74 |  | Yes
7819217 | Active | AIRQUEST,ARCOAIRE,COMFORTMAKER,DAY & NIGHT,HEIL,ICP COMMERCIAL,KEEPRITE,TEMPSTAR | INTERNATIONAL COMFORT PRODUCTS | RGH036KM* |  | Natural Gas,Propane Gas | Downflow,Horizontal | Weatherized | 90 | 73 | 81.2 | 79.6 | 603 | 74 |  | Yes
7947192 | Active | BRYANT | BRYANT HEATING & COOLING SYSTEMS | 677ENWB30040N* |  | Natural Gas, Propane Gas | Downflow, Horizontal | Weatherized | 40 | 33 | 81 | 38.2 | 250 | 35 |  | Yes | AMACF
7819021 | Active | CARRIER WEATHERMASTER | CARRIER CORPORATION | 48HCM*05***3* |  | Natural Gas,Propane Gas | Downflow,Horizontal | Weatherized | 90 | 73 | 81.2 | 79.6 | 603 | 74 |  | Yes
7819218 | Active | AIRQUEST,ARCOAIRE,COMFORTMAKER,DAY & NIGHT,HEIL,ICP COMMERCIAL,KEEPRITE,TEMPSTAR | INTERNATIONAL COMFORT PRODUCTS | RGH048KM* |  | Natural Gas,Propane Gas | Downflow,Horizontal | Weatherized | 90 | 73 | 81.2 | 79.6 | 603 | 74 |  | Yes
7947179 | Active | BRYANT | BRYANT HEATING & COOLING SYSTEMS | 677ENWB30060A* |  | Natural Gas, Propane Gas | Downflow, Horizontal | Weatherized | 60 | 49 | 81 | 56.3 | 264 | 33 |  | Yes | AMACF
7819022 | Active | CARRIER WEATHERMASTER | CARRIER CORPORATION | 48HCM*06***3* |  | Natural Gas,Propane Gas | Downflow,Horizontal | Weatherized | 90 | 73 | 81.2 | 79.2 | 724 | 74 |  | Yes
7819219 | Active | AIRQUEST,ARCOAIRE,COMFORTMAKER,DAY & NIGHT,HEIL,ICP COMMERCIAL,KEEPRITE,TEMPSTAR | INTERNATIONAL COMFORT PRODUCTS | RGH060KM* |  | Natural Gas,Propane Gas | Downflow,Horizontal | Weatherized | 90 | 73 | 81.2 | 79.2 | 724 | 74 |  | Yes
7947193 | Active | BRYANT | BRYANT HEATING & COOLING SYSTEMS | 677ENWB30060N* |  | Natural Gas, Propane Gas | Downflow, Horizontal | Weatherized | 60 | 49 | 81 | 56.3 | 264 | 33 |  | Yes | AMACF
7819023 | Active | CARRIER WEATHERMASTER | CARRIER CORPORATION | 48HCN*05***3* |  | Natural Gas,Propane Gas | Downflow,Horizontal | Weatherized | 120 | 97 | 81 | 79.6 | 744 | 77 |  | Yes
7819220 | Active | AIRQUEST,ARCOAIRE,COMFORTMAKER,DAY & NIGHT,HEIL,ICP COMMERCIAL,KEEPRITE,TEMPSTAR | INTERNATIONAL COMFORT PRODUCTS | RGH048KN* |  | Natural Gas,Propane Gas | Downflow,Horizontal | Weatherized | 120 | 97 | 81 | 79.6 | 744 | 77 |  | Yes
7947180 | Active | BRYANT | BRYANT HEATING & COOLING SYSTEMS | 677ENWB36060A* |  | Natural Gas, Propane Gas | Downflow, Horizontal | Weatherized | 60 | 49 | 81 | 57.6 | 191 | 29 |  | Yes | AMACF
7819024 | Active | CARRIER WEATHERMASTER | CARRIER CORPORATION | 48HCN*06***3* |  | Natural Gas,Propane Gas | Downflow,Horizontal | Weatherized | 120 | 97 | 81 | 79.3 | 865 | 77 |  | Yes
7819221 | Active | AIRQUEST,ARCOAIRE,COMFORTMAKER,DAY & NIGHT,HEIL,ICP COMMERCIAL,KEEPRITE,TEMPSTAR | INTERNATIONAL COMFORT PRODUCTS | RGH060KN* |  | Natural Gas,Propane Gas | Downflow,Horizontal | Weatherized | 120 | 97 | 81 | 79.3 | 865 | 77 |  | Yes
7947194 | Active | BRYANT | BRYANT HEATING & COOLING SYSTEMS | 677ENWB36060N* |  | Natural Gas, Propane Gas | Downflow, Horizontal | Weatherized | 60 | 49 | 81 | 57.6 | 191 | 29 |  | Yes | AMACF
7819025 | Active | CARRIER WEATHERMASTER | CARRIER CORPORATION | 48HCR*04***3* |  | Natural Gas,Propane Gas | Downflow,Horizontal | Weatherized | 90 | 73 | 81.2 | 79.3 | 401 | 46 |  | Yes | AMACF
7819222 | Active | AIRQUEST,ARCOAIRE,COMFORTMAKER,DAY & NIGHT,HEIL,ICP COMMERCIAL,KEEPRITE,TEMPSTAR | INTERNATIONAL COMFORT PRODUCTS | RGH036KR* |  | Natural Gas,Propane Gas | Downflow,Horizontal | Weatherized | 90 | 73 | 81.2 | 79.3 | 401 | 46 |  | Yes | AMACF
7947181 | Active | BRYANT | BRYANT HEATING & COOLING SYSTEMS | 677ENWB36090A* |  | Natural Gas, Propane Gas | Downflow, Horizontal | Weatherized | 90 | 74 | 81 | 75.9 | 271 | 31 |  | Yes | AMACF
7819026 | Active | CARRIER WEATHERMASTER | CARRIER CORPORATION | 48HCR*05***3* |  | Natural Gas,Propane Gas | Downflow,Horizontal | Weatherized | 90 | 73 | 81.2 | 79.3 | 401 | 46 |  | Yes | AMACF
7819223 | Active | AIRQUEST,ARCOAIRE,COMFORTMAKER,DAY & NIGHT,HEIL,ICP COMMERCIAL,KEEPRITE,TEMPSTAR | INTERNATIONAL COMFORT PRODUCTS | RGH048KR* |  | Natural Gas,Propane Gas | Downflow,Horizontal | Weatherized | 90 | 73 | 81.2 | 79.3 | 401 | 46 |  | Yes | AMACF
7947195 | Active | BRYANT | BRYANT HEATING & COOLING SYSTEMS | 677ENWB36090N* |  | Natural Gas, Propane Gas | Downflow, Horizontal | Weatherized | 90 | 74 | 81 | 75.9 | 271 | 31 |  | Yes | AMACF
7819027 | Active | CARRIER WEATHERMASTER | CARRIER CORPORATION | 48HCR*06***3* |  | Natural Gas,Propane Gas | Downflow,Horizontal | Weatherized | 90 | 73 | 81.2 | 78.8 | 522 | 46 |  | Yes | AMACF
7819224 | Active | AIRQUEST,ARCOAIRE,COMFORTMAKER,DAY & NIGHT,HEIL,ICP COMMERCIAL,KEEPRITE,TEMPSTAR | INTERNATIONAL COMFORT PRODUCTS | RGH060KR* |  | Natural Gas,Propane Gas | Downflow,Horizontal | Weatherized | 90 | 73 | 81.2 | 78.8 | 522 | 46 |  | Yes | AMACF
7947182 | Active | BRYANT | BRYANT HEATING & COOLING SYSTEMS | 677ENWB42060A* |  | Natural Gas, Propane Gas | Downflow, Horizontal | Weatherized | 60 | 49 | 81 | 57.6 | 191 | 29 |  | Yes | AMACF
7819028 | Active | CARRIER WEATHERMASTER | CARRIER CORPORATION | 48HCS*04***3* |  | Natural Gas,Propane Gas | Downflow,Horizontal | Weatherized | 65 | 53 | 81 | 79.5 | 544 | 75 |  | Yes | AMACF
7819225 | Active | AIRQUEST,ARCOAIRE,COMFORTMAKER,DAY & NIGHT,HEIL,ICP COMMERCIAL,KEEPRITE,TEMPSTAR | INTERNATIONAL COMFORT PRODUCTS | RGH036KS* |  | Natural Gas,Propane Gas | Downflow,Horizontal | Weatherized | 65 | 53 | 81 | 79.5 | 544 | 75 |  | Yes | AMACF
7947196 | Active | BRYANT | BRYANT HEATING & COOLING SYSTEMS | 677ENWB42060N* |  | Natural Gas, Propane Gas | Downflow, Horizontal | Weatherized | 60 | 49 | 81 | 57.6 | 191 | 29 |  | Yes | AMACF
7819029 | Active | CARRIER WEATHERMASTER | CARRIER CORPORATION | 48HCS*05***3* |  | Natural Gas,Propane Gas | Downflow,Horizontal | Weatherized | 65 | 53 | 81 | 79.5 | 544 | 75 |  | Yes | AMACF
7819226 | Active | AIRQUEST,ARCOAIRE,COMFORTMAKER,DAY & NIGHT,HEIL,ICP COMMERCIAL,KEEPRITE,TEMPSTAR | INTERNATIONAL COMFORT PRODUCTS | RGH048KS* |  | Natural Gas,Propane Gas | Downflow,Horizontal | Weatherized | 65 | 53 | 81 | 79.5 | 544 | 75 |  | Yes | AMACF
7947183 | Active | BRYANT | BRYANT HEATING & COOLING SYSTEMS | 677ENWB42090A* |  | Natural Gas, Propane Gas | Downflow, Horizontal | Weatherized | 90 | 74 | 81 | 75.9 | 271 | 31 |  | Yes | AMACF
7819030 | Active | CARRIER WEATHERMASTER | CARRIER CORPORATION | 48HCS*06***3* |  | Natural Gas,Propane Gas | Downflow,Horizontal | Weatherized | 65 | 53 | 81 | 79.1 | 665 | 75 |  | Yes | AMACF
7819227 | Active | AIRQUEST,ARCOAIRE,COMFORTMAKER,DAY & NIGHT,HEIL,ICP COMMERCIAL,KEEPRITE,TEMPSTAR | INTERNATIONAL COMFORT PRODUCTS | RGH060KS* |  | Natural Gas,Propane Gas | Downflow,Horizontal | Weatherized | 65 | 53 | 81 | 79.1 | 665 | 75 |  | Yes | AMACF
7947197 | Active | BRYANT | BRYANT HEATING & COOLING SYSTEMS | 677ENWB42090N* |  | Natural Gas, Propane Gas | Downflow, Horizontal | Weatherized | 90 | 74 | 81 | 75.9 | 271 | 31 |  | Yes | AMACF
7819031 | Active | CARRIER WEATHERMASTER | CARRIER CORPORATION | 48HCT*05***3* |  | Natural Gas,Propane Gas | Downflow,Horizontal | Weatherized | 130 | 106 | 81 | 79.4 | 746 | 78 |  | Yes
7819228 | Active | AIRQUEST,ARCOAIRE,COMFORTMAKER,DAY & NIGHT,HEIL,ICP COMMERCIAL,KEEPRITE,TEMPSTAR | INTERNATIONAL COMFORT PRODUCTS | RGH048KT* |  | Natural Gas,Propane Gas | Downflow,Horizontal | Weatherized | 130 | 106 | 81 | 79.4 | 746 | 78 |  | Yes
7947184 | Active | BRYANT | BRYANT HEATING & COOLING SYSTEMS | 677ENWB48090A* |  | Natural Gas, Propane Gas | Downflow, Horizontal | Weatherized | 90 | 74 | 81 | 76.3 | 259 | 31 |  | Yes | AMACF
7819032 | Active | CARRIER WEATHERMASTER | CARRIER CORPORATION | 48HCT*06***3* |  | Natural Gas,Propane Gas | Downflow,Horizontal | Weatherized | 130 | 106 | 81 | 79.1 | 867 | 78 |  | Yes
7819229 | Active | AIRQUEST,ARCOAIRE,COMFORTMAKER,DAY & NIGHT,HEIL,ICP COMMERCIAL,KEEPRITE,TEMPSTAR | INTERNATIONAL COMFORT PRODUCTS | RGH060KT* |  | Natural Gas,Propane Gas | Downflow,Horizontal | Weatherized | 130 | 106 | 81 | 79.1 | 867 | 78 |  | Yes
7947198 | Active | BRYANT | BRYANT HEATING & COOLING SYSTEMS | 677ENWB48090N* |  | Natural Gas, Propane Gas | Downflow, Horizontal | Weatherized | 90 | 74 | 81 | 76.3 | 259 | 31 |  | Yes | AMACF
7826861 | Active | ARMSTRONG, AIREASE | ALLIED AIR ENTERPRISES, LLC | PRPDF1424-072**-*** |  | Natural Gas,Propane Gas | Downflow,Horizontal | Weatherized | 72 | 58 | 81 | 58.1 | 380 | 71 | Yes | Yes
7922416 | Active | AIRE-FLO,ARMSTRONG AIR,CONCORD,DUCANE | AIRE-FLO | PRDF1424-072**-** |  | Natural Gas,Propane Gas | Downflow,Horizontal | Weatherized | 72 | 58 | 81 | 58.1 | 380 | 71 |  | Yes
7923641 | Active | MERIT | LENNOX INDUSTRIES, INC. | LRP14DF24-072**-** |  | Natural Gas,Propane Gas | Downflow,Horizontal | Weatherized | 72 | 58 | 81 | 58.1 | 380 | 71 |  | Yes
7826862 | Active | ARMSTRONG, AIREASE | ALLIED AIR ENTERPRISES, LLC | PRPDF1430-072**-*** |  | Natural Gas,Propane Gas | Downflow,Horizontal | Weatherized | 72 | 58 | 81 | 58.1 | 380 | 71 | Yes | Yes
7922417 | Active | AIRE-FLO,ARMSTRONG AIR,CONCORD,DUCANE | AIRE-FLO | PRDF1430-072**-** |  | Natural Gas,Propane Gas | Downflow,Horizontal | Weatherized | 72 | 58 | 81 | 58.1 | 380 | 71 |  | Yes
7923682 | Active | MERIT | LENNOX INDUSTRIES, INC. | LRP14DF30-072**-** |  | Natural Gas,Propane Gas | Downflow,Horizontal | Weatherized | 72 | 58 | 81 | 58.1 | 380 | 71 |  | Yes
7826863 | Active | ARMSTRONG, AIREASE | ALLIED AIR ENTERPRISES, LLC | PRPDF1436-072**-*** |  | Natural Gas,Propane Gas | Downflow,Horizontal | Weatherized | 72 | 58 | 81 | 58.2 | 378 | 75 | Yes | Yes
7922418 | Active | AIRE-FLO,ARMSTRONG AIR,CONCORD,DUCANE | AIRE-FLO | PRDF1436-072**-** |  | Natural Gas,Propane Gas | Downflow,Horizontal | Weatherized | 72 | 58 | 81 | 58.2 | 378 | 75 |  | Yes
7923721 | Active | MERIT | LENNOX INDUSTRIES, INC. | LRP14DF36-072**-** |  | Natural Gas,Propane Gas | Downflow,Horizontal | Weatherized | 72 | 58 | 81 | 58.2 | 378 | 75 |  | Yes
7826864 | Active | ARMSTRONG, AIREASE | ALLIED AIR ENTERPRISES, LLC | PRPGE1442-072**-*** |  | Natural Gas,Propane Gas | Downflow,Horizontal | Weatherized | 72 | 58 | 81 | 57.2 | 588 | 71 | Yes | No
7922259 | Active | AIRE-FLO,ARMSTRONG AIR,CONCORD,DUCANE | AIRE-FLO | PRGE1442-072**-** |  | Natural Gas,Propane Gas | Downflow,Horizontal | Weatherized | 72 | 58 | 81 | 57.2 | 588 | 71 |  | No
7923470 | Active | MERIT | LENNOX INDUSTRIES, INC. | LRP14GE42-072**-** |  | Natural Gas,Propane Gas | Downflow,Horizontal | Weatherized | 72 | 58 | 81 | 57.2 | 588 | 71 |  | No
7826865 | Active | ARMSTRONG, AIREASE | ALLIED AIR ENTERPRISES, LLC | PRPDF1442-072**-*** |  | Natural Gas,Propane Gas | Downflow,Horizontal | Weatherized | 72 | 58 | 81 | 57.2 | 588 | 71 | Yes | No
7922483 | Active | AIRE-FLO,ARMSTRONG AIR,CONCORD,DUCANE | AIRE-FLO | PRDF1442-072**-** |  | Natural Gas,Propane Gas | Downflow,Horizontal | Weatherized | 72 | 58 | 81 | 57.2 | 588 | 71 |  | No
7923801 | Active | MERIT | LENNOX INDUSTRIES, INC. | LRP14DF42-072**-** |  | Natural Gas,Propane Gas | Downflow,Horizontal | Weatherized | 72 | 58 | 81 | 57.2 | 588 | 71 |  | No
7826866 | Active | ARMSTRONG, AIREASE | ALLIED AIR ENTERPRISES, LLC | PRPGE1448-108**-*** |  | Natural Gas,Propane Gas | Downflow,Horizontal | Weatherized | 108 | 87 | 81 | 76.6 | 858 | 79 | Yes | No
7922312 | Active | AIRE-FLO,ARMSTRONG AIR,CONCORD,DUCANE | AIRE-FLO | PRGE1448-108**-** |  | Natural Gas,Propane Gas | Downflow,Horizontal | Weatherized | 108 | 87 | 81 | 76.6 | 858 | 79 |  | No
7923526 | Active | MERIT | LENNOX INDUSTRIES, INC. | LRP14GE48-108**-** |  | Natural Gas,Propane Gas | Downflow,Horizontal | Weatherized | 108 | 87 | 81 | 76.6 | 858 | 79 |  | No
7826867 | Active | ARMSTRONG, AIREASE | ALLIED AIR ENTERPRISES, LLC | PRPGE1460-108**-*** |  | Natural Gas,Propane Gas | Downflow,Horizontal | Weatherized | 108 | 88 | 81 | 77.6 | 656 | 75 | Yes | Yes
7922344 | Active | AIRE-FLO,ARMSTRONG AIR,CONCORD,DUCANE | AIRE-FLO | PRGE1460-108**-** |  | Natural Gas,Propane Gas | Downflow,Horizontal | Weatherized | 108 | 88 | 81 | 77.6 | 656 | 75 |  | Yes
7923577 | Active | MERIT | LENNOX INDUSTRIES, INC. | LRP14GE60-108**-** |  | Natural Gas,Propane Gas | Downflow,Horizontal | Weatherized | 108 | 88 | 81 | 77.6 | 656 | 75 |  | Yes
7826868 | Active | ARMSTRONG, AIREASE | ALLIED AIR ENTERPRISES, LLC | PRPGE1448-126**-*** |  | Natural Gas,Propane Gas | Downflow,Horizontal | Weatherized | 126 | 102 | 81 | 77.5 | 824 | 72 | Yes | No
7922336 | Active | AIRE-FLO,ARMSTRONG AIR,CONCORD,DUCANE | AIRE-FLO | PRGE1448-126**-** |  | Natural Gas,Propane Gas | Downflow,Horizontal | Weatherized | 126 | 102 | 81 | 77.5 | 824 | 72 |  | No
7923551 | Active | MERIT | LENNOX INDUSTRIES, INC. | LRP14GE48-126**-** |  | Natural Gas,Propane Gas | Downflow,Horizontal | Weatherized | 126 | 102 | 81 | 77.5 | 824 | 72 |  | No
7826869 | Active | ARMSTRONG, AIREASE | ALLIED AIR ENTERPRISES, LLC | PRPDF1448-126**-*** |  | Natural Gas,Propane Gas | Downflow,Horizontal | Weatherized | 126 | 102 | 81 | 77.5 | 824 | 72 | Yes | No
7922604 | Active | AIRE-FLO,ARMSTRONG AIR,CONCORD,DUCANE | AIRE-FLO | PRDF1448-126**-** |  | Natural Gas,Propane Gas | Downflow,Horizontal | Weatherized | 126 | 102 | 81 | 77.5 | 824 | 72 |  | No
7923847 | Active | MERIT | LENNOX INDUSTRIES, INC. | LRP14DF48-126**-** |  | Natural Gas,Propane Gas | Downflow,Horizontal | Weatherized | 126 | 102 | 81 | 77.5 | 824 | 72 |  | No
7826870 | Active | ARMSTRONG, AIREASE | ALLIED AIR ENTERPRISES, LLC | PRPGE1424-054**-** |  | Natural Gas,Propane Gas | Downflow,Horizontal | Weatherized | 54 | 44 | 81 | 57.4 | 564 | 70 | Yes | No
7922010 | Active | AIRE-FLO,ARMSTRONG AIR,CONCORD,DUCANE | AIRE-FLO | PRGE1424-054**-** |  | Natural Gas,Propane Gas | Downflow,Horizontal | Weatherized | 54 | 44 | 81 | 57.4 | 564 | 70 |  | No
7923195 | Active | MERIT | LENNOX INDUSTRIES, INC. | LRP14GE24-054**-** |  | Natural Gas,Propane Gas | Downflow,Horizontal | Weatherized | 54 | 44 | 81 | 57.4 | 564 | 70 |  | No
7826871 | Active | ARMSTRONG, AIREASE | ALLIED AIR ENTERPRISES, LLC | PRPGE1430-054**-** |  | Natural Gas,Propane Gas | Downflow,Horizontal | Weatherized | 54 | 44 | 81 | 57.4 | 564 | 70 | Yes | No
7922089 | Active | AIRE-FLO,ARMSTRONG AIR,CONCORD,DUCANE | AIRE-FLO | PRGE1430-054**-** |  | Natural Gas,Propane Gas | Downflow,Horizontal | Weatherized | 54 | 44 | 81 | 57.4 | 564 | 70 |  | No
7923337 | Active | MERIT | LENNOX INDUSTRIES, INC. | LRP14GE30-054**-** |  | Natural Gas,Propane Gas | Downflow,Horizontal | Weatherized | 54 | 44 | 81 | 57.4 | 564 | 70 |  | No
7826872 | Active | ARMSTRONG, AIREASE | ALLIED AIR ENTERPRISES, LLC | PRPGE1436-054**-** |  | Natural Gas,Propane Gas | Downflow,Horizontal | Weatherized | 54 | 44 | 81 | 57.7 | 482 | 71 | Yes | No
7922141 | Active | AIRE-FLO,ARMSTRONG AIR,CONCORD,DUCANE | AIRE-FLO | PRGE1436-054**-** |  | Natural Gas,Propane Gas | Downflow,Horizontal | Weatherized | 54 | 44 | 81 | 57.7 | 482 | 71 |  | No
7923396 | Active | MERIT | LENNOX INDUSTRIES, INC. | LRP14GE36-054**-** |  | Natural Gas,Propane Gas | Downflow,Horizontal | Weatherized | 54 | 44 | 81 | 57.7 | 482 | 71 |  | No
7826873 | Active | ARMSTRONG, AIREASE | ALLIED AIR ENTERPRISES, LLC | PRPGE1424-072**-*** |  | Natural Gas,Propane Gas | Downflow,Horizontal | Weatherized | 72 | 58 | 81 | 57.6 | 490 | 71 | Yes | No
7922052 | Active | AIRE-FLO,ARMSTRONG AIR,CONCORD,DUCANE | AIRE-FLO | PRGE1424-072**-** |  | Natural Gas,Propane Gas | Downflow,Horizontal | Weatherized | 72 | 58 | 81 | 57.6 | 490 | 71 |  | No
7923277 | Active | MERIT | LENNOX INDUSTRIES, INC. | LRP14GE24-072**-** |  | Natural Gas,Propane Gas | Downflow,Horizontal | Weatherized | 72 | 58 | 81 | 57.6 | 490 | 71 |  | No
7826874 | Active | ARMSTRONG, AIREASE | ALLIED AIR ENTERPRISES, LLC | PRPGE1430-072**-*** |  | Natural Gas,Propane Gas | Downflow,Horizontal | Weatherized | 72 | 58 | 81 | 57.6 | 490 | 71 | Yes | No
7922116 | Active | AIRE-FLO,ARMSTRONG AIR,CONCORD,DUCANE | AIRE-FLO | PRGE1430-072**-** |  | Natural Gas,Propane Gas | Downflow,Horizontal | Weatherized | 72 | 58 | 81 | 57.6 | 490 | 71 |  | No
7923374 | Active | MERIT | LENNOX INDUSTRIES, INC. | LRP14GE30-072**-** |  | Natural Gas,Propane Gas | Downflow,Horizontal | Weatherized | 72 | 58 | 81 | 57.6 | 490 | 71 |  | No
7826875 | Active | ARMSTRONG, AIREASE | ALLIED AIR ENTERPRISES, LLC | PRPGE1436-072**-*** |  | Natural Gas,Propane Gas | Downflow,Horizontal | Weatherized | 72 | 58 | 81 | 57.4 | 548 | 71 | Yes | No
7922168 | Active | AIRE-FLO,ARMSTRONG AIR,CONCORD,DUCANE | AIRE-FLO | PRGE1436-072**-* |  | Natural Gas,Propane Gas | Downflow,Horizontal | Weatherized | 72 | 58 | 81 | 57.4 | 548 | 71 |  | No
7923422 | Active | MERIT | LENNOX INDUSTRIES, INC. | LRP14GE36-072**-** |  | Natural Gas,Propane Gas | Downflow,Horizontal | Weatherized | 72 | 58 | 81 | 57.4 | 548 | 71 |  | No
7826876 | Active | ARMSTRONG, AIREASE | ALLIED AIR ENTERPRISES, LLC | PRPGE1436-090**-*** |  | Natural Gas,Propane Gas | Downflow,Horizontal | Weatherized | 90 | 73 | 81 | 77.2 | 545 | 72 | Yes | No
7922236 | Active | AIRE-FLO,ARMSTRONG AIR,CONCORD,DUCANE | AIRE-FLO | PRGE1436-090**-** |  | Natural Gas,Propane Gas | Downflow,Horizontal | Weatherized | 90 | 73 | 81 | 77.2 | 545 | 72 |  | No
7923443 | Active | MERIT | LENNOX INDUSTRIES, INC. | LRP14GE36-090**-** |  | Natural Gas,Propane Gas | Downflow,Horizontal | Weatherized | 90 | 73 | 81 | 77.2 | 545 | 72 |  | No
7826877 | Active | ARMSTRONG, AIREASE | ALLIED AIR ENTERPRISES, LLC | PRPDF1436-090**-*** |  | Natural Gas,Propane Gas | Downflow,Horizontal | Weatherized | 90 | 73 | 81 | 77.2 | 545 | 72 | Yes | Yes
7922441 | Active | AIRE-FLO,ARMSTRONG AIR,CONCORD,DUCANE | AIRE-FLO | PRDF1436-090**-** |  | Natural Gas,Propane Gas | Downflow,Horizontal | Weatherized | 90 | 73 | 81 | 77.2 | 545 | 72 |  | Yes
7923768 | Active | MERIT | LENNOX INDUSTRIES, INC. | LRP14DF36-090**-** |  | Natural Gas,Propane Gas | Downflow,Horizontal | Weatherized | 90 | 73 | 81 | 77.2 | 545 | 72 |  | Yes
7826878 | Active | ARMSTRONG, AIREASE | ALLIED AIR ENTERPRISES, LLC | PRPGE1442-090**-*** |  | Natural Gas,Propane Gas | Downflow,Horizontal | Weatherized | 90 | 73 | 81 | 76.8 | 640 | 73 | Yes | No
7922292 | Active | AIRE-FLO,ARMSTRONG AIR,CONCORD,DUCANE | AIRE-FLO | PRGE1442-090**-** |  | Natural Gas,Propane Gas | Downflow,Horizontal | Weatherized | 90 | 73 | 81 | 76.8 | 640 | 73 |  | No
7923496 | Active | MERIT | LENNOX INDUSTRIES, INC. | LRP14GE42-090**-** |  | Natural Gas,Propane Gas | Downflow,Horizontal | Weatherized | 90 | 73 | 81 | 76.8 | 640 | 73 |  | No
7826879 | Active | ARMSTRONG, AIREASE | ALLIED AIR ENTERPRISES, LLC | PRPDF1442-090**-*** |  | Natural Gas,Propane Gas | Downflow,Horizontal | Weatherized | 90 | 73 | 81 | 76.8 | 640 | 73 | Yes | No
7922534 | Active | AIRE-FLO,ARMSTRONG AIR,CONCORD,DUCANE | AIRE-FLO | PRDF1442-090**-** |  | Natural Gas,Propane Gas | Downflow,Horizontal | Weatherized | 90 | 73 | 81 | 76.8 | 640 | 73 |  | No
7923826 | Active | MERIT | LENNOX INDUSTRIES, INC. | LRP14DF42-090**-** |  | Natural Gas,Propane Gas | Downflow,Horizontal | Weatherized | 90 | 73 | 81 | 76.8 | 640 | 73 |  | No
7826880 | Active | ARMSTRONG, AIREASE | ALLIED AIR ENTERPRISES, LLC | PRPGE1460-126**-*** |  | Natural Gas,Propane Gas | Downflow,Horizontal | Weatherized | 126 | 102 | 81 | 78.1 | 653 | 80 | Yes | Yes
7922345 | Active | AIRE-FLO,ARMSTRONG AIR,CONCORD,DUCANE | AIRE-FLO | PRGE1460-126**-** |  | Natural Gas,Propane Gas | Downflow,Horizontal | Weatherized | 126 | 102 | 81 | 78.1 | 653 | 80 |  | Yes
7923603 | Active | MERIT | LENNOX INDUSTRIES, INC. | LRP14GE60-126**-** |  | Natural Gas,Propane Gas | Downflow,Horizontal | Weatherized | 126 | 102 | 81 | 78.1 | 653 | 80 |  | Yes
7826881 | Active | ARMSTRONG, AIREASE | ALLIED AIR ENTERPRISES, LLC | PRPDF1460-126**-*** |  | Natural Gas,Propane Gas | Downflow,Horizontal | Weatherized | 126 | 102 | 81 | 78.1 | 653 | 80 | Yes | Yes
7922655 | Active | AIRE-FLO,ARMSTRONG AIR,CONCORD,DUCANE | AIRE-FLO | PRDF1460-126**-** |  | Natural Gas,Propane Gas | Downflow,Horizontal | Weatherized | 126 | 102 | 81 | 78.1 | 653 | 80 |  | Yes
7923871 | Active | MERIT | LENNOX INDUSTRIES, INC. | LRP14DF60-126**-** |  | Natural Gas,Propane Gas | Downflow,Horizontal | Weatherized | 126 | 102 | 81 | 78.1 | 653 | 80 |  | Yes
7932162 | Active | BROAN, FRIGIDAIRE, GIBSON, INTERTHERM, KELVINATOR, MAYTAG, MILLER, NORDYNE, NUTONE, PHILCO, TAPPAN, WESTINGHOUSE | NORDYNE, LLC. | R8GE-024K072C |  | Natural Gas,Propane Gas | Downflow,Horizontal | Weatherized | 72 | 58 | 81 | 58.2 | 351 | 70 | Yes | Yes
7932205 | Active | CENTURY, COMFORT-AIRE | HEAT CONTROLLER, INC. | TGRG24721F |  | Natural Gas,Propane Gas | Downflow,Horizontal | Weatherized | 72 | 58 | 81 | 58.2 | 351 | 70 |  | Yes
7932210 | Active | AIRTEMP | NORDYNE, LLC. | VR8GE-024K072C |  | Natural Gas,Propane Gas | Downflow,Horizontal | Weatherized | 72 | 58 | 81 | 58.2 | 351 | 70 |  | Yes
7932214 | Active | MAYTAG | NORDYNE, LLC. | PPG3GE024072C |  | Natural Gas,Propane Gas | Downflow,Horizontal | Weatherized | 72 | 58 | 81 | 58.2 | 351 | 70 |  | Yes
7936929 | Active | BROAN, FRIGIDAIRE, GIBSON, INTERTHERM, KELVINATOR, MAYTAG, MILLER, NORDYNE, NUTONE, PHILCO, TAPPAN, WESTINGHOUSE | NORDYNE, LLC. | R8GE-030K072C |  | Natural Gas,Propane Gas | Downflow,Horizontal | Weatherized | 72 | 58 | 81 | 58.2 | 351 | 70 | Yes | Yes
7936981 | Active | CENTURY, COMFORT-AIRE | HEAT CONTROLLER, INC. | TGRG30721F |  | Natural Gas,Propane Gas | Downflow,Horizontal | Weatherized | 72 | 58 | 81 | 58.2 | 351 | 70 |  | Yes
7936982 | Active | AIRTEMP | NORDYNE, LLC. | VR8GE-030K072C |  | Natural Gas,Propane Gas | Downflow,Horizontal | Weatherized | 72 | 58 | 81 | 58.2 | 351 | 70 |  | Yes
7936983 | Active | MAYTAG | NORDYNE, LLC. | PPG3GE030K072C |  | Natural Gas,Propane Gas | Downflow,Horizontal | Weatherized | 72 | 58 | 81 | 58.2 | 351 | 70 |  | Yes
7937436 | Active | BROAN, FRIGIDAIRE, GIBSON, INTERTHERM, KELVINATOR, MAYTAG, MILLER, NORDYNE, NUTONE, PHILCO, TAPPAN, WESTINGHOUSE | NORDYNE, LLC. | R8GE-X60K120C |  | Natural Gas,Propane Gas | Downflow,Horizontal | Weatherized | 120 | 97 | 81 | 115.8 | 793 | 75 | Yes | Yes
7937437 | Active | CENTURY, COMFORT-AIRE | HEAT CONTROLLER, INC. | TGRG601201F |  | Natural Gas,Propane Gas | Downflow,Horizontal | Weatherized | 120 | 97 | 81 | 115.8 | 793 | 75 |  | Yes
7937438 | Active | AIRTEMP | NORDYNE, LLC. | VR8GE-X60K120C |  | Natural Gas,Propane Gas | Downflow,Horizontal | Weatherized | 120 | 97 | 81 | 115.8 | 793 | 75 |  | Yes
7937439 | Active | MAYTAG | NORDYNE, LLC. | PPG3GEX60K120C |  | Natural Gas,Propane Gas | Downflow,Horizontal | Weatherized | 120 | 97 | 81 | 115.8 | 793 | 75 |  | Yes
7937604 | Active | AABEL, AC PRO, CENTURY COMFORT PLUS, CLIMATE STAR, COOL SOLUTIONS, COWBOYS, ECOLOGIC AIR, EVANS MECHANICAL, GROGGS HEATING & AC, MAXIMUM AIR, MCCOWN, PEADEN, SETTLE-COMFORT, BROAN, FRIGIDAIRE, GIBSON, INTERTHERM, KELVINATOR, MAYTAG, MILLER, NORDYNE, NUTONE, PHILCO, TAPPAN, WESTINGHOUSE | NORDYNE, LLC. | R8GE-024K045(C,X) |  | Natural Gas,Propane Gas | Downflow,Horizontal | Weatherized | 45 | 36 | 81 | 38.3 | 272 | 71 | Yes | Yes
7937618 | Active | CENTURY, COMFORT-AIRE | HEAT CONTROLLER, INC. | TGRG24451F |  | Natural Gas,Propane Gas | Downflow,Horizontal | Weatherized | 45 | 36 | 81 | 38.3 | 272 | 71 |  | Yes
7937619 | Active | AIRTEMP | NORDYNE, LLC. | VR8GE-024K045(C,X) |  | Natural Gas,Propane Gas | Downflow,Horizontal | Weatherized | 45 | 36 | 81 | 38.3 | 272 | 71 |  | Yes
7937620 | Active | MAYTAG | NORDYNE, LLC. | PPG3GE024K045(C,X) |  | Natural Gas,Propane Gas | Downflow,Horizontal | Weatherized | 45 | 36 | 81 | 38.3 | 272 | 71 |  | Yes
7937621 | Active | BROAN, FRIGIDAIRE, GIBSON, INTERTHERM, KELVINATOR, MAYTAG, MILLER, NORDYNE, NUTONE, PHILCO, TAPPAN, WESTINGHOUSE | NORDYNE, LLC. | R8GE-030K045(C,X) |  | Natural Gas,Propane Gas | Downflow,Horizontal | Weatherized | 45 | 36 | 81 | 38.3 | 272 | 71 | Yes | Yes
7937622 | Active | CENTURY, COMFORT-AIRE | HEAT CONTROLLER, INC. | TGRG30451F |  | Natural Gas,Propane Gas | Downflow,Horizontal | Weatherized | 45 | 36 | 81 | 38.3 | 272 | 71 |  | Yes
7937623 | Active | AIRTEMP | NORDYNE, LLC. | VR8GE-030K045(C,X) |  | Natural Gas,Propane Gas | Downflow,Horizontal | Weatherized | 45 | 36 | 81 | 38.3 | 272 | 71 |  | Yes
7937624 | Active | MAYTAG | NORDYNE, LLC. | PPG3GE030K045(C,X) |  | Natural Gas,Propane Gas | Downflow,Horizontal | Weatherized | 45 | 36 | 81 | 38.3 | 272 | 71 |  | Yes
7937625 | Active | BROAN, FRIGIDAIRE, GIBSON, INTERTHERM, KELVINATOR, MAYTAG, MILLER, NORDYNE, NUTONE, PHILCO, TAPPAN, WESTINGHOUSE | NORDYNE, LLC. | R8GE-036K072(C,X) |  | Natural Gas,Propane Gas | Downflow,Horizontal | Weatherized | 72 | 58 | 81 | 58.2 | 351 | 70 | Yes | Yes
7937626 | Active | CENTURY, COMFORT-AIRE | HEAT CONTROLLER, INC. | TGRG36721F |  | Natural Gas,Propane Gas | Downflow,Horizontal | Weatherized | 72 | 58 | 81 | 58.2 | 351 | 70 |  | Yes
7937627 | Active | AIRTEMP | NORDYNE, LLC. | VR8GE-036K072(C,X) |  | Natural Gas,Propane Gas | Downflow,Horizontal | Weatherized | 72 | 58 | 81 | 58.2 | 351 | 70 |  | Yes
7937628 | Active | MAYTAG | NORDYNE, LLC. | PPG3GE036K072(C,X) |  | Natural Gas,Propane Gas | Downflow,Horizontal | Weatherized | 72 | 58 | 81 | 58.2 | 351 | 70 |  | Yes
7937630 | Active | BROAN, FRIGIDAIRE, GIBSON, INTERTHERM, KELVINATOR, MAYTAG, MILLER, NORDYNE, NUTONE, PHILCO, TAPPAN, WESTINGHOUSE | NORDYNE, LLC. | R8GE-X60K096(C,X) |  | Natural Gas,Propane Gas | Downflow,Horizontal | Weatherized | 96 | 77 | 81 | 77.4 | 495 | 70 | Yes | Yes
7937631 | Active | AIRTEMP | NORDYNE, LLC. | VR8GE-X60K096(C,X) |  | Natural Gas,Propane Gas | Downflow,Horizontal | Weatherized | 96 | 77 | 81 | 77.4 | 495 | 70 |  | Yes
7937632 | Active | MAYTAG | NORDYNE, LLC. | PPG3GEX60K096(C,X) |  | Natural Gas,Propane Gas | Downflow,Horizontal | Weatherized | 96 | 77 | 81 | 77.4 | 495 | 70 |  | Yes
7937635 | Active | BROAN, FRIGIDAIRE, GIBSON, INTERTHERM, KELVINATOR, MAYTAG, MILLER, NORDYNE, NUTONE, PHILCO, TAPPAN, WESTINGHOUSE | NORDYNE, LLC. | R8GE-048K120C |  | Natural Gas,Propane Gas | Downflow,Horizontal | Weatherized | 120 | 97 | 81 | 115.9 | 746 | 60 | Yes | Yes
7937636 | Active | AIRTEMP | NORDYNE, LLC. | VR8GE-048K120C |  | Natural Gas,Propane Gas | Downflow,Horizontal | Weatherized | 120 | 97 | 81 | 115.9 | 746 | 60 |  | Yes
7937637 | Active | MAYTAG | NORDYNE, LLC. | PPG3GE048K120C |  | Natural Gas,Propane Gas | Downflow,Horizontal | Weatherized | 120 | 97 | 81 | 115.9 | 746 | 60 |  | Yes
7946154 | Active | BROAN, FRIGIDAIRE, GIBSON, INTERTHERM, KELVINATOR, MAYTAG, MILLER, NORDYNE, NUTONE, PHILCO, TAPPAN, WESTINGHOUSE | NORDYNE, LLC. | R8GE-036K096C |  | Natural Gas,Propane Gas | Downflow,Horizontal | Weatherized | 96 | 77 | 81 | 77.3 | 508 | 60 | Yes | Yes
7946343 | Active | CENTURY, COMFORT-AIRE | HEAT CONTROLLER, INC. | TGRG36961F |  | Natural Gas,Propane Gas | Downflow,Horizontal | Weatherized | 96 | 77 | 81 | 77.3 | 508 | 60 |  | Yes
7946540 | Active | MAYTAG | NORDYNE, LLC. | PPG3GE036K096C |  | Natural Gas,Propane Gas | Downflow,Horizontal | Weatherized | 96 | 77 | 81 | 77.3 | 508 | 60 |  | Yes
7946541 | Active | AIRTEMP | NORDYNE, LLC. | VR8GE-036K096C |  | Natural Gas,Propane Gas | Downflow,Horizontal | Weatherized | 96 | 77 | 81 | 77.3 | 508 | 60 |  | Yes
7946557 | Active | BROAN, FRIGIDAIRE, GIBSON, INTERTHERM, KELVINATOR, MAYTAG, MILLER, NORDYNE, NUTONE, PHILCO, TAPPAN, WESTINGHOUSE | NORDYNE, LLC. | R8GE-042K096(C,X) |  | Natural Gas,Propane Gas | Downflow,Horizontal | Weatherized | 96 | 77 | 81 | 76.8 | 581 | 60 | Yes | Yes
7946815 | Active | CENTURY, COMFORT-AIRE | HEAT CONTROLLER, INC. | TGRG42961F |  | Natural Gas,Propane Gas | Downflow,Horizontal | Weatherized | 96 | 77 | 81 | 76.8 | 581 | 60 |  | Yes
7946873 | Active | MAYTAG | NORDYNE, LLC. | PPG3GE042K096C |  | Natural Gas,Propane Gas | Downflow,Horizontal | Weatherized | 96 | 77 | 81 | 76.8 | 581 | 60 |  | Yes
7946934 | Active | AIRTEMP | NORDYNE, LLC. | VR8GE-042K096C |  | Natural Gas,Propane Gas | Downflow,Horizontal | Weatherized | 96 | 77 | 81 | 76.8 | 581 | 60 |  | Yes
7947146 | Active | MAYTAG | NORDYNE, LLC. | PPG3GE042K096X |  | Natural Gas,Propane Gas | Downflow,Horizontal | Weatherized | 96 | 77 | 81 | 76.8 | 581 | 60 |  | Yes
7947147 | Active | AIRTEMP | NORDYNE, LLC. | VR8GE-042K096X |  | Natural Gas,Propane Gas | Downflow,Horizontal | Weatherized | 96 | 77 | 81 | 76.8 | 581 | 60 |  | Yes
7946558 | Active | BROAN, FRIGIDAIRE, GIBSON, INTERTHERM, KELVINATOR, MAYTAG, MILLER, NORDYNE, NUTONE, PHILCO, TAPPAN, WESTINGHOUSE | NORDYNE, LLC. | R8GE-048K096(C,X) |  | Natural Gas,Propane Gas | Downflow,Horizontal | Weatherized | 96 | 77 | 81 | 76.8 | 581 | 60 | Yes | Yes
7946935 | Active | CENTURY, COMFORT-AIRE | HEAT CONTROLLER, INC. | TGRG48961F |  | Natural Gas,Propane Gas | Downflow,Horizontal | Weatherized | 96 | 77 | 81 | 76.8 | 581 | 60 |  | Yes
7946936 | Active | MAYTAG | NORDYNE, LLC. | PPG3GE048096(C,X) |  | Natural Gas,Propane Gas | Downflow,Horizontal | Weatherized | 96 | 77 | 81 | 76.8 | 581 | 60 |  | Yes
7946937 | Active | AIRTEMP | NORDYNE, LLC. | VR8GE-048K096(C,X) |  | Natural Gas,Propane Gas | Downflow,Horizontal | Weatherized | 96 | 77 | 81 | 76.8 | 581 | 60 |  | Yes
7947087 | Active | CARRIER | CARRIER CORPORATION | 48VG-B240403* |  | Natural Gas, Propane Gas | Downflow, Horizontal | Weatherized | 40 | 33 | 81 | 38.2 | 231 | 33 | Yes | Yes | AMACF
7947185 | Active | BRYANT | BRYANT HEATING & COOLING SYSTEMS | 677ENWB48115A* |  | Natural Gas, Propane Gas | Downflow, Horizontal | Weatherized | 115 | 94 | 81 | 111.2 | 486 | 32 |  | Yes | AMACF
7947204 | Active | AIRQUEST, ARCOAIRE, COMFORTMAKER, DAY & NIGHT, HEIL, ICP COMMERCIAL, KEEPRITE, KENMORE, MARATHERM, MSH LEGACY, TEMPSTAR | INTERNATIONAL COMFORT PRODUCTS | PGR524040K**0B* |  | Natural Gas, Propane Gas | Downflow, Horizontal | Weatherized | 40 | 33 | 81 | 38.2 | 231 | 33 |  | Yes | AMACF
7947088 | Active | CARRIER | CARRIER CORPORATION | 48VG-B240603* |  | Natural Gas, Propane Gas | Downflow, Horizontal | Weatherized | 60 | 49 | 81 | 56.3 | 245 | 31 | Yes | Yes | AMACF
7947199 | Active | BRYANT | BRYANT HEATING & COOLING SYSTEMS | 677ENWB48115N* |  | Natural Gas, Propane Gas | Downflow, Horizontal | Weatherized | 115 | 94 | 81 | 111.2 | 486 | 32 |  | Yes | AMACF
7947205 | Active | AIRQUEST, ARCOAIRE, COMFORTMAKER, DAY & NIGHT, HEIL, ICP COMMERCIAL, KEEPRITE, KENMORE, MARATHERM, MSH LEGACY, TEMPSTAR | INTERNATIONAL COMFORT PRODUCTS | PGR524060K**0B* |  | Natural Gas, Propane Gas | Downflow, Horizontal | Weatherized | 60 | 49 | 81 | 56.3 | 245 | 31 |  | Yes | AMACF
7947089 | Active | CARRIER | CARRIER CORPORATION | 48VG-B300403* |  | Natural Gas, Propane Gas | Downflow, Horizontal | Weatherized | 40 | 33 | 81 | 38.2 | 231 | 33 | Yes | Yes | AMACF
7947186 | Active | BRYANT | BRYANT HEATING & COOLING SYSTEMS | 677ENWB48130A* |  | Natural Gas, Propane Gas | Downflow, Horizontal | Weatherized | 127 | 104 | 81 | 112 | 444 | 37 |  | Yes | AMACF
7947206 | Active | AIRQUEST, ARCOAIRE, COMFORTMAKER, DAY & NIGHT, HEIL, ICP COMMERCIAL, KEEPRITE, KENMORE, MARATHERM, MSH LEGACY, TEMPSTAR | INTERNATIONAL COMFORT PRODUCTS | PGR530040K**0B* |  | Natural Gas, Propane Gas | Downflow, Horizontal | Weatherized | 40 | 33 | 81 | 38.2 | 231 | 33 |  | Yes | AMACF
7947090 | Active | CARRIER | CARRIER CORPORATION | 48VG-B300603* |  | Natural Gas, Propane Gas | Downflow, Horizontal | Weatherized | 60 | 49 | 81 | 56.3 | 245 | 31 | Yes | Yes | AMACF
7947200 | Active | BRYANT | BRYANT HEATING & COOLING SYSTEMS | 677ENWB48130N* |  | Natural Gas, Propane Gas | Downflow, Horizontal | Weatherized | 127 | 104 | 81 | 112 | 444 | 37 |  | Yes | AMACF
7947207 | Active | AIRQUEST, ARCOAIRE, COMFORTMAKER, DAY & NIGHT, HEIL, ICP COMMERCIAL, KEEPRITE, KENMORE, MARATHERM, MSH LEGACY, TEMPSTAR | INTERNATIONAL COMFORT PRODUCTS | PGR530060K**0B* |  | Natural Gas, Propane Gas | Downflow, Horizontal | Weatherized | 60 | 49 | 81 | 56.3 | 245 | 31 |  | Yes | AMACF
7947091 | Active | CARRIER | CARRIER CORPORATION | 48VG-B360603* |  | Natural Gas, Propane Gas | Downflow, Horizontal | Weatherized | 60 | 49 | 81 | 57.6 | 172 | 27 | Yes | Yes | AMACF
7947187 | Active | BRYANT | BRYANT HEATING & COOLING SYSTEMS | 677ENWB60090A* |  | Natural Gas, Propane Gas | Downflow, Horizontal | Weatherized | 90 | 74 | 81 | 75.8 | 284 | 29 |  | Yes | AMACF
7947208 | Active | AIRQUEST, ARCOAIRE, COMFORTMAKER, DAY & NIGHT, HEIL, ICP COMMERCIAL, KEEPRITE, KENMORE, MARATHERM, MSH LEGACY, TEMPSTAR | INTERNATIONAL COMFORT PRODUCTS | PGR536060K**0B* |  | Natural Gas, Propane Gas | Downflow, Horizontal | Weatherized | 60 | 49 | 81 | 57.6 | 172 | 27 |  | Yes | AMACF
7947092 | Active | CARRIER | CARRIER CORPORATION | 48VG-B360903* |  | Natural Gas, Propane Gas | Downflow, Horizontal | Weatherized | 90 | 74 | 81 | 75.9 | 252 | 29 | Yes | Yes | AMACF
7947201 | Active | BRYANT | BRYANT HEATING & COOLING SYSTEMS | 677ENWB60090N* |  | Natural Gas, Propane Gas | Downflow, Horizontal | Weatherized | 90 | 74 | 81 | 75.8 | 284 | 29 |  | Yes | AMACF
7947209 | Active | AIRQUEST, ARCOAIRE, COMFORTMAKER, DAY & NIGHT, HEIL, ICP COMMERCIAL, KEEPRITE, KENMORE, MARATHERM, MSH LEGACY, TEMPSTAR | INTERNATIONAL COMFORT PRODUCTS | PGR536090K**0B* |  | Natural Gas, Propane Gas | Downflow, Horizontal | Weatherized | 90 | 74 | 81 | 75.9 | 252 | 29 |  | Yes | AMACF
7947093 | Active | CARRIER | CARRIER CORPORATION | 48VG-B420603* |  | Natural Gas, Propane Gas | Downflow, Horizontal | Weatherized | 60 | 49 | 81 | 57.6 | 172 | 27 | Yes | Yes | AMACF
7947188 | Active | BRYANT | BRYANT HEATING & COOLING SYSTEMS | 677ENWB60115A* |  | Natural Gas, Propane Gas | Downflow, Horizontal | Weatherized | 115 | 94 | 81 | 111.7 | 486 | 30 |  | Yes | AMACF
7947210 | Active | AIRQUEST, ARCOAIRE, COMFORTMAKER, DAY & NIGHT, HEIL, ICP COMMERCIAL, KEEPRITE, KENMORE, MARATHERM, MSH LEGACY, TEMPSTAR | INTERNATIONAL COMFORT PRODUCTS | PGR542060K**0B* |  | Natural Gas, Propane Gas | Downflow, Horizontal | Weatherized | 60 | 49 | 81 | 57.6 | 172 | 27 |  | Yes | AMACF
7947094 | Active | CARRIER | CARRIER CORPORATION | 48VG-B420903* |  | Natural Gas, Propane Gas | Downflow, Horizontal | Weatherized | 90 | 74 | 81 | 75.9 | 252 | 29 | Yes | Yes | AMACF
7947202 | Active | BRYANT | BRYANT HEATING & COOLING SYSTEMS | 677ENWB60115N* |  | Natural Gas, Propane Gas | Downflow, Horizontal | Weatherized | 115 | 94 | 81 | 111.7 | 486 | 30 |  | Yes | AMACF
7947211 | Active | AIRQUEST, ARCOAIRE, COMFORTMAKER, DAY & NIGHT, HEIL, ICP COMMERCIAL, KEEPRITE, KENMORE, MARATHERM, MSH LEGACY, TEMPSTAR | INTERNATIONAL COMFORT PRODUCTS | PGR542090K**0B* |  | Natural Gas, Propane Gas | Downflow, Horizontal | Weatherized | 90 | 74 | 81 | 75.9 | 252 | 29 |  | Yes | AMACF
7947095 | Active | CARRIER | CARRIER CORPORATION | 48VG-B480903* |  | Natural Gas, Propane Gas | Downflow, Horizontal | Weatherized | 90 | 74 | 81 | 76.3 | 240 | 29 | Yes | Yes | AMACF
7947189 | Active | BRYANT | BRYANT HEATING & COOLING SYSTEMS | 677ENWB60130A* |  | Natural Gas, Propane Gas | Downflow, Horizontal | Weatherized | 127 | 104 | 81 | 111.1 | 479 | 34 |  | Yes | AMACF
7947212 | Active | AIRQUEST, ARCOAIRE, COMFORTMAKER, DAY & NIGHT, HEIL, ICP COMMERCIAL, KEEPRITE, KENMORE, MARATHERM, MSH LEGACY, TEMPSTAR | INTERNATIONAL COMFORT PRODUCTS | PGR548090K**0B* |  | Natural Gas, Propane Gas | Downflow, Horizontal | Weatherized | 90 | 74 | 81 | 76.3 | 240 | 29 |  | Yes | AMACF
7947096 | Active | CARRIER | CARRIER CORPORATION | 48VG-B481153* |  | Natural Gas, Propane Gas | Downflow, Horizontal | Weatherized | 115 | 94 | 81 | 111.2 | 468 | 30 | Yes | Yes | AMACF
7947203 | Active | BRYANT | BRYANT HEATING & COOLING SYSTEMS | 677ENWB60130N* |  | Natural Gas, Propane Gas | Downflow, Horizontal | Weatherized | 127 | 104 | 81 | 111.1 | 479 | 34 |  | Yes | AMACF
7947213 | Active | AIRQUEST, ARCOAIRE, COMFORTMAKER, DAY & NIGHT, HEIL, ICP COMMERCIAL, KEEPRITE, KENMORE, MARATHERM, MSH LEGACY, TEMPSTAR | INTERNATIONAL COMFORT PRODUCTS | PGR548115K**0B* |  | Natural Gas, Propane Gas | Downflow, Horizontal | Weatherized | 115 | 94 | 81 | 111.2 | 468 | 30 |  | Yes | AMACF
7947097 | Active | CARRIER | CARRIER CORPORATION | 48VG-B481303* |  | Natural Gas, Propane Gas | Downflow, Horizontal | Weatherized | 127 | 104 | 81 | 112 | 425 | 35 | Yes | Yes | AMACF
7795909 | Active | BRYANT | BRYANT HEATING & COOLING SYSTEMS | 912SB48080S17 | Yes | Natural Gas,Propane Gas | Upflow,Downflow,Horizontal | Non-Weatherized | 80 | 75 | 92.1 | 66.9 | 787 | 42 |  | No
7947214 | Active | AIRQUEST, ARCOAIRE, COMFORTMAKER, DAY & NIGHT, HEIL, ICP COMMERCIAL, KEEPRITE, KENMORE, MARATHERM, MSH LEGACY, TEMPSTAR | INTERNATIONAL COMFORT PRODUCTS | PGR548130K**0B* |  | Natural Gas, Propane Gas | Downflow, Horizontal | Weatherized | 127 | 104 | 81 | 112 | 425 | 35 |  | Yes | AMACF
7947098 | Active | CARRIER | CARRIER CORPORATION | 48VG-B600903* |  | Natural Gas, Propane Gas | Downflow, Horizontal | Weatherized | 90 | 74 | 81 | 76.3 | 240 | 29 | Yes | Yes | AMACF
5581535 | Active | BRYANT | BRYANT HEATING & COOLING SYSTEMS | 912SBS48080S17 | Yes | Natural Gas,Propane Gas | Upflow,Downflow,Horizontal | Non-Weatherized | 80 | 75 | 92.1 | 66.9 | 787 | 42 |  | No
7947215 | Active | AIRQUEST, ARCOAIRE, COMFORTMAKER, DAY & NIGHT, HEIL, ICP COMMERCIAL, KEEPRITE, KENMORE, MARATHERM, MSH LEGACY, TEMPSTAR | INTERNATIONAL COMFORT PRODUCTS | PGR560090K**0B* |  | Natural Gas, Propane Gas | Downflow, Horizontal | Weatherized | 90 | 74 | 81 | 76.3 | 240 | 29 |  | Yes | AMACF
7947099 | Active | CARRIER | CARRIER CORPORATION | 48VG-B601153* |  | Natural Gas, Propane Gas | Downflow, Horizontal | Weatherized | 115 | 94 | 81 | 111.2 | 468 | 30 | Yes | Yes | AMACF
7126228 | Active | BRYANT | BRYANT HEATING & COOLING SYSTEMS | 912SC30040S14 | Yes | Natural Gas, Propane Gas | Upflow, Downflow, Horizontal | Non-Weatherized | 40 | 38 | 92.1 | 33.6 | 386 | 30 |  | No
7947216 | Active | AIRQUEST, ARCOAIRE, COMFORTMAKER, DAY & NIGHT, HEIL, ICP COMMERCIAL, KEEPRITE, KENMORE, MARATHERM, MSH LEGACY, TEMPSTAR | INTERNATIONAL COMFORT PRODUCTS | PGR560115K**0B* |  | Natural Gas, Propane Gas | Downflow, Horizontal | Weatherized | 115 | 94 | 81 | 111.2 | 468 | 30 |  | Yes | AMACF
7947100 | Active | CARRIER | CARRIER CORPORATION | 48VG-B601303* |  | Natural Gas, Propane Gas | Downflow, Horizontal | Weatherized | 127 | 104 | 81 | 112 | 425 | 35 | Yes | Yes | AMACF
7126229 | Active | BRYANT | BRYANT HEATING & COOLING SYSTEMS | 912SC36040S17 | Yes | Natural Gas, Propane Gas | Upflow, Downflow, Horizontal | Non-Weatherized | 40 | 37 | 92.1 | 33.4 | 429 | 31 |  | No
7947217 | Active | AIRQUEST, ARCOAIRE, COMFORTMAKER, DAY & NIGHT, HEIL, ICP COMMERCIAL, KEEPRITE, KENMORE, MARATHERM, MSH LEGACY, TEMPSTAR | INTERNATIONAL COMFORT PRODUCTS | PGR560130K**0B* |  | Natural Gas, Propane Gas | Downflow, Horizontal | Weatherized | 127 | 104 | 81 | 112 | 425 | 35 |  | Yes | AMACF
7947101 | Active | CARRIER | CARRIER CORPORATION | 48VR-B240403* |  | Natural Gas, Propane Gas | Downflow, Horizontal | Weatherized | 40 | 33 | 81 | 38.2 | 250 | 35 | Yes | Yes | AMACF
7126230 | Active | BRYANT | BRYANT HEATING & COOLING SYSTEMS | 912SC36060S14 | Yes | Natural Gas, Propane Gas | Upflow, Downflow, Horizontal | Non-Weatherized | 60 | 56 | 92.1 | 50.5 | 526 | 41 |  | No
7947102 | Active | CARRIER | CARRIER CORPORATION | 48VR-B240603* |  | Natural Gas, Propane Gas | Downflow, Horizontal | Weatherized | 60 | 49 | 81 | 56.3 | 264 | 33 | Yes | Yes | AMACF
7126231 | Active | BRYANT | BRYANT HEATING & COOLING SYSTEMS | 912SC48060S17 | Yes | Natural Gas, Propane Gas | Upflow, Downflow, Horizontal | Non-Weatherized | 60 | 56 | 92.1 | 50 | 652 | 42 |  | No
7947103 | Active | CARRIER | CARRIER CORPORATION | 48VR-B300403* |  | Natural Gas, Propane Gas | Downflow, Horizontal | Weatherized | 40 | 33 | 81 | 38.2 | 250 | 35 | Yes | Yes | AMACF
7126232 | Active | BRYANT | BRYANT HEATING & COOLING SYSTEMS | 912SC48080S17 | Yes | Natural Gas, Propane Gas | Upflow, Downflow, Horizontal | Non-Weatherized | 80 | 75 | 92.1 | 66.7 | 848 | 44 |  | No
7947104 | Active | CARRIER | CARRIER CORPORATION | 48VR-B300603* |  | Natural Gas, Propane Gas | Downflow, Horizontal | Weatherized | 60 | 49 | 81 | 56.3 | 264 | 33 | Yes | Yes | AMACF
7126234 | Active | BRYANT | BRYANT HEATING & COOLING SYSTEMS | 912SC48100S21 | Yes | Natural Gas, Propane Gas | Upflow, Downflow, Horizontal | Non-Weatherized | 100 | 93 | 92.1 | 84 | 872 | 50 |  | No
7947105 | Active | CARRIER | CARRIER CORPORATION | 48VR-B360603* |  | Natural Gas, Propane Gas | Downflow, Horizontal | Weatherized | 60 | 49 | 81 | 57.6 | 191 | 29 | Yes | Yes | AMACF
7126233 | Active | BRYANT | BRYANT HEATING & COOLING SYSTEMS | 912SC60080S21 | Yes | Natural Gas, Propane Gas | Upflow, Downflow, Horizontal | Non-Weatherized | 80 | 75 | 92.1 | 66.8 | 820 | 43 |  | No
7947106 | Active | CARRIER | CARRIER CORPORATION | 48VR-B360903* |  | Natural Gas, Propane Gas | Downflow, Horizontal | Weatherized | 90 | 74 | 81 | 75.9 | 271 | 31 | Yes | Yes | AMACF
7126235 | Active | BRYANT | BRYANT HEATING & COOLING SYSTEMS | 912SC60100S21 | Yes | Natural Gas, Propane Gas | Upflow, Downflow, Horizontal | Non-Weatherized | 100 | 93 | 92.1 | 83.9 | 904 | 52 |  | No
7947107 | Active | CARRIER | CARRIER CORPORATION | 48VR-B420603* |  | Natural Gas, Propane Gas | Downflow, Horizontal | Weatherized | 60 | 49 | 81 | 57.6 | 191 | 29 | Yes | Yes | AMACF
7126236 | Active | BRYANT | BRYANT HEATING & COOLING SYSTEMS | 912SC60120S24 | Yes | Natural Gas, Propane Gas | Upflow, Downflow, Horizontal | Non-Weatherized | 120 | 112 | 92.1 | 117.5 | 1247 | 54 |  | No
7947108 | Active | CARRIER | CARRIER CORPORATION | 48VR-B420903* |  | Natural Gas, Propane Gas | Downflow, Horizontal | Weatherized | 90 | 74 | 81 | 75.9 | 271 | 31 | Yes | Yes | AMACF
5039415 | Active | BRYANT | BRYANT HEATING & COOLING SYSTEMS | 915SA30040S14 | Yes | Natural Gas, Propane | Upflow, Downflow, Horizontal | Non-Weatherized | 40 | 39 | 95.5 | 32.3 | 417 | 42 |  | No | AFUE
7947109 | Active | CARRIER | CARRIER CORPORATION | 48VR-B480903* |  | Natural Gas, Propane Gas | Downflow, Horizontal | Weatherized | 90 | 74 | 81 | 76.3 | 259 | 31 | Yes | Yes | AMACF
5039416 | Active | BRYANT | BRYANT HEATING & COOLING SYSTEMS | 915SA30060S14 | Yes | Natural Gas, Propane | Upflow, Downflow, Horizontal | Non-Weatherized | 60 | 58 | 95.5 | 48.6 | 559 | 52 |  | No | AFUE
7947110 | Active | CARRIER | CARRIER CORPORATION | 48VR-B481153* |  | Natural Gas, Propane Gas | Downflow, Horizontal | Weatherized | 115 | 94 | 81 | 111.2 | 486 | 32 | Yes | Yes | AMACF
5584119 | Active | BRYANT | BRYANT HEATING & COOLING SYSTEMS | 915SA36040S17 | Yes | Natural Gas,Propane Gas | Upflow,Downflow,Horizontal | Non-Weatherized | 40 | 39 | 95.5 | 32.2 | 470 | 50 |  | No | AFUE
7947111 | Active | CARRIER | CARRIER CORPORATION | 48VR-B481303* |  | Natural Gas, Propane Gas | Downflow, Horizontal | Weatherized | 127 | 104 | 81 | 112 | 444 | 37 | Yes | Yes | AMACF
5584120 | Active | BRYANT | BRYANT HEATING & COOLING SYSTEMS | 915SA36040S17* |  | Natural Gas,Propane Gas | Upflow,Downflow,Horizontal | Non-Weatherized | 40 | 39 | 95.5 | 32.2 | 470 | 50 |  | No | AFUE
7947112 | Active | CARRIER | CARRIER CORPORATION | 48VR-B600903* |  | Natural Gas, Propane Gas | Downflow, Horizontal | Weatherized | 90 | 74 | 81 | 75.8 | 284 | 29 | Yes | Yes | AMACF
5039417 | Active | BRYANT | BRYANT HEATING & COOLING SYSTEMS | 915SA42060S17 | Yes | Natural Gas, Propane | Upflow, Downflow, Horizontal | Non-Weatherized | 60 | 58 | 95.5 | 48.3 | 636 | 53 |  | No | AFUE
7947113 | Active | CARRIER | CARRIER CORPORATION | 48VR-B601153* |  | Natural Gas, Propane Gas | Downflow, Horizontal | Weatherized | 115 | 94 | 81 | 111.7 | 486 | 30 | Yes | Yes | AMACF
5039420 | Active | BRYANT | BRYANT HEATING & COOLING SYSTEMS | 915SA42100S21 | Yes | Natural Gas, Propane | Upflow, Downflow, Horizontal | Non-Weatherized | 100 | 97 | 95.5 | 96.7 | 1205 | 53 |  | No | AFUE
7947114 | Active | CARRIER | CARRIER CORPORATION | 48VR-B601303* |  | Natural Gas, Propane Gas | Downflow, Horizontal | Weatherized | 127 | 104 | 81 | 111.1 | 479 | 34 | Yes | Yes | AMACF
5039418 | Active | BRYANT | BRYANT HEATING & COOLING SYSTEMS | 915SA48080S17 | Yes | Natural Gas, Propane | Upflow, Downflow, Horizontal | Non-Weatherized | 80 | 78 | 95.5 | 80.8 | 946 | 52 |  | No | AFUE
7947115 | Active | CARRIER | CARRIER CORPORATION | 48VGNB240403* |  | Natural Gas, Propane Gas | Downflow, Horizontal | Weatherized | 40 | 33 | 81 | 38.2 | 231 | 33 | Yes | Yes | AMACF
5039419 | Active | BRYANT | BRYANT HEATING & COOLING SYSTEMS | 915SA60080S21 | Yes | Natural Gas, Propane | Upflow, Downflow, Horizontal | Non-Weatherized | 80 | 78 | 95.5 | 80.7 | 982 | 52 |  | No | AFUE
7947218 | Active | AIRQUEST, ARCOAIRE, COMFORTMAKER, DAY & NIGHT, HEIL, ICP COMMERCIAL, KEEPRITE, KENMORE, MARATHERM, MSH LEGACY, TEMPSTAR | INTERNATIONAL COMFORT PRODUCTS | PGR524040K**1B* |  | Natural Gas, Propane Gas | Downflow, Horizontal | Weatherized | 40 | 33 | 81 | 38.2 | 231 | 33 |  | Yes | AMACF
7947116 | Active | CARRIER | CARRIER CORPORATION | 48VGNB240603* |  | Natural Gas, Propane Gas | Downflow, Horizontal | Weatherized | 60 | 49 | 81 | 56.3 | 245 | 31 | Yes | Yes | AMACF
5039421 | Active | BRYANT | BRYANT HEATING & COOLING SYSTEMS | 915SA60100S21 | Yes | Natural Gas, Propane | Upflow, Downflow, Horizontal | Non-Weatherized | 100 | 97 | 95.5 | 96.7 | 1198 | 53 |  | No | AFUE
7947219 | Active | AIRQUEST, ARCOAIRE, COMFORTMAKER, DAY & NIGHT, HEIL, ICP COMMERCIAL, KEEPRITE, KENMORE, MARATHERM, MSH LEGACY, TEMPSTAR | INTERNATIONAL COMFORT PRODUCTS | PGR524060K**1B* |  | Natural Gas, Propane Gas | Downflow, Horizontal | Weatherized | 60 | 49 | 81 | 56.3 | 245 | 31 |  | Yes | AMACF
7947117 | Active | CARRIER | CARRIER CORPORATION | 48VGNB300403* |  | Natural Gas, Propane Gas | Downflow, Horizontal | Weatherized | 40 | 33 | 81 | 38.2 | 231 | 33 | Yes | Yes | AMACF
5039422 | Active | BRYANT | BRYANT HEATING & COOLING SYSTEMS | 915SA60120S24 | Yes | Natural Gas, Propane | Upflow, Downflow, Horizontal | Non-Weatherized | 120 | 117 | 95.5 | 112.8 | 1379 | 62 |  | No | AFUE
7947220 | Active | AIRQUEST, ARCOAIRE, COMFORTMAKER, DAY & NIGHT, HEIL, ICP COMMERCIAL, KEEPRITE, KENMORE, MARATHERM, MSH LEGACY, TEMPSTAR | INTERNATIONAL COMFORT PRODUCTS | PGR530040K**1B* |  | Natural Gas, Propane Gas | Downflow, Horizontal | Weatherized | 40 | 33 | 81 | 38.2 | 231 | 33 |  | Yes | AMACF
7947118 | Active | CARRIER | CARRIER CORPORATION | 48VGNB300603* |  | Natural Gas, Propane Gas | Downflow, Horizontal | Weatherized | 60 | 49 | 81 | 56.3 | 245 | 31 | Yes | Yes | AMACF
5039423 | Active | BRYANT | BRYANT HEATING & COOLING SYSTEMS | 915SA60140S24 | Yes | Natural Gas, Propane | Upflow, Downflow, Horizontal | Non-Weatherized | 140 | 135 | 95.5 | 128.9 | 1563 | 63 |  | No | AFUE
7947221 | Active | AIRQUEST, ARCOAIRE, COMFORTMAKER, DAY & NIGHT, HEIL, ICP COMMERCIAL, KEEPRITE, KENMORE, MARATHERM, MSH LEGACY, TEMPSTAR | INTERNATIONAL COMFORT PRODUCTS | PGR530060K**1B* |  | Natural Gas, Propane Gas | Downflow, Horizontal | Weatherized | 60 | 49 | 81 | 56.3 | 245 | 31 |  | Yes | AMACF
7947119 | Active | CARRIER | CARRIER CORPORATION | 48VGNB360603* |  | Natural Gas, Propane Gas | Downflow, Horizontal | Weatherized | 60 | 49 | 81 | 57.6 | 172 | 27 | Yes | Yes | AMACF
6689436 | Active | BRYANT | BRYANT HEATING & COOLING SYSTEMS | 922SA30040E14 |  | Natural Gas, Propane Gas | Upflow, Downflow, Horizontal | Non-Weatherized | 40 | 37 | 92.1 | 34.3 | 232 | 49 |  | Yes | AMACF
7947222 | Active | AIRQUEST, ARCOAIRE, COMFORTMAKER, DAY & NIGHT, HEIL, ICP COMMERCIAL, KEEPRITE, KENMORE, MARATHERM, MSH LEGACY, TEMPSTAR | INTERNATIONAL COMFORT PRODUCTS | PGR536060K**1B* |  | Natural Gas, Propane Gas | Downflow, Horizontal | Weatherized | 60 | 49 | 81 | 57.6 | 172 | 27 |  | Yes | AMACF
7947120 | Active | CARRIER | CARRIER CORPORATION | 48VGNB360903* |  | Natural Gas, Propane Gas | Downflow, Horizontal | Weatherized | 90 | 74 | 81 | 75.9 | 252 | 29 | Yes | Yes | AMACF
6689437 | Active | BRYANT | BRYANT HEATING & COOLING SYSTEMS | 922SA36040E17 |  | Natural Gas, Propane Gas | Upflow, Downflow, Horizontal | Non-Weatherized | 40 | 37 | 92.1 | 34.2 | 228 | 37 |  | Yes | AMACF
7947223 | Active | AIRQUEST, ARCOAIRE, COMFORTMAKER, DAY & NIGHT, HEIL, ICP COMMERCIAL, KEEPRITE, KENMORE, MARATHERM, MSH LEGACY, TEMPSTAR | INTERNATIONAL COMFORT PRODUCTS | PGR536090K**1B* |  | Natural Gas, Propane Gas | Downflow, Horizontal | Weatherized | 90 | 74 | 81 | 75.9 | 252 | 29 |  | Yes | AMACF
7947121 | Active | CARRIER | CARRIER CORPORATION | 48VGNB420603* |  | Natural Gas, Propane Gas | Downflow, Horizontal | Weatherized | 60 | 49 | 81 | 57.6 | 172 | 27 | Yes | Yes | AMACF
6689438 | Active | BRYANT | BRYANT HEATING & COOLING SYSTEMS | 922SA36060E14 |  | Natural Gas, Propane Gas | Upflow, Downflow, Horizontal | Non-Weatherized | 60 | 56 | 92.1 | 51.3 | 320 | 49 |  | Yes | AMACF
7947224 | Active | AIRQUEST, ARCOAIRE, COMFORTMAKER, DAY & NIGHT, HEIL, ICP COMMERCIAL, KEEPRITE, KENMORE, MARATHERM, MSH LEGACY, TEMPSTAR | INTERNATIONAL COMFORT PRODUCTS | PGR542060K**1B* |  | Natural Gas, Propane Gas | Downflow, Horizontal | Weatherized | 60 | 49 | 81 | 57.6 | 172 | 27 |  | Yes | AMACF
7947122 | Active | CARRIER | CARRIER CORPORATION | 48VGNB420903* |  | Natural Gas, Propane Gas | Downflow, Horizontal | Weatherized | 90 | 74 | 81 | 75.9 | 252 | 29 | Yes | Yes | AMACF
6689439 | Active | BRYANT | BRYANT HEATING & COOLING SYSTEMS | 922SA42060E17 |  | Natural Gas, Propane Gas | Upflow, Downflow, Horizontal | Non-Weatherized | 60 | 56 | 92.1 | 51.6 | 237 | 49 |  | Yes | AMACF
7947225 | Active | AIRQUEST, ARCOAIRE, COMFORTMAKER, DAY & NIGHT, HEIL, ICP COMMERCIAL, KEEPRITE, KENMORE, MARATHERM, MSH LEGACY, TEMPSTAR | INTERNATIONAL COMFORT PRODUCTS | PGR542090K**1B* |  | Natural Gas, Propane Gas | Downflow, Horizontal | Weatherized | 90 | 74 | 81 | 75.9 | 252 | 29 |  | Yes | AMACF
7947123 | Active | CARRIER | CARRIER CORPORATION | 48VGNB480903* |  | Natural Gas, Propane Gas | Downflow, Horizontal | Weatherized | 90 | 74 | 81 | 76.3 | 240 | 29 | Yes | Yes | AMACF
6689440 | Active | BRYANT | BRYANT HEATING & COOLING SYSTEMS | 922SA48080E17 |  | Natural Gas,Propane Gas | Upflow,Downflow,Horizontal | Non-Weatherized | 80 | 75 | 92.1 | 68.5 | 378 | 50 |  | Yes | AMACF
7947226 | Active | AIRQUEST, ARCOAIRE, COMFORTMAKER, DAY & NIGHT, HEIL, ICP COMMERCIAL, KEEPRITE, KENMORE, MARATHERM, MSH LEGACY, TEMPSTAR | INTERNATIONAL COMFORT PRODUCTS | PGR548090K**1B* |  | Natural Gas, Propane Gas | Downflow, Horizontal | Weatherized | 90 | 74 | 81 | 76.3 | 240 | 29 |  | Yes | AMACF
7947124 | Active | CARRIER | CARRIER CORPORATION | 48VGNB481153* |  | Natural Gas, Propane Gas | Downflow, Horizontal | Weatherized | 115 | 94 | 81 | 111.2 | 468 | 30 | Yes | Yes | AMACF
6689441 | Active | BRYANT | BRYANT HEATING & COOLING SYSTEMS | 922SA60080E21 |  | Natural Gas, Propane Gas | Upflow, Downflow, Horizontal | Non-Weatherized | 80 | 75 | 92.1 | 68.5 | 375 | 50 |  | Yes | AMACF
7947227 | Active | AIRQUEST, ARCOAIRE, COMFORTMAKER, DAY & NIGHT, HEIL, ICP COMMERCIAL, KEEPRITE, KENMORE, MARATHERM, MSH LEGACY, TEMPSTAR | INTERNATIONAL COMFORT PRODUCTS | PGR548115K**1B* |  | Natural Gas, Propane Gas | Downflow, Horizontal | Weatherized | 115 | 94 | 81 | 111.2 | 468 | 30 |  | Yes | AMACF
7947125 | Active | CARRIER | CARRIER CORPORATION | 48VGNB481303* |  | Natural Gas, Propane Gas | Downflow, Horizontal | Weatherized | 127 | 104 | 81 | 112 | 425 | 35 | Yes | Yes | AMACF
6689442 | Active | BRYANT | BRYANT HEATING & COOLING SYSTEMS | 922SA60100E21 |  | Natural Gas, Propane Gas | Upflow, Downflow, Horizontal | Non-Weatherized | 100 | 93 | 92.1 | 85.5 | 493 | 58 |  | Yes | AMACF
7947228 | Active | AIRQUEST, ARCOAIRE, COMFORTMAKER, DAY & NIGHT, HEIL, ICP COMMERCIAL, KEEPRITE, KENMORE, MARATHERM, MSH LEGACY, TEMPSTAR | INTERNATIONAL COMFORT PRODUCTS | PGR548130K**1B* |  | Natural Gas, Propane Gas | Downflow, Horizontal | Weatherized | 127 | 104 | 81 | 112 | 425 | 35 |  | Yes | AMACF
7947126 | Active | CARRIER | CARRIER CORPORATION | 48VGNB600903* |  | Natural Gas, Propane Gas | Downflow, Horizontal | Weatherized | 90 | 74 | 81 | 76.3 | 240 | 29 | Yes | Yes | AMACF
6689443 | Active | BRYANT | BRYANT HEATING & COOLING SYSTEMS | 922SA60120E24 |  | Natural Gas, Propane Gas | Upflow, Downflow, Horizontal | Non-Weatherized | 120 | 111 | 92 | 119.6 | 729 | 60 |  | Yes | AMACF
7947229 | Active | AIRQUEST, ARCOAIRE, COMFORTMAKER, DAY & NIGHT, HEIL, ICP COMMERCIAL, KEEPRITE, KENMORE, MARATHERM, MSH LEGACY, TEMPSTAR | INTERNATIONAL COMFORT PRODUCTS | PGR560090K**1B* |  | Natural Gas, Propane Gas | Downflow, Horizontal | Weatherized | 90 | 74 | 81 | 76.3 | 240 | 29 |  | Yes | AMACF
7947127 | Active | CARRIER | CARRIER CORPORATION | 48VGNB601153* |  | Natural Gas, Propane Gas | Downflow, Horizontal | Weatherized | 115 | 94 | 81 | 111.2 | 468 | 30 | Yes | Yes | AMACF
4708477 | Active | BRYANT | BRYANT HEATING & COOLING SYSTEMS | 925SA30040E14A | Yes | Natural Gas,Propane Gas | Upflow,Downflow,Horizontal | Non-Weatherized | 40 | 39 | 96.2 | 32.7 | 194 | 42 |  | Yes | AFUE & AMACF
7947230 | Active | AIRQUEST, ARCOAIRE, COMFORTMAKER, DAY & NIGHT, HEIL, ICP COMMERCIAL, KEEPRITE, KENMORE, MARATHERM, MSH LEGACY, TEMPSTAR | INTERNATIONAL COMFORT PRODUCTS | PGR560115K**1B* |  | Natural Gas, Propane Gas | Downflow, Horizontal | Weatherized | 115 | 94 | 81 | 111.2 | 468 | 30 |  | Yes | AMACF
7947128 | Active | CARRIER | CARRIER CORPORATION | 48VGNB601303* |  | Natural Gas, Propane Gas | Downflow, Horizontal | Weatherized | 127 | 104 | 81 | 112 | 425 | 35 | Yes | Yes | AMACF
6331285 | Active | BRYANT | BRYANT HEATING & COOLING SYSTEMS | 925SA36040E17 |  | Natural Gas, Propane Gas | Upflow, Downflow, Horizontal | Non-Weatherized | 40 | 39 | 96.5 | 32.7 | 213 | 39 |  | Yes | AFUE & AMACF
7947231 | Active | AIRQUEST, ARCOAIRE, COMFORTMAKER, DAY & NIGHT, HEIL, ICP COMMERCIAL, KEEPRITE, KENMORE, MARATHERM, MSH LEGACY, TEMPSTAR | INTERNATIONAL COMFORT PRODUCTS | PGR560130K**1B* |  | Natural Gas, Propane Gas | Downflow, Horizontal | Weatherized | 127 | 104 | 81 | 112 | 425 | 35 |  | Yes | AMACF
7947129 | Active | CARRIER | CARRIER CORPORATION | 48VRNB240403* |  | Natural Gas, Propane Gas | Downflow, Horizontal | Weatherized | 40 | 33 | 81 | 38.2 | 250 | 35 | Yes | Yes | AMACF
6331286 | Active | BRYANT | BRYANT HEATING & COOLING SYSTEMS | 925SA36040E17* | Yes | Natural Gas, Propane Gas | Upflow, Downflow, Horizontal | Non-Weatherized | 40 | 39 | 96.5 | 32.7 | 213 | 39 |  | Yes | AFUE & AMACF
7947130 | Active | CARRIER | CARRIER CORPORATION | 48VRNB240603* |  | Natural Gas, Propane Gas | Downflow, Horizontal | Weatherized | 60 | 49 | 81 | 56.3 | 264 | 33 | Yes | Yes | AMACF
6484326 | Active | BRYANT | BRYANT HEATING & COOLING SYSTEMS | 925SA36060E14 |  | Natural Gas, Propane Gas | Upflow, Downflow, Horizontal | Non-Weatherized | 60 | 58 | 95.5 | 49.4 | 337 | 50 |  | Yes | AFUE & AMACF
7947131 | Active | CARRIER | CARRIER CORPORATION | 48VRNB300403* |  | Natural Gas, Propane Gas | Downflow, Horizontal | Weatherized | 40 | 33 | 81 | 38.2 | 250 | 35 | Yes | Yes | AMACF
6484325 | Active | BRYANT | BRYANT HEATING & COOLING SYSTEMS | 925SA36060E14* | Yes | Natural Gas, Propane Gas | Upflow, Downflow, Horizontal | Non-Weatherized | 60 | 58 | 95.5 | 49.4 | 337 | 50 |  | Yes | AFUE & AMACF
7947132 | Active | CARRIER | CARRIER CORPORATION | 48VRNB300603* |  | Natural Gas, Propane Gas | Downflow, Horizontal | Weatherized | 60 | 49 | 81 | 56.3 | 264 | 33 | Yes | Yes | AMACF
4937699 | Active | BRYANT | BRYANT HEATING & COOLING SYSTEMS | 925SA42060E17A | Yes | Natural Gas,Propane Gas | Upflow,Downflow,Horizontal | Non-Weatherized | 60 | 58 | 96.2 | 49.2 | 254 | 53 |  | Yes | AFUE & AMACF
7947133 | Active | CARRIER | CARRIER CORPORATION | 48VRNB360603* |  | Natural Gas, Propane Gas | Downflow, Horizontal | Weatherized | 60 | 49 | 81 | 57.6 | 191 | 29 | Yes | Yes | AMACF
4738981 | Active | BRYANT | BRYANT HEATING & COOLING SYSTEMS | 925SA48080E17 | Yes | Natural Gas,Propane Gas | Upflow,Downflow,Horizontal | Non-Weatherized | 80 | 78 | 96.2 | 81.7 | 482 | 52 |  | Yes | AFUE & AMACF
7947134 | Active | CARRIER | CARRIER CORPORATION | 48VRNB360903* |  | Natural Gas, Propane Gas | Downflow, Horizontal | Weatherized | 90 | 74 | 81 | 75.9 | 271 | 31 | Yes | Yes | AMACF
5039488 | Active | BRYANT | BRYANT HEATING & COOLING SYSTEMS | 925SA60080E21 | Yes | Natural Gas, Propane | Upflow, Downflow, Horizontal | Non-Weatherized | 80 | 78 | 96.2 | 81.9 | 497 | 54 |  | Yes | AFUE & AMACF
7947135 | Active | CARRIER | CARRIER CORPORATION | 48VRNB420603* |  | Natural Gas, Propane Gas | Downflow, Horizontal | Weatherized | 60 | 49 | 81 | 57.6 | 191 | 29 | Yes | Yes | AMACF
5039489 | Active | BRYANT | BRYANT HEATING & COOLING SYSTEMS | 925SA60100E21 | Yes | Natural Gas, Propane | Upflow, Downflow, Horizontal | Non-Weatherized | 100 | 97 | 96.2 | 97.8 | 696 | 62 |  | Yes | AFUE
7947136 | Active | CARRIER | CARRIER CORPORATION | 48VRNB420903* |  | Natural Gas, Propane Gas | Downflow, Horizontal | Weatherized | 90 | 74 | 81 | 75.9 | 271 | 31 | Yes | Yes | AMACF
4708480 | Active | BRYANT | BRYANT HEATING & COOLING SYSTEMS | 925SA66120E24A | Yes | Natural Gas,Propane Gas | Upflow,Downflow,Horizontal | Non-Weatherized | 120 | 117 | 96.2 | 113.2 | 988 | 59 |  | Yes | AFUE
7947137 | Active | CARRIER | CARRIER CORPORATION | 48VRNB480903* |  | Natural Gas, Propane Gas | Downflow, Horizontal | Weatherized | 90 | 74 | 81 | 76.3 | 259 | 31 | Yes | Yes | AMACF
4708455 | Active | BRYANT | BRYANT HEATING & COOLING SYSTEMS | 925TA30040E14A |  | Natural Gas,Propane Gas | Upflow,Downflow,Horizontal | Non-Weatherized | 40 | 39 | 96.2 | 32.2 | 166 | 31 |  | Yes | AFUE & AMACF
7947138 | Active | CARRIER | CARRIER CORPORATION | 48VRNB481153* |  | Natural Gas, Propane Gas | Downflow, Horizontal | Weatherized | 115 | 94 | 81 | 111.2 | 486 | 32 | Yes | Yes | AMACF
6333645 | Active | BRYANT | BRYANT HEATING & COOLING SYSTEMS | 925TA36040E17 |  | Natural Gas, Propane Gas | Upflow, Downflow, Horizontal | Non-Weatherized | 40 | 39 | 96 | 32.4 | 197 | 42 |  | Yes | AFUE & AMACF
7947139 | Active | CARRIER | CARRIER CORPORATION | 48VRNB481303* |  | Natural Gas, Propane Gas | Downflow, Horizontal | Weatherized | 127 | 104 | 81 | 112 | 444 | 37 | Yes | Yes | AMACF
6333646 | Active | BRYANT | BRYANT HEATING & COOLING SYSTEMS | 925TA36060E14 |  | Natural Gas, Propane Gas | Upflow, Downflow, Horizontal | Non-Weatherized | 60 | 58 | 95 | 48.7 | 301 | 53 |  | Yes | AFUE & AMACF
7947140 | Active | CARRIER | CARRIER CORPORATION | 48VRNB600903* |  | Natural Gas, Propane Gas | Downflow, Horizontal | Weatherized | 90 | 74 | 81 | 75.8 | 284 | 29 | Yes | Yes | AMACF
4740265 | Active | BRYANT | BRYANT HEATING & COOLING SYSTEMS | 925TA42060E17A |  | Natural Gas,Propane Gas | Upflow,Downflow,Horizontal | Non-Weatherized | 60 | 58 | 96.2 | 48.5 | 188 | 37 |  | Yes | AFUE & AMACF
7947141 | Active | CARRIER | CARRIER CORPORATION | 48VRNB601153* |  | Natural Gas, Propane Gas | Downflow, Horizontal | Weatherized | 115 | 94 | 81 | 111.7 | 486 | 30 | Yes | Yes | AMACF
4708457 | Active | BRYANT | BRYANT HEATING & COOLING SYSTEMS | 925TA48080E17A |  | Natural Gas,Propane Gas | Upflow,Downflow,Horizontal | Non-Weatherized | 80 | 78 | 96.2 | 80 | 369 | 36 |  | Yes | AFUE & AMACF
7947142 | Active | CARRIER | CARRIER CORPORATION | 48VRNB601303* |  | Natural Gas, Propane Gas | Downflow, Horizontal | Weatherized | 127 | 104 | 81 | 111.1 | 479 | 34 | Yes | Yes | AMACF
5039813 | Active | BRYANT | BRYANT HEATING & COOLING SYSTEMS | 925TA60080E21 |  | Natural Gas, Propane | Upflow, Downflow, Horizontal | Non-Weatherized | 80 | 78 | 96.2 | 80.5 | 366 | 38 |  | Yes | AFUE & AMACF
7956817 | Active | BROAN, FRIGIDAIRE, GIBSON, INTERTHERM, KELVINATOR, MAYTAG, MILLER, NORDYNE, NUTONE, PHILCO, TAPPAN, WESTINGHOUSE | NORDYNE, LLC. | R8GE-042K072C |  | Natural Gas,Propane Gas | Downflow,Horizontal | Weatherized | 72 | 58 | 81 | 58.3 | 349 | 70 | Yes | Yes
7956819 | Active | MAYTAG | NORDYNE, LLC. | PPG3GE042K072C |  | Natural Gas,Propane Gas | Downflow,Horizontal | Weatherized | 72 | 58 | 81 | 58.3 | 349 | 70 |  | Yes
7956820 | Active | AIRTEMP | NORDYNE, LLC. | VR8GE-042K072C |  | Natural Gas,Propane Gas | Downflow,Horizontal | Weatherized | 72 | 58 | 81 | 58.3 | 349 | 70 |  | Yes
7979927 | Active | RHEEM,RUUD | RHEEM SALES COMPANY, INC. | R802VA050317MSA |  | Natural Gas, Propane Gas | Upflow, Horizontal | Non-Weatherized | 50 | 41 | 80 | 37.7 | 226 | 99 | Yes | Yes | AMACF
7979937 | Active | DUROGUARD | RHEEM SALES COMPANY, INC. | D802VA050317MSA |  | Natural Gas, Propane Gas | Upflow, Horizontal | Non-Weatherized | 50 | 41 | 80 | 37.7 | 226 | 99 |  | Yes | AMACF
7979938 | Active | RUUD | RHEEM SALES COMPANY, INC. | U802VA050317MSA |  | Natural Gas, Propane Gas | Upflow, Horizontal | Non-Weatherized | 50 | 41 | 80 | 37.7 | 226 | 99 |  | Yes | AMACF
7979939 | Active | SURE | RHEEM SALES COMPANY, INC. | S802VA050317MSA |  | Natural Gas, Propane Gas | Upflow, Horizontal | Non-Weatherized | 50 | 41 | 80 | 37.7 | 226 | 99 |  | Yes | AMACF
7979940 | Active | THERMAL ZONE | UNITED REFRIGERATION, INC. | TZ80MDV050B30SA |  | Natural Gas, Propane Gas | Upflow, Horizontal | Non-Weatherized | 50 | 41 | 80 | 37.7 | 226 | 99 |  | Yes | AMACF
7979941 | Active | WEATHERKING | RHEEM SALES COMPANY, INC. | W802VA050317MSA |  | Natural Gas, Propane Gas | Upflow, Horizontal | Non-Weatherized | 50 | 41 | 80 | 37.7 | 226 | 99 |  | Yes | AMACF
7979928 | Active | RHEEM, RUUD | RHEEM SALES COMPANY, INC. | R802VA050317MXA |  | Natural Gas,Propane Gas | Upflow,Horizontal | Non-Weatherized | 50 | 41 | 80 | 37.7 | 226 | 99 | Yes | Yes | AMACF
7979942 | Active | DUROGUARD | RHEEM SALES COMPANY, INC. | D802VA050317MXA |  | Natural Gas,Propane Gas | Upflow,Horizontal | Non-Weatherized | 50 | 41 | 80 | 37.7 | 226 | 99 |  | Yes | AMACF
7979943 | Active | RUUD | RHEEM SALES COMPANY, INC. | U802VA050317MXA |  | Natural Gas,Propane Gas | Upflow,Horizontal | Non-Weatherized | 50 | 41 | 80 | 37.7 | 226 | 99 |  | Yes | AMACF
7979944 | Active | SURE | RHEEM SALES COMPANY, INC. | S802VA050317MXA |  | Natural Gas,Propane Gas | Upflow,Horizontal | Non-Weatherized | 50 | 41 | 80 | 37.7 | 226 | 99 |  | Yes | AMACF
7979945 | Active | THERMAL ZONE | UNITED REFRIGERATION, INC. | TZ80MDV050B30XA |  | Natural Gas,Propane Gas | Upflow,Horizontal | Non-Weatherized | 50 | 41 | 80 | 37.7 | 226 | 99 |  | Yes | AMACF
7979946 | Active | WEATHERKING | RHEEM SALES COMPANY, INC. | W802VA050317MXA |  | Natural Gas,Propane Gas | Upflow,Horizontal | Non-Weatherized | 50 | 41 | 80 | 37.7 | 226 | 99 |  | Yes | AMACF
7979929 | Active | RHEEM,RUUD | RHEEM SALES COMPANY, INC. | R802VA075317MSA |  | Natural Gas, Propane Gas | Upflow, Horizontal | Non-Weatherized | 75 | 61 | 80 | 73.2 | 558 | 80 | Yes | Yes
7979947 | Active | DUROGUARD | RHEEM SALES COMPANY, INC. | D802VA075317MSA |  | Natural Gas, Propane Gas | Upflow, Horizontal | Non-Weatherized | 75 | 61 | 80 | 73.2 | 558 | 80 |  | Yes
7979948 | Active | DUROGUARD | RHEEM SALES COMPANY, INC. | D802VA075417MSA |  | Natural Gas, Propane Gas | Upflow, Horizontal | Non-Weatherized | 75 | 61 | 80 | 73.2 | 558 | 80 |  | Yes
7979949 | Active | RUUD | RHEEM SALES COMPANY, INC. | U802VA075317MSA |  | Natural Gas, Propane Gas | Upflow, Horizontal | Non-Weatherized | 75 | 61 | 80 | 73.2 | 558 | 80 |  | Yes
7979950 | Active | SURE | RHEEM SALES COMPANY, INC. | S802VA075317MSA |  | Natural Gas, Propane Gas | Upflow, Horizontal | Non-Weatherized | 75 | 61 | 80 | 73.2 | 558 | 80 |  | Yes
7979951 | Active | SURE | RHEEM SALES COMPANY, INC. | S802VA075417MSA |  | Natural Gas, Propane Gas | Upflow, Horizontal | Non-Weatherized | 75 | 61 | 80 | 73.2 | 558 | 80 |  | Yes
7979952 | Active | THERMAL ZONE | UNITED REFRIGERATION, INC. | TZ80MDV075B30SA |  | Natural Gas, Propane Gas | Upflow, Horizontal | Non-Weatherized | 75 | 61 | 80 | 73.2 | 558 | 80 |  | Yes
7979953 | Active | THERMAL ZONE | UNITED REFRIGERATION, INC. | TZ80MDV075B40SA |  | Natural Gas, Propane Gas | Upflow, Horizontal | Non-Weatherized | 75 | 61 | 80 | 73.2 | 558 | 80 |  | Yes
7979954 | Active | WEATHERKING | RHEEM SALES COMPANY, INC. | W802VA075317MSA |  | Natural Gas, Propane Gas | Upflow, Horizontal | Non-Weatherized | 75 | 61 | 80 | 73.2 | 558 | 80 |  | Yes
7979955 | Active | WEATHERKING | RHEEM SALES COMPANY, INC. | W802VA075417MSA |  | Natural Gas, Propane Gas | Upflow, Horizontal | Non-Weatherized | 75 | 61 | 80 | 73.2 | 558 | 80 |  | Yes
7979930 | Active | RHEEM, RUUD | RHEEM SALES COMPANY, INC. | R802VA075317MXA |  | Natural Gas,Propane Gas | Upflow,Horizontal | Non-Weatherized | 75 | 61 | 80 | 73.2 | 558 | 80 | Yes | Yes
7979956 | Active | DUROGUARD | RHEEM SALES COMPANY, INC. | D802VA075317MXA |  | Natural Gas,Propane Gas | Upflow,Horizontal | Non-Weatherized | 75 | 61 | 80 | 73.2 | 558 | 80 |  | Yes
7979957 | Active | DUROGUARD | RHEEM SALES COMPANY, INC. | D802VA075417MXA |  | Natural Gas,Propane Gas | Upflow,Horizontal | Non-Weatherized | 75 | 61 | 80 | 73.2 | 558 | 80 |  | Yes
7979958 | Active | RUUD | RHEEM SALES COMPANY, INC. | U802VA075317MXA |  | Natural Gas,Propane Gas | Upflow,Horizontal | Non-Weatherized | 75 | 61 | 80 | 73.2 | 558 | 80 |  | Yes
7979959 | Active | SURE | RHEEM SALES COMPANY, INC. | S802VA075317MXA |  | Natural Gas,Propane Gas | Upflow,Horizontal | Non-Weatherized | 75 | 61 | 80 | 73.2 | 558 | 80 |  | Yes
7979960 | Active | SURE | RHEEM SALES COMPANY, INC. | S802VA075417MXA |  | Natural Gas,Propane Gas | Upflow,Horizontal | Non-Weatherized | 75 | 61 | 80 | 73.2 | 558 | 80 |  | Yes
7979961 | Active | THERMAL ZONE | UNITED REFRIGERATION, INC. | TZ80MDV075B30XA |  | Natural Gas,Propane Gas | Upflow,Horizontal | Non-Weatherized | 75 | 61 | 80 | 73.2 | 558 | 80 |  | Yes
7979962 | Active | THERMAL ZONE | UNITED REFRIGERATION, INC. | TZ80MDV075B40XA |  | Natural Gas,Propane Gas | Upflow,Horizontal | Non-Weatherized | 75 | 61 | 80 | 73.2 | 558 | 80 |  | Yes
7979963 | Active | WEATHERKING | RHEEM SALES COMPANY, INC. | W802VA075317MXA |  | Natural Gas,Propane Gas | Upflow,Horizontal | Non-Weatherized | 75 | 61 | 80 | 73.2 | 558 | 80 |  | Yes
7979964 | Active | WEATHERKING | RHEEM SALES COMPANY, INC. | W802VA075417MXA |  | Natural Gas,Propane Gas | Upflow,Horizontal | Non-Weatherized | 75 | 61 | 80 | 73.2 | 558 | 80 |  | Yes
7979931 | Active | RHEEM,RUUD | RHEEM SALES COMPANY, INC. | R802VA075421MSA |  | Natural Gas, Propane Gas | Upflow, Horizontal | Non-Weatherized | 75 | 61 | 80 | 75.8 | 349 | 89 | Yes | Yes | AMACF
7979965 | Active | DUROGUARD | RHEEM SALES COMPANY, INC. | D802VA075421MSA |  | Natural Gas, Propane Gas | Upflow, Horizontal | Non-Weatherized | 75 | 61 | 80 | 75.8 | 349 | 89 |  | Yes | AMACF
7979966 | Active | RUUD | RHEEM SALES COMPANY, INC. | U802VA075421MSA |  | Natural Gas, Propane Gas | Upflow, Horizontal | Non-Weatherized | 75 | 61 | 80 | 75.8 | 349 | 89 |  | Yes | AMACF
7979967 | Active | SURE | RHEEM SALES COMPANY, INC. | S802VA075421MSA |  | Natural Gas, Propane Gas | Upflow, Horizontal | Non-Weatherized | 75 | 61 | 80 | 75.8 | 349 | 89 |  | Yes | AMACF
7979968 | Active | THERMAL ZONE | UNITED REFRIGERATION, INC. | TZ80MDV075C40SA |  | Natural Gas, Propane Gas | Upflow, Horizontal | Non-Weatherized | 75 | 61 | 80 | 75.8 | 349 | 89 |  | Yes | AMACF
7979970 | Active | WEATHERKING | RHEEM SALES COMPANY, INC. | W802VA075421MSA |  | Natural Gas, Propane Gas | Upflow, Horizontal | Non-Weatherized | 75 | 61 | 80 | 75.8 | 349 | 89 |  | Yes | AMACF
7979932 | Active | RHEEM, RUUD | RHEEM SALES COMPANY, INC. | R802VA075421MXA |  | Natural Gas,Propane Gas | Upflow,Horizontal | Non-Weatherized | 75 | 61 | 80 | 75.8 | 349 | 89 | Yes | Yes | AMACF
7979972 | Active | DUROGUARD | RHEEM SALES COMPANY, INC. | D802VA075421MXA |  | Natural Gas,Propane Gas | Upflow,Horizontal | Non-Weatherized | 75 | 61 | 80 | 75.8 | 349 | 89 |  | Yes | AMACF
7979973 | Active | RUUD | RHEEM SALES COMPANY, INC. | U802VA075421MXA |  | Natural Gas,Propane Gas | Upflow,Horizontal | Non-Weatherized | 75 | 61 | 80 | 75.8 | 349 | 89 |  | Yes | AMACF
7979974 | Active | SURE | RHEEM SALES COMPANY, INC. | S802VA075421MXA |  | Natural Gas,Propane Gas | Upflow,Horizontal | Non-Weatherized | 75 | 61 | 80 | 75.8 | 349 | 89 |  | Yes | AMACF
7979975 | Active | THERMAL ZONE | UNITED REFRIGERATION, INC. | TZ80MDV075C40XA |  | Natural Gas,Propane Gas | Upflow,Horizontal | Non-Weatherized | 75 | 61 | 80 | 75.8 | 349 | 89 |  | Yes | AMACF
7979976 | Active | WEATHERKING | RHEEM SALES COMPANY, INC. | W802VA075421MXA |  | Natural Gas,Propane Gas | Upflow,Horizontal | Non-Weatherized | 75 | 61 | 80 | 75.8 | 349 | 89 |  | Yes | AMACF
8087206 | Active | THERMAL ZONE | UNITED REFRIGERATION, INC. | TZ80MDV075C50XA |  | Natural Gas,Propane Gas | Upflow,Horizontal | Non-Weatherized | 75 | 61 | 80 | 75.8 | 349 | 89 |  | Yes | AMACF
8087207 | Active | WEATHERKING | RHEEM SALES COMPANY, INC. | W802VA0754231MXA |  | Natural Gas,Propane Gas | Upflow,Horizontal | Non-Weatherized | 75 | 61 | 80 | 75.8 | 349 | 89 |  | Yes | AMACF
7979933 | Active | RHEEM,RUUD | RHEEM SALES COMPANY, INC. | R802VA100521MSA |  | Natural Gas, Propane Gas | Upflow, Horizontal | Non-Weatherized | 100 | 81 | 80 | 95.7 | 363 | 102 | Yes | Yes | AMACF
7979977 | Active | DUROGUARD | RHEEM SALES COMPANY, INC. | D802VA100521MSA |  | Natural Gas, Propane Gas | Upflow, Horizontal | Non-Weatherized | 100 | 81 | 80 | 95.7 | 363 | 102 |  | Yes | AMACF
7979978 | Active | RUUD | RHEEM SALES COMPANY, INC. | U802VA100521MSA |  | Natural Gas, Propane Gas | Upflow, Horizontal | Non-Weatherized | 100 | 81 | 80 | 95.7 | 363 | 102 |  | Yes | AMACF
7979979 | Active | SURE | RHEEM SALES COMPANY, INC. | S802VA100521MSA |  | Natural Gas, Propane Gas | Upflow, Horizontal | Non-Weatherized | 100 | 81 | 80 | 95.7 | 363 | 102 |  | Yes | AMACF
7979980 | Active | THERMAL ZONE | UNITED REFRIGERATION, INC. | TZ80MDV100C50SA |  | Natural Gas, Propane Gas | Upflow, Horizontal | Non-Weatherized | 100 | 81 | 80 | 95.7 | 363 | 102 |  | Yes | AMACF
7979981 | Active | WEATHERKING | RHEEM SALES COMPANY, INC. | W802VA100521MSA |  | Natural Gas, Propane Gas | Upflow, Horizontal | Non-Weatherized | 100 | 81 | 80 | 95.7 | 363 | 102 |  | Yes | AMACF
7979982 | Active | WEATHERKING | RHEEM SALES COMPANY, INC. | W802VA1005231MSA |  | Natural Gas, Propane Gas | Upflow, Horizontal | Non-Weatherized | 100 | 81 | 80 | 95.7 | 363 | 102 |  | Yes | AMACF
7979934 | Active | RHEEM,RUUD | RHEEM SALES COMPANY, INC. | R802VA100521MXA |  | Natural Gas, Propane Gas | Upflow, Horizontal | Non-Weatherized | 100 | 81 | 80 | 95.7 | 363 | 102 | Yes | Yes | AMACF
7979983 | Active | DUROGUARD | RHEEM SALES COMPANY, INC. | D802VA100521MXA |  | Natural Gas, Propane Gas | Upflow, Horizontal | Non-Weatherized | 100 | 81 | 80 | 95.7 | 363 | 102 |  | Yes | AMACF
7979984 | Active | RUUD | RHEEM SALES COMPANY, INC. | U802VA100521MXA |  | Natural Gas, Propane Gas | Upflow, Horizontal | Non-Weatherized | 100 | 81 | 80 | 95.7 | 363 | 102 |  | Yes | AMACF
7979985 | Active | SURE | RHEEM SALES COMPANY, INC. | S802VA100521MXA |  | Natural Gas, Propane Gas | Upflow, Horizontal | Non-Weatherized | 100 | 81 | 80 | 95.7 | 363 | 102 |  | Yes | AMACF
7979986 | Active | THERMAL ZONE | UNITED REFRIGERATION, INC. | TZ80MDV100C50XA |  | Natural Gas, Propane Gas | Upflow, Horizontal | Non-Weatherized | 100 | 81 | 80 | 95.7 | 363 | 102 |  | Yes | AMACF
7979987 | Active | WEATHERKING | RHEEM SALES COMPANY, INC. | W802VA100521MXA |  | Natural Gas, Propane Gas | Upflow, Horizontal | Non-Weatherized | 100 | 81 | 80 | 95.7 | 363 | 102 |  | Yes | AMACF
7979988 | Active | WEATHERKING | RHEEM SALES COMPANY, INC. | W802VA1005231MXA |  | Natural Gas, Propane Gas | Upflow, Horizontal | Non-Weatherized | 100 | 81 | 80 | 95.7 | 363 | 102 |  | Yes | AMACF
7979935 | Active | RHEEM,RUUD | RHEEM SALES COMPANY, INC. | R802VA125524MSA |  | Natural Gas, Propane Gas | Upflow, Horizontal | Non-Weatherized | 125 | 101 | 80 | 115.1 | 406 | 110 | Yes | Yes | AMACF
7979989 | Active | DUROGUARD | RHEEM SALES COMPANY, INC. | D802VA125524MSA |  | Natural Gas, Propane Gas | Upflow, Horizontal | Non-Weatherized | 125 | 101 | 80 | 115.1 | 406 | 110 |  | Yes | AMACF
7979990 | Active | RUUD | RHEEM SALES COMPANY, INC. | U802VA125524MSA |  | Natural Gas, Propane Gas | Upflow, Horizontal | Non-Weatherized | 125 | 101 | 80 | 115.1 | 406 | 110 |  | Yes | AMACF
7979991 | Active | SURE | RHEEM SALES COMPANY, INC. | S802VA125524MSA |  | Natural Gas, Propane Gas | Upflow, Horizontal | Non-Weatherized | 125 | 101 | 80 | 115.1 | 406 | 110 |  | Yes | AMACF
7979992 | Active | THERMAL ZONE | UNITED REFRIGERATION, INC. | TZ80MDV125D50SA |  | Natural Gas, Propane Gas | Upflow, Horizontal | Non-Weatherized | 125 | 101 | 80 | 115.1 | 406 | 110 |  | Yes | AMACF
7979993 | Active | WEATHERKING | RHEEM SALES COMPANY, INC. | W802VA125524MSA |  | Natural Gas, Propane Gas | Upflow, Horizontal | Non-Weatherized | 125 | 101 | 80 | 115.1 | 406 | 110 |  | Yes | AMACF
7979936 | Active | RHEEM,RUUD | RHEEM SALES COMPANY, INC. | R802VA125524MXA |  | Natural Gas, Propane Gas | Upflow, Horizontal | Non-Weatherized | 125 | 101 | 80 | 115.1 | 406 | 110 | Yes | Yes | AMACF
7979994 | Active | DUROGUARD | RHEEM SALES COMPANY, INC. | D802VA125524MXA |  | Natural Gas, Propane Gas | Upflow, Horizontal | Non-Weatherized | 125 | 101 | 80 | 115.1 | 406 | 110 |  | Yes | AMACF
7979995 | Active | RUUD | RHEEM SALES COMPANY, INC. | U802VA125524MXA |  | Natural Gas, Propane Gas | Upflow, Horizontal | Non-Weatherized | 125 | 101 | 80 | 115.1 | 406 | 110 |  | Yes | AMACF
7979996 | Active | SURE | RHEEM SALES COMPANY, INC. | S802VA125524MXA |  | Natural Gas, Propane Gas | Upflow, Horizontal | Non-Weatherized | 125 | 101 | 80 | 115.1 | 406 | 110 |  | Yes | AMACF
7979997 | Active | THERMAL ZONE | UNITED REFRIGERATION, INC. | TZ80MDV125D50XA |  | Natural Gas, Propane Gas | Upflow, Horizontal | Non-Weatherized | 125 | 101 | 80 | 115.1 | 406 | 110 |  | Yes | AMACF
7979998 | Active | WEATHERKING | RHEEM SALES COMPANY, INC. | W802VA125524MXA |  | Natural Gas, Propane Gas | Upflow, Horizontal | Non-Weatherized | 125 | 101 | 80 | 115.1 | 406 | 110 |  | Yes | AMACF
8005884 | Active | LANDMARK | LENNOX INDUSTRIES, INC. | KGB024**DW*P |  | Natural Gas,Propane Gas | Downflow,Horizontal | Weatherized | 65 | 52 | 81 | 57.9 | 457 | 68 | Yes | No
8203304 | Active | K-SERIES | ALLIED AIR ENTERPRISES, LLC | KGB024**DW*P |  | Natural Gas,Propane Gas | Downflow,Horizontal | Weatherized | 65 | 52 | 81 | 57.9 | 457 | 68 |  | No
8005908 | Active | LANDMARK | LENNOX INDUSTRIES, INC. | KGB030**DW*P |  | Natural Gas,Propane Gas | Downflow,Horizontal | Weatherized | 65 | 52 | 81 | 57.9 | 457 | 68 |  | No
8203331 | Active | K-SERIES | ALLIED AIR ENTERPRISES, LLC | KGB030**DW*P |  | Natural Gas,Propane Gas | Downflow,Horizontal | Weatherized | 65 | 52 | 81 | 57.9 | 457 | 68 |  | No
8006211 | Active | LANDMARK | LENNOX INDUSTRIES, INC. | KGB036**BQ*P |  | Natural Gas,Propane Gas | Downflow,Horizontal | Weatherized | 108 | 87 | 81 | 95 | 500 | 95 | Yes | No
8203370 | Active | K-SERIES | ALLIED AIR ENTERPRISES, LLC | KGB036**BQ*P |  | Natural Gas,Propane Gas | Downflow,Horizontal | Weatherized | 108 | 87 | 81 | 95 | 500 | 95 |  | No
8006212 | Active | LANDMARK | LENNOX INDUSTRIES, INC. | KGB036**BW*P |  | Natural Gas,Propane Gas | Downflow,Horizontal | Weatherized | 65 | 52 | 81 | 55.8 | 970 | 92 | Yes | No
8203371 | Active | K-SERIES | ALLIED AIR ENTERPRISES, LLC | KGB036**BW*P |  | Natural Gas,Propane Gas | Downflow,Horizontal | Weatherized | 65 | 52 | 81 | 55.8 | 970 | 92 |  | No
8006213 | Active | LANDMARK | LENNOX INDUSTRIES, INC. | KGB036**BY*P |  | Natural Gas,Propane Gas | Downflow,Horizontal | Weatherized | 108 | 87 | 81 | 96.6 | 678 | 95 | Yes | No
8203372 | Active | K-SERIES | ALLIED AIR ENTERPRISES, LLC | KGB036**BY*P |  | Natural Gas,Propane Gas | Downflow,Horizontal | Weatherized | 108 | 87 | 81 | 96.6 | 678 | 95 |  | No
8006214 | Active | LANDMARK | LENNOX INDUSTRIES, INC. | KGB036**DQ*P |  | Natural Gas,Propane Gas | Downflow,Horizontal | Weatherized | 108 | 87 | 81 | 94.1 | 767 | 83 | Yes | No
8203373 | Active | K-SERIES | ALLIED AIR ENTERPRISES, LLC | KGB036**DQ*P |  | Natural Gas,Propane Gas | Downflow,Horizontal | Weatherized | 108 | 87 | 81 | 94.1 | 767 | 83 |  | No
8006215 | Active | LANDMARK | LENNOX INDUSTRIES, INC. | KGB036**DW*P |  | Natural Gas,Propane Gas | Downflow,Horizontal | Weatherized | 65 | 52 | 81 | 56.2 | 845 | 60 | Yes | No
8203388 | Active | K-SERIES | ALLIED AIR ENTERPRISES, LLC | KGB036**DW*P |  | Natural Gas,Propane Gas | Downflow,Horizontal | Weatherized | 65 | 52 | 81 | 56.2 | 845 | 60 |  | No
8006216 | Active | LANDMARK | LENNOX INDUSTRIES, INC. | KGB036**DY*P |  | Natural Gas,Propane Gas | Downflow,Horizontal | Weatherized | 108 | 87 | 81 | 96 | 803 | 83 | Yes | No
8203394 | Active | K-SERIES | ALLIED AIR ENTERPRISES, LLC | KGB036**DY*P |  | Natural Gas,Propane Gas | Downflow,Horizontal | Weatherized | 108 | 87 | 81 | 96 | 803 | 83 |  | No
8006217 | Active | LANDMARK | LENNOX INDUSTRIES, INC. | KGB048**BX*P |  | Natural Gas,Propane Gas | Downflow,Horizontal | Weatherized | 150 | 121 | 81 | 132.2 | 1095 | 98 | Yes | No
8203397 | Active | K-SERIES | ALLIED AIR ENTERPRISES, LLC | KGB048**BX*P |  | Natural Gas,Propane Gas | Downflow,Horizontal | Weatherized | 150 | 121 | 81 | 132.2 | 1095 | 98 |  | No
8006218 | Active | LANDMARK | LENNOX INDUSTRIES, INC. | KGB048**BZ*P |  | Natural Gas,Propane Gas | Downflow,Horizontal | Weatherized | 150 | 121 | 81 | 134.7 | 1015 | 98 | Yes | No
8203405 | Active | K-SERIES | ALLIED AIR ENTERPRISES, LLC | KGB048**BZ*P |  | Natural Gas,Propane Gas | Downflow,Horizontal | Weatherized | 150 | 121 | 81 | 134.7 | 1015 | 98 |  | No
8006219 | Active | LANDMARK | LENNOX INDUSTRIES, INC. | KGB048**DX*P |  | Natural Gas,Propane Gas | Downflow,Horizontal | Weatherized | 150 | 121 | 81 | 131 | 1104 | 80 | Yes | No
8203408 | Active | K-SERIES | ALLIED AIR ENTERPRISES, LLC | KGB048**DX*P |  | Natural Gas,Propane Gas | Downflow,Horizontal | Weatherized | 150 | 121 | 81 | 131 | 1104 | 80 |  | No
8006220 | Active | LANDMARK | LENNOX INDUSTRIES, INC. | KGB048**DZ*P |  | Natural Gas,Propane Gas | Downflow,Horizontal | Weatherized | 150 | 121 | 81 | 134 | 1164 | 80 | Yes | No
8203410 | Active | K-SERIES | ALLIED AIR ENTERPRISES, LLC | KGB048**DZ*P |  | Natural Gas,Propane Gas | Downflow,Horizontal | Weatherized | 150 | 121 | 81 | 134 | 1164 | 80 |  | No
8006221 | Active | LANDMARK | LENNOX INDUSTRIES, INC. | KGB060**DQ*P |  | Natural Gas,Propane Gas | Downflow,Horizontal | Weatherized | 108 | 87 | 81 | 92.6 | 966 | 94 | Yes | No
8203420 | Active | K-SERIES | ALLIED AIR ENTERPRISES, LLC | KGB060**DQ*P |  | Natural Gas,Propane Gas | Downflow,Horizontal | Weatherized | 108 | 87 | 81 | 92.6 | 966 | 94 |  | No
8006222 | Active | LANDMARK | LENNOX INDUSTRIES, INC. | KGB060**DW*P |  | Natural Gas,Propane Gas | Downflow,Horizontal | Weatherized | 65 | 52 | 81 | 55 | 1151 | 87 | Yes | No
8203421 | Active | K-SERIES | ALLIED AIR ENTERPRISES, LLC | KGB060**DW*P |  | Natural Gas,Propane Gas | Downflow,Horizontal | Weatherized | 65 | 52 | 81 | 55 | 1151 | 87 |  | No
8006223 | Active | LANDMARK | LENNOX INDUSTRIES, INC. | KGB060**DX*P |  | Natural Gas,Propane Gas | Downflow,Horizontal | Weatherized | 150 | 121 | 81 | 130 | 1264 | 95 | Yes | No
8203422 | Active | K-SERIES | ALLIED AIR ENTERPRISES, LLC | KGB060**DX*P |  | Natural Gas,Propane Gas | Downflow,Horizontal | Weatherized | 150 | 121 | 81 | 130 | 1264 | 95 |  | No
8006224 | Active | LANDMARK | LENNOX INDUSTRIES, INC. | KGB060**DY*P |  | Natural Gas,Propane Gas | Downflow,Horizontal | Weatherized | 108 | 87 | 81 | 95.1 | 1024 | 94 | Yes | No
8203423 | Active | K-SERIES | ALLIED AIR ENTERPRISES, LLC | KGB060**DY*P |  | Natural Gas,Propane Gas | Downflow,Horizontal | Weatherized | 108 | 87 | 81 | 95.1 | 1024 | 94 |  | No
8006225 | Active | LANDMARK | LENNOX INDUSTRIES, INC. | KGB060**DZ*P |  | Natural Gas,Propane Gas | Downflow,Horizontal | Weatherized | 150 | 121 | 81 | 133.4 | 1319 | 95 | Yes | No
8203424 | Active | K-SERIES | ALLIED AIR ENTERPRISES, LLC | KGB060**DZ*P |  | Natural Gas,Propane Gas | Downflow,Horizontal | Weatherized | 150 | 121 | 81 | 133.4 | 1319 | 95 |  | No
8006226 | Active | LANDMARK | LENNOX INDUSTRIES, INC. | KGB048**BQ*P |  | Natural Gas,Propane Gas | Downflow,Horizontal | Weatherized | 108 | 87 | 81 | 95 | 500 | 95 |  | No
8203395 | Active | K-SERIES | ALLIED AIR ENTERPRISES, LLC | KGB048**BQ*P |  | Natural Gas,Propane Gas | Downflow,Horizontal | Weatherized | 108 | 87 | 81 | 95 | 500 | 95 |  | No
8006227 | Active | LANDMARK | LENNOX INDUSTRIES, INC. | KGB048**BW*P |  | Natural Gas,Propane Gas | Downflow,Horizontal | Weatherized | 65 | 52 | 81 | 55.8 | 970 | 92 |  | No
8203396 | Active | K-SERIES | ALLIED AIR ENTERPRISES, LLC | KGB048**BW*P |  | Natural Gas,Propane Gas | Downflow,Horizontal | Weatherized | 65 | 52 | 81 | 55.8 | 970 | 92 |  | No
8006228 | Active | LANDMARK | LENNOX INDUSTRIES, INC. | KGB048**BY*P |  | Natural Gas,Propane Gas | Downflow,Horizontal | Weatherized | 108 | 87 | 81 | 96.6 | 678 | 95 |  | No
8203398 | Active | K-SERIES | ALLIED AIR ENTERPRISES, LLC | KGB048**BY*P |  | Natural Gas,Propane Gas | Downflow,Horizontal | Weatherized | 108 | 87 | 81 | 96.6 | 678 | 95 |  | No
8006229 | Active | LANDMARK | LENNOX INDUSTRIES, INC. | KGB048**DQ*P |  | Natural Gas,Propane Gas | Downflow,Horizontal | Weatherized | 108 | 87 | 81 | 94.1 | 767 | 83 |  | No
8203406 | Active | K-SERIES | ALLIED AIR ENTERPRISES, LLC | KGB048**DQ*P |  | Natural Gas,Propane Gas | Downflow,Horizontal | Weatherized | 108 | 87 | 81 | 94.1 | 767 | 83 |  | No
8006230 | Active | LANDMARK | LENNOX INDUSTRIES, INC. | KGB048**DW*P |  | Natural Gas,Propane Gas | Downflow,Horizontal | Weatherized | 65 | 52 | 81 | 56.2 | 843 | 60 |  | No
8203407 | Active | K-SERIES | ALLIED AIR ENTERPRISES, LLC | KGB048**DW*P |  | Natural Gas,Propane Gas | Downflow,Horizontal | Weatherized | 65 | 52 | 81 | 56.2 | 843 | 60 |  | No
8006231 | Active | LANDMARK | LENNOX INDUSTRIES, INC. | KGB048**DY*P |  | Natural Gas,Propane Gas | Downflow,Horizontal | Weatherized | 108 | 87 | 81 | 96 | 803 | 83 |  | No
8203409 | Active | K-SERIES | ALLIED AIR ENTERPRISES, LLC | KGB048**DY*P |  | Natural Gas,Propane Gas | Downflow,Horizontal | Weatherized | 108 | 87 | 81 | 96 | 803 | 83 |  | No
8006232 | Active | LANDMARK | LENNOX INDUSTRIES, INC. | KGB060**BQ*P |  | Natural Gas,Propane Gas | Downflow,Horizontal | Weatherized | 108 | 87 | 81 | 95 | 500 | 95 |  | No
8203415 | Active | K-SERIES | ALLIED AIR ENTERPRISES, LLC | KGB060**BQ*P |  | Natural Gas,Propane Gas | Downflow,Horizontal | Weatherized | 108 | 87 | 81 | 95 | 500 | 95 |  | No
8006233 | Active | LANDMARK | LENNOX INDUSTRIES, INC. | KGB060**BW*P |  | Natural Gas,Propane Gas | Downflow,Horizontal | Weatherized | 65 | 52 | 81 | 55.8 | 970 | 92 |  | No
8203416 | Active | K-SERIES | ALLIED AIR ENTERPRISES, LLC | KGB060**BW*P |  | Natural Gas,Propane Gas | Downflow,Horizontal | Weatherized | 65 | 52 | 81 | 55.8 | 970 | 92 |  | No
8006234 | Active | LANDMARK | LENNOX INDUSTRIES, INC. | KGB060**BY*P |  | Natural Gas,Propane Gas | Downflow,Horizontal | Weatherized | 108 | 87 | 81 | 96.6 | 678 | 95 |  | No
8203418 | Active | K-SERIES | ALLIED AIR ENTERPRISES, LLC | KGB060**BY*P |  | Natural Gas,Propane Gas | Downflow,Horizontal | Weatherized | 108 | 87 | 81 | 96.6 | 678 | 95 |  | No
8006235 | Active | LANDMARK | LENNOX INDUSTRIES, INC. | KGB060**BZ*P |  | Natural Gas,Propane Gas | Downflow,Horizontal | Weatherized | 150 | 121 | 81 | 134.7 | 1015 | 98 |  | No
8203419 | Active | K-SERIES | ALLIED AIR ENTERPRISES, LLC | KGB060**BZ*P |  | Natural Gas,Propane Gas | Downflow,Horizontal | Weatherized | 150 | 121 | 81 | 134.7 | 1015 | 98 |  | No
8006236 | Active | BROAN, FRIGIDAIRE, INTERTHERM, MAYTAG, MILLER, NORDYNE, NUTONE, PHILCO, TAPPAN, WESTINGHOUSE | NORDYNE, LLC. | DF6SF-X48K120CB |  | Natural Gas,Propane Gas | Downflow,Horizontal | Weatherized | 120 | 97 | 81 | 112.5 | 418 | 95 | Yes | Yes
8006242 | Active | MAYTAG | NORDYNE, LLC. | PDF2SFX48K120CB |  | Natural Gas,Propane Gas | Downflow,Horizontal | Weatherized | 120 | 97 | 81 | 112.5 | 418 | 95 |  | Yes
8006241 | Active | BROAN, FRIGIDAIRE, INTERTHERM, MAYTAG, MILLER, NORDYNE, NUTONE, PHILCO, TAPPAN, WESTINGHOUSE | NORDYNE, LLC. | DF6SF-X60K120CB |  | Natural Gas,Propane Gas | Downflow,Horizontal | Weatherized | 120 | 97 | 81 | 112.5 | 418 | 95 | Yes | Yes
8006243 | Active | MAYTAG | NORDYNE, LLC. | PDF2SFX60K120CB |  | Natural Gas,Propane Gas | Downflow,Horizontal | Weatherized | 120 | 97 | 81 | 112.5 | 418 | 95 |  | Yes
8008179 | Active | ENERGENCE | LENNOX INDUSTRIES, INC. | LGH036**EQ*P |  | Natural Gas, Propane Gas | Downflow, Horizontal | Weatherized | 108 | 87 | 81 | 94.9 | 672 | 99 | Yes | Yes
8203439 | Active | E-SERIES | ALLIED AIR ENTERPRISES, LLC | LGH036**EQ*P |  | Natural Gas, Propane Gas | Downflow, Horizontal | Weatherized | 108 | 87 | 81 | 94.9 | 672 | 99 |  | Yes
8008181 | Active | ENERGENCE | LENNOX INDUSTRIES, INC. | LGH048**EQ*P |  | Natural Gas, Propane Gas | Downflow, Horizontal | Weatherized | 108 | 87 | 81 | 95 | 639 | 98 | Yes | Yes
8203442 | Active | E-SERIES | ALLIED AIR ENTERPRISES, LLC | LGH048**EQ*P |  | Natural Gas, Propane Gas | Downflow, Horizontal | Weatherized | 108 | 87 | 81 | 95 | 639 | 98 |  | Yes
8008183 | Active | ENERGENCE | LENNOX INDUSTRIES, INC. | LGH060**EQ*P |  | Natural Gas, Propane Gas | Downflow, Horizontal | Weatherized | 108 | 87 | 81 | 94.8 | 681 | 98 | Yes | Yes
8203448 | Active | E-SERIES | ALLIED AIR ENTERPRISES, LLC | LGH060**EQ*P |  | Natural Gas, Propane Gas | Downflow, Horizontal | Weatherized | 108 | 87 | 81 | 94.8 | 681 | 98 |  | Yes
8011578 | Active | LANDMARK | LENNOX INDUSTRIES, INC. | KGB060**BX*P |  | Natural Gas,Propane Gas | Downflow,Horizontal | Weatherized | 150 | 121 | 81 | 132.2 | 1095 | 98 |  | No
8203417 | Active | K-SERIES | ALLIED AIR ENTERPRISES, LLC | KGB060**BX*P |  | Natural Gas,Propane Gas | Downflow,Horizontal | Weatherized | 150 | 121 | 81 | 132.2 | 1095 | 98 |  | No
8015317 | Active | BROAN, FRIGIDAIRE, INTERTHERM, MAYTAG, MILLER, NORDYNE, NUTONE, PHILCO, TAPPAN, WESTINGHOUSE | NORDYNE, LLC. | R6GF-X48K120XB |  | Natural Gas,Propane Gas | Downflow,Horizontal | Weatherized | 120 | 97 | 81 | 112.5 | 418 | 95 | Yes | Yes
8015398 | Active | MAYTAG | NORDYNE, LLC. | PPG2GFX48K120XB |  | Natural Gas,Propane Gas | Downflow,Horizontal | Weatherized | 120 | 97 | 81 | 112.5 | 418 | 95 |  | Yes
8016069 | Active | BROAN, FRIGIDAIRE, INTERTHERM, MAYTAG, MILLER, NORDYNE, NUTONE, PHILCO, TAPPAN, WESTINGHOUSE | NORDYNE, LLC. | R6GF-X60K120XB |  | Natural Gas,Propane Gas | Downflow,Horizontal | Weatherized | 120 | 97 | 81 | 112.5 | 418 | 95 | Yes | Yes
8016126 | Active | MAYTAG | NORDYNE, LLC. | PPG2GFX60K120XB |  | Natural Gas,Propane Gas | Downflow,Horizontal | Weatherized | 120 | 97 | 81 | 112.5 | 418 | 95 |  | Yes
8016454 | Active | BROAN, FRIGIDAIRE, INTERTHERM, MAYTAG, MILLER, NORDYNE, NUTONE, PHILCO, TAPPAN, WESTINGHOUSE | NORDYNE, LLC. | R6GF-X36K100XB |  | Natural Gas,Propane Gas | Downflow,Horizontal | Weatherized | 100 | 81 | 81 | 94.9 | 433 | 43 | Yes | Yes
8016584 | Active | MAYTAG | NORDYNE, LLC. | PPG2GFX36K100XB |  | Natural Gas,Propane Gas | Downflow,Horizontal | Weatherized | 100 | 81 | 81 | 94.9 | 433 | 43 |  | Yes
8032419 | Active | GOODMAN | GOODMAN MANUFACTURING CO., LP. | GPD1436080M41A* |  | Natural Gas,Propane Gas | Downflow,Horizontal | Weatherized | 80 | 65 | 81 | 58 | 356 | 72 | Yes | Yes | AMACF
8033064 | Active | DAIKIN | DAIKIN MANUFACTURING COMPANY, L.P. | DP14DM3608041A* |  | Natural Gas,Propane Gas | Downflow,Horizontal | Weatherized | 80 | 65 | 81 | 58 | 356 | 72 |  | Yes | AMACF
8033069 | Active | AMANA | AMANA HEATING AND AIR CONDITIONING | APD1436080M41A* |  | Natural Gas,Propane Gas | Downflow,Horizontal | Weatherized | 80 | 65 | 81 | 58 | 356 | 72 |  | Yes | AMACF
8032420 | Active | GOODMAN | GOODMAN MANUFACTURING CO., LP. | GPD1424060M41A* |  | Natural Gas,Propane Gas | Downflow,Horizontal | Weatherized | 60 | 49 | 81 | 39 | 176 | 38 | Yes | Yes | AMACF
8033065 | Active | DAIKIN | DAIKIN MANUFACTURING COMPANY, L.P. | DP14DM2406041A* |  | Natural Gas,Propane Gas | Downflow,Horizontal | Weatherized | 60 | 49 | 81 | 39 | 176 | 38 |  | Yes | AMACF
8033070 | Active | AMANA | AMANA HEATING AND AIR CONDITIONING | APD1424060M41A* |  | Natural Gas,Propane Gas | Downflow,Horizontal | Weatherized | 60 | 49 | 81 | 39 | 176 | 38 |  | Yes | AMACF
8032421 | Active | GOODMAN | GOODMAN MANUFACTURING CO., LP. | GPD1430080M41A* |  | Natural Gas,Propane Gas | Downflow,Horizontal | Weatherized | 80 | 65 | 81 | 58 | 359 | 72 | Yes | Yes | AMACF
8033066 | Active | DAIKIN | DAIKIN MANUFACTURING COMPANY, L.P. | DP14DM3008041A* |  | Natural Gas,Propane Gas | Downflow,Horizontal | Weatherized | 80 | 65 | 81 | 58 | 359 | 72 |  | Yes | AMACF
8033071 | Active | AMANA | AMANA HEATING AND AIR CONDITIONING | APD1430080M41A* |  | Natural Gas,Propane Gas | Downflow,Horizontal | Weatherized | 80 | 65 | 81 | 58 | 359 | 72 |  | Yes | AMACF
8032423 | Active | GOODMAN | GOODMAN MANUFACTURING CO., LP. | GPD1442100M41A* |  | Natural Gas,Propane Gas | Downflow,Horizontal | Weatherized | 100 | 81 | 81 | 77.5 | 422 | 88 | Yes | Yes | AMACF
8033067 | Active | DAIKIN | DAIKIN MANUFACTURING COMPANY, L.P. | DP14DM4210041A* |  | Natural Gas,Propane Gas | Downflow,Horizontal | Weatherized | 100 | 81 | 81 | 77.5 | 422 | 88 |  | Yes | AMACF
8033072 | Active | AMANA | AMANA HEATING AND AIR CONDITIONING | APD1442100M41A* |  | Natural Gas,Propane Gas | Downflow,Horizontal | Weatherized | 100 | 81 | 81 | 77.5 | 422 | 88 |  | Yes | AMACF
8032424 | Active | GOODMAN | GOODMAN MANUFACTURING CO., LP. | GPD1448100M41A* |  | Natural Gas,Propane Gas | Downflow,Horizontal | Weatherized | 100 | 81 | 81 | 77.5 | 424 | 76 | Yes | Yes | AMACF
8033068 | Active | DAIKIN | DAIKIN MANUFACTURING COMPANY, L.P. | DP14DM4810041A* |  | Natural Gas,Propane Gas | Downflow,Horizontal | Weatherized | 100 | 81 | 81 | 77.5 | 424 | 76 |  | Yes | AMACF
8033073 | Active | AMANA | AMANA HEATING AND AIR CONDITIONING | APD1448100M41A* |  | Natural Gas,Propane Gas | Downflow,Horizontal | Weatherized | 100 | 81 | 81 | 77.5 | 424 | 76 |  | Yes | AMACF
8032654 | Active | CARRIER | CARRIER CORPORATION | 58PHB045-12 |  | Natural Gas, Propane Gas | Upflow,Downflow,Horizontal | Non-Weatherized | 44 | 36 | 80 | 39.4 | 186 | 43 | Yes | Yes
5039814 | Active | BRYANT | BRYANT HEATING & COOLING SYSTEMS | 925TA60100E21 |  | Natural Gas, Propane | Upflow, Downflow, Horizontal | Non-Weatherized | 100 | 97 | 96.1 | 96 | 484 | 43 |  | Yes | AFUE & AMACF
8032655 | Active | CARRIER | CARRIER CORPORATION | 58PHB070-12 |  | Natural Gas, Propane Gas | Upflow,Downflow,Horizontal | Non-Weatherized | 66 | 54 | 80 | 59.1 | 255 | 34 | Yes | Yes
4708459 | Active | BRYANT | BRYANT HEATING & COOLING SYSTEMS | 925TA66120E24A |  | Natural Gas,Propane Gas | Upflow,Downflow,Horizontal | Non-Weatherized | 120 | 117 | 96.2 | 110.2 | 598 | 42 |  | Yes | AFUE & AMACF
8032656 | Active | CARRIER | CARRIER CORPORATION | 58PHB135-20 |  | Natural Gas, Propane Gas | Upflow,Downflow,Horizontal | Non-Weatherized | 132 | 107 | 80 | 117.2 | 739 | 74 | Yes | Yes | AMACF
7126207 | Active | BRYANT | BRYANT HEATING & COOLING SYSTEMS | 926TA30040V14 |  | Natural Gas,Propane Gas | Upflow,Downflow,Horizontal | Non-Weatherized | 40 | 39 | 96.5 | 32 | 169 | 31 |  | Yes | AFUE & AMACF
8033018 | Active | CARRIER | CARRIER CORPORATION | 58PHB070-16 |  | Natural Gas, Propane Gas | Upflow,Downflow,Horizontal | Non-Weatherized | 66 | 54 | 80 | 58.4 | 425 | 48 | Yes | Yes
7126213 | Active | BRYANT | BRYANT HEATING & COOLING SYSTEMS | 926TA36040V17 |  | Natural Gas, Propane | Upflow, Downflow, Horizontal | Non-Weatherized | 40 | 39 | 96 | 32.4 | 197 | 32 |  | Yes | AFUE & AMACF
8033019 | Active | CARRIER | CARRIER CORPORATION | 58PHB090-14 |  | Natural Gas, Propane Gas | Upflow,Downflow,Horizontal | Non-Weatherized | 88 | 71 | 80 | 78.5 | 434 | 79 | Yes | Yes
7126214 | Active | BRYANT | BRYANT HEATING & COOLING SYSTEMS | 926TA36060V14 |  | Natural Gas, Propane | Upflow, Downflow, Horizontal | Non-Weatherized | 60 | 58 | 95 | 48.4 | 300 | 38 |  | Yes | AFUE & AMACF
8033020 | Active | CARRIER | CARRIER CORPORATION | 58PHB090-16 |  | Natural Gas, Propane Gas | Upflow,Downflow,Horizontal | Non-Weatherized | 88 | 72 | 80 | 78.2 | 496 | 67 | Yes | Yes
7126208 | Active | BRYANT | BRYANT HEATING & COOLING SYSTEMS | 926TA42060V17 |  | Natural Gas,Propane Gas | Upflow,Downflow,Horizontal | Non-Weatherized | 60 | 58 | 96.3 | 48.4 | 193 | 37 |  | Yes | AFUE & AMACF
8033021 | Active | CARRIER | CARRIER CORPORATION | 58PHB110-20 |  | Natural Gas, Propane Gas | Upflow,Downflow,Horizontal | Non-Weatherized | 110 | 90 | 80 | 97.3 | 729 | 73 | Yes | Yes
7126209 | Active | BRYANT | BRYANT HEATING & COOLING SYSTEMS | 926TA48080V17 |  | Natural Gas,Propane Gas | Upflow,Downflow,Horizontal | Non-Weatherized | 80 | 78 | 96.2 | 80 | 377 | 36 |  | Yes | AFUE & AMACF
8033202 | Active | CARRIER | CARRIER CORPORATION | 58PHY045-12 |  | Natural Gas, Propane Gas | Upflow | Non-Weatherized | 44 | 36 | 80 | 39.4 | 186 | 43 | Yes | Yes
7126211 | Active | BRYANT | BRYANT HEATING & COOLING SYSTEMS | 926TA60080V21 |  | Natural Gas, Propane | Upflow, Downflow, Horizontal | Non-Weatherized | 80 | 78 | 96.5 | 81 | 364 | 38 |  | Yes | AFUE & AMACF
8033230 | Active | PAYNE | PAYNE HEATING & COOLING | PG8JEB036045 |  | Natural Gas, Propane Gas | Upflow | Non-Weatherized | 44 | 36 | 80 | 39.4 | 186 | 43 |  | Yes
8033244 | Active | MARATHERM | INTERNATIONAL COMFORT PRODUCTS | R8MXL0451412A |  | Natural Gas, Propane Gas | Upflow | Non-Weatherized | 44 | 36 | 80 | 39.4 | 186 | 43 |  | Yes
8033262 | Active | AIRQUEST, ARCOAIRE, COMFORTMAKER, DAY & NIGHT, HEIL, ICP COMMERCIAL, KEEPRITE, KENMORE, MSH LEGACY, TEMPSTAR | INTERNATIONAL COMFORT PRODUCTS | N8MXL0451412A |  | Natural Gas, Propane Gas | Upflow | Non-Weatherized | 44 | 36 | 80 | 39.4 | 186 | 43 |  | Yes
8033276 | Active | GRANDAIRE,ECOTEMP | INTERNATIONAL COMFORT PRODUCTS | WFEL045A036A |  | Natural Gas, Propane Gas | Upflow | Non-Weatherized | 44 | 36 | 80 | 39.4 | 186 | 43 |  | Yes
8033203 | Active | CARRIER | CARRIER CORPORATION | 58PHY070-12 |  | Natural Gas, Propane Gas | Upflow | Non-Weatherized | 66 | 54 | 80 | 59.1 | 255 | 34 | Yes | Yes
7126212 | Active | BRYANT | BRYANT HEATING & COOLING SYSTEMS | 926TA60100V21 |  | Natural Gas, Propane | Upflow, Downflow, Horizontal | Non-Weatherized | 100 | 97 | 96.1 | 95.9 | 487 | 43 |  | Yes | AFUE & AMACF
8033231 | Active | PAYNE | PAYNE HEATING & COOLING | PG8JEB036070 |  | Natural Gas, Propane Gas | Upflow | Non-Weatherized | 66 | 54 | 80 | 59.1 | 255 | 34 |  | Yes
8033245 | Active | MARATHERM | INTERNATIONAL COMFORT PRODUCTS | R8MXL0701712A |  | Natural Gas, Propane Gas | Upflow | Non-Weatherized | 66 | 54 | 80 | 59.1 | 255 | 34 |  | Yes
8033263 | Active | AIRQUEST,ARCOAIRE,COMFORTMAKER,DAY & NIGHT,HEIL,ICP COMMERCIAL,KEEPRITE,KENMORE,MSH LEGACY,TEMPSTAR | INTERNATIONAL COMFORT PRODUCTS | N8MXL0701712A |  | Natural Gas, Propane Gas | Upflow | Non-Weatherized | 66 | 54 | 80 | 59.1 | 255 | 34 |  | Yes
8033277 | Active | GRANDAIRE,ECOTEMP | INTERNATIONAL COMFORT PRODUCTS | WFEL070B036A |  | Natural Gas, Propane Gas | Upflow | Non-Weatherized | 66 | 54 | 80 | 59.1 | 255 | 34 |  | Yes
8033204 | Active | CARRIER | CARRIER CORPORATION | 58PHY070-16 |  | Natural Gas, Propane Gas | Upflow | Non-Weatherized | 66 | 54 | 80 | 58.4 | 425 | 48 | Yes | Yes
7126210 | Active | BRYANT | BRYANT HEATING & COOLING SYSTEMS | 926TA66120V24 |  | Natural Gas,Propane Gas | Upflow,Downflow,Horizontal | Non-Weatherized | 120 | 117 | 96.5 | 109.8 | 598 | 42 |  | Yes | AFUE & AMACF
8033232 | Active | PAYNE | PAYNE HEATING & COOLING | PG8JEB048070 |  | Natural Gas, Propane Gas | Upflow | Non-Weatherized | 66 | 54 | 80 | 58.4 | 425 | 48 |  | Yes
8033246 | Active | MARATHERM | INTERNATIONAL COMFORT PRODUCTS | R8MXL0701716A |  | Natural Gas, Propane Gas | Upflow | Non-Weatherized | 66 | 54 | 80 | 58.4 | 425 | 48 |  | Yes
8033264 | Active | AIRQUEST,ARCOAIRE,COMFORTMAKER,DAY & NIGHT,HEIL,ICP COMMERCIAL,KEEPRITE,KENMORE,MSH LEGACY,TEMPSTAR | INTERNATIONAL COMFORT PRODUCTS | N8MXL0701716A |  | Natural Gas, Propane Gas | Upflow | Non-Weatherized | 66 | 54 | 80 | 58.4 | 425 | 48 |  | Yes
8033278 | Active | GRANDAIRE,ECOTEMP | INTERNATIONAL COMFORT PRODUCTS | WFEL070B048A |  | Natural Gas, Propane Gas | Upflow | Non-Weatherized | 66 | 54 | 80 | 58.4 | 425 | 48 |  | Yes
8033205 | Active | CARRIER | CARRIER CORPORATION | 58PHY090-14 |  | Natural Gas, Propane Gas | Upflow | Non-Weatherized | 88 | 71 | 80 | 78.5 | 434 | 79 | Yes | Yes
6488436 | Active | BRYANT | BRYANT HEATING & COOLING SYSTEMS | 986TB42060V17 |  | Natural Gas, Propane Gas | Upflow, Downflow, Horizontal | Non-Weatherized | 60 | 58 | 96.3 | 48.3 | 190 | 37 |  | Yes | AFUE & AMACF
8033233 | Active | PAYNE | PAYNE HEATING & COOLING | PG8JEB042090 |  | Natural Gas, Propane Gas | Upflow | Non-Weatherized | 88 | 71 | 80 | 78.5 | 434 | 79 |  | Yes
8033247 | Active | MARATHERM | INTERNATIONAL COMFORT PRODUCTS | R8MXL0901714A |  | Natural Gas, Propane Gas | Upflow | Non-Weatherized | 88 | 71 | 80 | 78.5 | 434 | 79 |  | Yes
8033265 | Active | AIRQUEST,ARCOAIRE,COMFORTMAKER,DAY & NIGHT,HEIL,ICP COMMERCIAL,KEEPRITE,KENMORE,MSH LEGACY,TEMPSTAR | INTERNATIONAL COMFORT PRODUCTS | N8MXL0901714A |  | Natural Gas, Propane Gas | Upflow | Non-Weatherized | 88 | 71 | 80 | 78.5 | 434 | 79 |  | Yes
8033279 | Active | GRANDAIRE,ECOTEMP | INTERNATIONAL COMFORT PRODUCTS | WFEL090B042A |  | Natural Gas, Propane Gas | Upflow | Non-Weatherized | 88 | 71 | 80 | 78.5 | 434 | 79 |  | Yes
8033206 | Active | CARRIER | CARRIER CORPORATION | 58PHY090-16 |  | Natural Gas, Propane Gas | Upflow | Non-Weatherized | 88 | 72 | 80 | 78.2 | 496 | 67 | Yes | Yes
6488651 | Active | BRYANT | BRYANT HEATING & COOLING SYSTEMS | 986TB42080V17 |  | Natural Gas, Propane Gas | Upflow, Downflow, Horizontal | Non-Weatherized | 80 | 78 | 96.2 | 79.9 | 384 | 36 |  | Yes | AFUE & AMACF
8033234 | Active | PAYNE | PAYNE HEATING & COOLING | PG8JEB048090 |  | Natural Gas, Propane Gas | Upflow | Non-Weatherized | 88 | 72 | 80 | 78.2 | 496 | 67 |  | Yes
8033248 | Active | MARATHERM | INTERNATIONAL COMFORT PRODUCTS | R8MXL0902116A |  | Natural Gas, Propane Gas | Upflow | Non-Weatherized | 88 | 72 | 80 | 78.2 | 496 | 67 |  | Yes
8033266 | Active | AIRQUEST,ARCOAIRE,COMFORTMAKER,DAY & NIGHT,HEIL,ICP COMMERCIAL,KEEPRITE,KENMORE,MSH LEGACY,TEMPSTAR | INTERNATIONAL COMFORT PRODUCTS | N8MXL0902116A |  | Natural Gas, Propane Gas | Upflow | Non-Weatherized | 88 | 72 | 80 | 78.2 | 496 | 67 |  | Yes
8033280 | Active | GRANDAIRE,ECOTEMP | INTERNATIONAL COMFORT PRODUCTS | WFEL090C048A |  | Natural Gas, Propane Gas | Upflow | Non-Weatherized | 88 | 72 | 80 | 78.2 | 496 | 67 |  | Yes
8033207 | Active | CARRIER | CARRIER CORPORATION | 58PHY110-20 |  | Natural Gas, Propane Gas | Upflow | Non-Weatherized | 110 | 90 | 80 | 97.3 | 729 | 73 | Yes | Yes
6491815 | Active | BRYANT | BRYANT HEATING & COOLING SYSTEMS | 986TB60080V21 |  | Natural Gas, Propane | Upflow, Downflow, Horizontal | Non-Weatherized | 80 | 78 | 96.7 | 80.9 | 333 | 38 |  | Yes | AFUE & AMACF
8033235 | Active | PAYNE | PAYNE HEATING & COOLING | PG8JEB060110 |  | Natural Gas, Propane Gas | Upflow | Non-Weatherized | 110 | 90 | 80 | 97.3 | 729 | 73 |  | Yes
8033249 | Active | MARATHERM | INTERNATIONAL COMFORT PRODUCTS | R8MXL1102120A |  | Natural Gas, Propane Gas | Upflow | Non-Weatherized | 110 | 90 | 80 | 97.3 | 729 | 73 |  | Yes
8033267 | Active | AIRQUEST,ARCOAIRE,COMFORTMAKER,DAY & NIGHT,HEIL,ICP COMMERCIAL,KEEPRITE,KENMORE,MSH LEGACY,TEMPSTAR | INTERNATIONAL COMFORT PRODUCTS | N8MXL1102120A |  | Natural Gas, Propane Gas | Upflow | Non-Weatherized | 110 | 90 | 80 | 97.3 | 729 | 73 |  | Yes
8033281 | Active | GRANDAIRE,ECOTEMP | INTERNATIONAL COMFORT PRODUCTS | WFEL110C060A |  | Natural Gas, Propane Gas | Upflow | Non-Weatherized | 110 | 90 | 80 | 97.3 | 729 | 73 |  | Yes
8033208 | Active | CARRIER | CARRIER CORPORATION | 58PHY135-20 |  | Natural Gas, Propane Gas | Upflow | Non-Weatherized | 132 | 107 | 80 | 117.2 | 739 | 74 | Yes | Yes
6491816 | Active | BRYANT | BRYANT HEATING & COOLING SYSTEMS | 986TB66100V21 |  | Natural Gas, Propane | Upflow, Downflow, Horizontal | Non-Weatherized | 100 | 97 | 96.1 | 96.9 | 529 | 43 |  | Yes | AFUE & AMACF
8033236 | Active | PAYNE | PAYNE HEATING & COOLING | PG8JEB060135 |  | Natural Gas, Propane Gas | Upflow | Non-Weatherized | 132 | 107 | 80 | 117.2 | 739 | 74 |  | Yes
8033250 | Active | MARATHERM | INTERNATIONAL COMFORT PRODUCTS | R8MXL1352420A |  | Natural Gas, Propane Gas | Upflow | Non-Weatherized | 132 | 107 | 80 | 117.2 | 739 | 74 |  | Yes
8033268 | Active | AIRQUEST,ARCOAIRE,COMFORTMAKER,DAY & NIGHT,HEIL,ICP COMMERCIAL,KEEPRITE,KENMORE,MSH LEGACY,TEMPSTAR | INTERNATIONAL COMFORT PRODUCTS | N8MXL1352420A |  | Natural Gas, Propane Gas | Upflow | Non-Weatherized | 132 | 107 | 80 | 117.2 | 739 | 74 |  | Yes
8033282 | Active | GRANDAIRE,ECOTEMP | INTERNATIONAL COMFORT PRODUCTS | WFEL135D060A |  | Natural Gas, Propane Gas | Upflow | Non-Weatherized | 132 | 107 | 80 | 117.2 | 739 | 74 |  | Yes
8033209 | Active | CARRIER | CARRIER CORPORATION | 58PHY045-12* |  | Natural Gas, Propane Gas | Downflow, Horizontal | Non-Weatherized | 42 | 34 | 80 | 39.4 | 194 | 43 | Yes | Yes
6491817 | Active | BRYANT | BRYANT HEATING & COOLING SYSTEMS | 986TB66120V24 |  | Natural Gas,Propane Gas | Upflow,Downflow,Horizontal | Non-Weatherized | 120 | 117 | 96.5 | 111.3 | 645 | 44 |  | Yes | AFUE & AMACF
8033237 | Active | PAYNE | PAYNE HEATING & COOLING | PG8JEB036045* |  | Natural Gas, Propane Gas | Downflow, Horizontal | Non-Weatherized | 42 | 34 | 80 | 39.4 | 194 | 43 |  | Yes
8033251 | Active | MARATHERM | INTERNATIONAL COMFORT PRODUCTS | R8MXL0451412A* |  | Natural Gas, Propane Gas | Downflow, Horizontal | Non-Weatherized | 42 | 34 | 80 | 39.4 | 194 | 43 |  | Yes
8033269 | Active | AIRQUEST,ARCOAIRE,COMFORTMAKER,DAY & NIGHT,HEIL,ICP COMMERCIAL,KEEPRITE,KENMORE,MSH LEGACY,TEMPSTAR | INTERNATIONAL COMFORT PRODUCTS | N8MXL0451412A* |  | Natural Gas, Propane Gas | Downflow, Horizontal | Non-Weatherized | 42 | 34 | 80 | 39.4 | 194 | 43 |  | Yes
8033283 | Active | GRANDAIRE,ECOTEMP | INTERNATIONAL COMFORT PRODUCTS | WFEL045A036A* |  | Natural Gas, Propane Gas | Downflow, Horizontal | Non-Weatherized | 42 | 34 | 80 | 39.4 | 194 | 43 |  | Yes
8033210 | Active | CARRIER | CARRIER CORPORATION | 58PHY070-12* |  | Natural Gas, Propane Gas | Downflow, Horizontal | Non-Weatherized | 63 | 51 | 80 | 59.1 | 266 | 34 | Yes | Yes
4706200 | Active | BRYANT | BRYANT HEATING & COOLING SYSTEMS | 987MA42060V17A |  | Natural Gas, Propane Gas | Upflow, Downflow, Horizontal | Non-Weatherized | 60 | 59 | 97 | 46.9 | 155 | 16 |  | Yes | AFUE & AMACF
8033238 | Active | PAYNE | PAYNE HEATING & COOLING | PG8JEB036070* |  | Natural Gas, Propane Gas | Downflow, Horizontal | Non-Weatherized | 63 | 51 | 80 | 59.1 | 266 | 34 |  | Yes
8033252 | Active | MARATHERM | INTERNATIONAL COMFORT PRODUCTS | R8MXL0701712A* |  | Natural Gas, Propane Gas | Downflow, Horizontal | Non-Weatherized | 63 | 51 | 80 | 59.1 | 266 | 34 |  | Yes
8033270 | Active | AIRQUEST,ARCOAIRE,COMFORTMAKER,DAY & NIGHT,HEIL,ICP COMMERCIAL,KEEPRITE,KENMORE,MSH LEGACY,TEMPSTAR | INTERNATIONAL COMFORT PRODUCTS | N8MXL0701712A* |  | Natural Gas, Propane Gas | Downflow, Horizontal | Non-Weatherized | 63 | 51 | 80 | 59.1 | 266 | 34 |  | Yes
8033284 | Active | GRANDAIRE,ECOTEMP | INTERNATIONAL COMFORT PRODUCTS | WFEL070B036A* |  | Natural Gas, Propane Gas | Downflow, Horizontal | Non-Weatherized | 63 | 51 | 80 | 59.1 | 266 | 34 |  | Yes
8033211 | Active | CARRIER | CARRIER CORPORATION | 58PHY070-16* |  | Natural Gas, Propane Gas | Downflow, Horizontal | Non-Weatherized | 63 | 51 | 80 | 58.4 | 444 | 48 | Yes | Yes
4706201 | Active | BRYANT | BRYANT HEATING & COOLING SYSTEMS | 987MA42080V17A |  | Natural Gas, Propane Gas | Upflow, Downflow, Horizontal | Non-Weatherized | 80 | 78 | 97 | 77.7 | 460 | 20 |  | Yes | AFUE & AMACF
8033239 | Active | PAYNE | PAYNE HEATING & COOLING | PG8JEB048070* |  | Natural Gas, Propane Gas | Downflow, Horizontal | Non-Weatherized | 63 | 51 | 80 | 58.4 | 444 | 48 |  | Yes
8033253 | Active | MARATHERM | INTERNATIONAL COMFORT PRODUCTS | R8MXL0701716A* |  | Natural Gas, Propane Gas | Downflow, Horizontal | Non-Weatherized | 63 | 51 | 80 | 58.4 | 444 | 48 |  | Yes
8033271 | Active | AIRQUEST,ARCOAIRE,COMFORTMAKER,DAY & NIGHT,HEIL,ICP COMMERCIAL,KEEPRITE,KENMORE,MSH LEGACY,TEMPSTAR | INTERNATIONAL COMFORT PRODUCTS | N8MXL0701716A* |  | Natural Gas, Propane Gas | Downflow, Horizontal | Non-Weatherized | 63 | 51 | 80 | 58.4 | 444 | 48 |  | Yes
8033285 | Active | GRANDAIRE,ECOTEMP | INTERNATIONAL COMFORT PRODUCTS | WFEL070B048A* |  | Natural Gas, Propane Gas | Downflow, Horizontal | Non-Weatherized | 63 | 51 | 80 | 58.4 | 444 | 48 |  | Yes
8033212 | Active | CARRIER | CARRIER CORPORATION | 58PHY090-14* |  | Natural Gas, Propane Gas | Downflow, Horizontal | Non-Weatherized | 84 | 68 | 80 | 78.5 | 434 | 79 | Yes | Yes
5053232 | Active | BRYANT | BRYANT HEATING & COOLING SYSTEMS | 987MA60060V21 |  | Natural Gas, Propane Gas | Upflow, Downflow, Horizontal | Non-Weatherized | 61 | 60 | 98.3 | 62.2 | 411 | 16 |  | Yes | AFUE & AMACF
8033240 | Active | PAYNE | PAYNE HEATING & COOLING | PG8JEB042090* |  | Natural Gas, Propane Gas | Downflow, Horizontal | Non-Weatherized | 84 | 68 | 80 | 78.5 | 434 | 79 |  | Yes
8033254 | Active | MARATHERM | INTERNATIONAL COMFORT PRODUCTS | R8MXL0901714A* |  | Natural Gas, Propane Gas | Downflow, Horizontal | Non-Weatherized | 84 | 68 | 80 | 78.5 | 434 | 79 |  | Yes
8033272 | Active | AIRQUEST,ARCOAIRE,COMFORTMAKER,DAY & NIGHT,HEIL,ICP COMMERCIAL,KEEPRITE,KENMORE,MSH LEGACY,TEMPSTAR | INTERNATIONAL COMFORT PRODUCTS | N8MXL0901714A* |  | Natural Gas, Propane Gas | Downflow, Horizontal | Non-Weatherized | 84 | 68 | 80 | 78.5 | 434 | 79 |  | Yes
8033286 | Active | GRANDAIRE,ECOTEMP | INTERNATIONAL COMFORT PRODUCTS | WFEL090B042A* |  | Natural Gas, Propane Gas | Downflow, Horizontal | Non-Weatherized | 84 | 68 | 80 | 78.5 | 434 | 79 |  | Yes
8033213 | Active | CARRIER | CARRIER CORPORATION | 58PHY090-16* |  | Natural Gas, Propane Gas | Downflow, Horizontal | Non-Weatherized | 84 | 69 | 80 | 78.1 | 519 | 67 | Yes | Yes
5053233 | Active | BRYANT | BRYANT HEATING & COOLING SYSTEMS | 987MA60080V21 |  | Natural Gas, Propane Gas | Upflow, Downflow, Horizontal | Non-Weatherized | 80 | 78 | 97 | 79.1 | 411 | 19 |  | Yes | AFUE & AMACF
8033241 | Active | PAYNE | PAYNE HEATING & COOLING | PG8JEB048090* |  | Natural Gas, Propane Gas | Downflow, Horizontal | Non-Weatherized | 84 | 69 | 80 | 78.1 | 519 | 67 |  | Yes
8033255 | Active | MARATHERM | INTERNATIONAL COMFORT PRODUCTS | R8MXL0902116A* |  | Natural Gas, Propane Gas | Downflow, Horizontal | Non-Weatherized | 84 | 69 | 80 | 78.1 | 519 | 67 |  | Yes
8033273 | Active | AIRQUEST,ARCOAIRE,COMFORTMAKER,DAY & NIGHT,HEIL,ICP COMMERCIAL,KEEPRITE,KENMORE,MSH LEGACY,TEMPSTAR | INTERNATIONAL COMFORT PRODUCTS | N8MXL0902116A* |  | Natural Gas, Propane Gas | Downflow, Horizontal | Non-Weatherized | 84 | 69 | 80 | 78.1 | 519 | 67 |  | Yes
8033287 | Active | GRANDAIRE,ECOTEMP | INTERNATIONAL COMFORT PRODUCTS | WFEL090C048A* |  | Natural Gas, Propane Gas | Downflow, Horizontal | Non-Weatherized | 84 | 69 | 80 | 78.1 | 519 | 67 |  | Yes
8033214 | Active | CARRIER | CARRIER CORPORATION | 58PHY110-20* |  | Natural Gas, Propane Gas | Downflow, Horizontal | Non-Weatherized | 105 | 86 | 80 | 97.1 | 763 | 73 | Yes | Yes
5053234 | Active | BRYANT | BRYANT HEATING & COOLING SYSTEMS | 987MA66100V21 |  | Natural Gas, Propane Gas | Upflow, Downflow, Horizontal | Non-Weatherized | 100 | 98 | 97 | 95.1 | 438 | 20 |  | Yes | AFUE & AMACF
8033242 | Active | PAYNE | PAYNE HEATING & COOLING | PG8JEB060110* |  | Natural Gas, Propane Gas | Downflow, Horizontal | Non-Weatherized | 105 | 86 | 80 | 97.1 | 763 | 73 |  | Yes
8033256 | Active | MARATHERM | INTERNATIONAL COMFORT PRODUCTS | R8MXL1102120A* |  | Natural Gas, Propane Gas | Downflow, Horizontal | Non-Weatherized | 105 | 86 | 80 | 97.1 | 763 | 73 |  | Yes
8033274 | Active | AIRQUEST,ARCOAIRE,COMFORTMAKER,DAY & NIGHT,HEIL,ICP COMMERCIAL,KEEPRITE,KENMORE,MSH LEGACY,TEMPSTAR | INTERNATIONAL COMFORT PRODUCTS | N8MXL1102120A* |  | Natural Gas, Propane Gas | Downflow, Horizontal | Non-Weatherized | 105 | 86 | 80 | 97.1 | 763 | 73 |  | Yes
8033288 | Active | GRANDAIRE,ECOTEMP | INTERNATIONAL COMFORT PRODUCTS | WFEL110C060A* |  | Natural Gas, Propane Gas | Downflow, Horizontal | Non-Weatherized | 105 | 86 | 80 | 97.1 | 763 | 73 |  | Yes
8033215 | Active | CARRIER | CARRIER CORPORATION | 58PHY135-20* |  | Natural Gas, Propane Gas | Downflow, Horizontal | Non-Weatherized | 126 | 102 | 80 | 117.1 | 773 | 74 | Yes | Yes
4706203 | Active | BRYANT | BRYANT HEATING & COOLING SYSTEMS | 987MA66120V24A |  | Natural Gas,Propane Gas | Upflow,Downflow,Horizontal | Non-Weatherized | 120 | 117 | 97 | 109.2 | 506 | 24 |  | Yes | AFUE & AMACF
8033243 | Active | PAYNE | PAYNE HEATING & COOLING | PG8JEB060135* |  | Natural Gas, Propane Gas | Downflow, Horizontal | Non-Weatherized | 126 | 102 | 80 | 117.1 | 773 | 74 |  | Yes
8033257 | Active | MARATHERM | INTERNATIONAL COMFORT PRODUCTS | R8MXL1352420A* |  | Natural Gas, Propane Gas | Downflow, Horizontal | Non-Weatherized | 126 | 102 | 80 | 117.1 | 773 | 74 |  | Yes
8033275 | Active | AIRQUEST,ARCOAIRE,COMFORTMAKER,DAY & NIGHT,HEIL,ICP COMMERCIAL,KEEPRITE,KENMORE,MSH LEGACY,TEMPSTAR | INTERNATIONAL COMFORT PRODUCTS | N8MXL1352420A* |  | Natural Gas, Propane Gas | Downflow, Horizontal | Non-Weatherized | 126 | 102 | 80 | 117.1 | 773 | 74 |  | Yes
8033289 | Active | GRANDAIRE,ECOTEMP | INTERNATIONAL COMFORT PRODUCTS | WFEL135D060A* |  | Natural Gas, Propane Gas | Downflow, Horizontal | Non-Weatherized | 126 | 102 | 80 | 117.1 | 773 | 74 |  | Yes
8047624 | Active | AIRCO, OLSEN | ECR INTERNATIONAL | UML80A |  | Oil | Upflow,Downflow,Horizontal | Non-Weatherized | 91 | 78 | 87 | 88.6 | 959 | 146 | Yes | No
8047660 | Active | OLSEN, AIRCO | ECR INTERNATIONAL | UML65A |  | Oil | Upflow, Downflow, Horizontal | Non-Weatherized | 77 | 66 | 87.5 | 70.1 | 888 | 146 |  | No
8047661 | Active | OLSEN, AIRCO | ECR INTERNATIONAL | UML90A |  | Oil | Upflow, Downflow, Horizontal | Non-Weatherized | 105 | 88 | 85.2 | 90.2 | 1021 | 146 |  | No
8047662 | Active | OLSEN, AIRCO | ECR INTERNATIONAL | UML100A |  | Oil | Upflow, Downflow, Horizontal | Non-Weatherized | 119 | 99 | 84.4 | 109.4 | 1183 | 146 |  | No
8047663 | Active | OLSEN, AIRCO | ECR INTERNATIONAL | UML65ARF |  | Oil | Upflow, Downflow, Horizontal | Non-Weatherized | 77 | 66 | 87.3 | 70.3 | 873 | 128 |  | No
8047665 | Active | OLSEN, AIRCO | ECR INTERNATIONAL | UML80ARF |  | Oil | Upflow, Downflow, Horizontal | Non-Weatherized | 91 | 78 | 86.3 | 89.4 | 947 | 128 |  | No
8047666 | Active | OLSEN, AIRCO | ECR INTERNATIONAL | UML90ARF |  | Oil | Upflow, Downflow, Horizontal | Non-Weatherized | 105 | 88 | 85.2 | 90.3 | 1005 | 128 |  | No
8047667 | Active | OLSEN, AIRCO | ECR INTERNATIONAL | UML100ARF |  | Oil | Upflow, Downflow, Horizontal | Non-Weatherized | 119 | 98 | 84.8 | 109 | 1160 | 128 |  | No
8048111 | Active | BROAN, FRIGIDAIRE, INTERTHERM, MAYTAG, MILLER, NORDYNE, NUTONE, PHILCO, TAPPAN, WESTINGHOUSE | NORDYNE, LLC. | R6GF-X24K080XB |  | Natural Gas,Propane Gas | Downflow,Horizontal | Weatherized | 80 | 64 | 81 | 75.9 | 342 | 60 | Yes | Yes
8048112 | Active | MAYTAG | NORDYNE, LLC. | PPG2GFX24K080XB |  | Natural Gas,Propane Gas | Downflow,Horizontal | Weatherized | 80 | 64 | 81 | 75.9 | 342 | 60 |  | Yes
8048118 | Active | BROAN, FRIGIDAIRE, INTERTHERM, MAYTAG, MILLER, NORDYNE, NUTONE, PHILCO, TAPPAN, WESTINGHOUSE | NORDYNE, LLC. | DF6SF-X24K080CB |  | Natural Gas,Propane Gas | Downflow,Horizontal | Weatherized | 80 | 64 | 81 | 75.9 | 342 | 60 | Yes | Yes
8048120 | Active | MAYTAG | NORDYNE, LLC. | PDF2SFX24K080CB |  | Natural Gas,Propane Gas | Downflow,Horizontal | Weatherized | 80 | 64 | 81 | 75.9 | 342 | 60 |  | Yes
8064250 | Active | LX SERIES | YORK BY JOHNSON CONTROLS | PCG4A240502X1 |  | Natural Gas,Propane Gas | Downflow,Horizontal | Weatherized | 50 | 40 | 81 | 38.9 | 187 | 65 |  | Yes | AMACF
8064269 | Active | LX SERIES | COLEMAN BY JOHNSON CONTROLS | PCG4A240502X1 |  | Natural Gas,Propane Gas | Downflow,Horizontal | Weatherized | 50 | 40 | 81 | 38.9 | 187 | 65 |  | Yes | AMACF
8064284 | Active | LX SERIES | LUXAIRE BY JOHNSON CONTROLS | PCG4A240502X1 |  | Natural Gas,Propane Gas | Downflow,Horizontal | Weatherized | 50 | 40 | 81 | 38.9 | 187 | 65 |  | Yes | AMACF
8071569 | Active | LX SERIES | EVCON BY JOHNSON CONTROLS | PCG4A240502X1 |  | Natural Gas,Propane Gas | Downflow,Horizontal | Weatherized | 50 | 40 | 81 | 38.9 | 187 | 65 |  | Yes | AMACF
8071584 | Active | LX SERIES | FRASER-JOHNSTON BY JOHNSON CONTROLS | PCG4A240502X1 |  | Natural Gas,Propane Gas | Downflow,Horizontal | Weatherized | 50 | 40 | 81 | 38.9 | 187 | 65 |  | Yes | AMACF
8071599 | Active | LX SERIES | GUARDIAN BY JOHNSON CONTROLS | PCG4A240502X1 |  | Natural Gas,Propane Gas | Downflow,Horizontal | Weatherized | 50 | 40 | 81 | 38.9 | 187 | 65 |  | Yes | AMACF
8064251 | Active | LX SERIES | YORK BY JOHNSON CONTROLS | PCG4A240752X1 |  | Natural Gas,Propane Gas | Downflow,Horizontal | Weatherized | 75 | 60 | 81 | 77.6 | 389 | 65 |  | Yes | AMACF
8064270 | Active | LX SERIES | COLEMAN BY JOHNSON CONTROLS | PCG4A240752X1 |  | Natural Gas,Propane Gas | Downflow,Horizontal | Weatherized | 75 | 60 | 81 | 77.6 | 389 | 65 |  | Yes | AMACF
8064285 | Active | LX SERIES | LUXAIRE BY JOHNSON CONTROLS | PCG4A240752X1 |  | Natural Gas,Propane Gas | Downflow,Horizontal | Weatherized | 75 | 60 | 81 | 77.6 | 389 | 65 |  | Yes | AMACF
8071570 | Active | LX SERIES | EVCON BY JOHNSON CONTROLS | PCG4A240752X1 |  | Natural Gas,Propane Gas | Downflow,Horizontal | Weatherized | 75 | 60 | 81 | 77.6 | 389 | 65 |  | Yes | AMACF
8071585 | Active | LX SERIES | FRASER-JOHNSTON BY JOHNSON CONTROLS | PCG4A240752X1 |  | Natural Gas,Propane Gas | Downflow,Horizontal | Weatherized | 75 | 60 | 81 | 77.6 | 389 | 65 |  | Yes | AMACF
8071600 | Active | LX SERIES | GUARDIAN BY JOHNSON CONTROLS | PCG4A240752X1 |  | Natural Gas,Propane Gas | Downflow,Horizontal | Weatherized | 75 | 60 | 81 | 77.6 | 389 | 65 |  | Yes | AMACF
8064252 | Active | LX SERIES | YORK BY JOHNSON CONTROLS | PCG4A300502X1 |  | Natural Gas,Propane Gas | Downflow,Horizontal | Weatherized | 50 | 40 | 81 | 38.9 | 187 | 65 |  | Yes | AMACF
8064271 | Active | LX SERIES | COLEMAN BY JOHNSON CONTROLS | PCG4A300502X1 |  | Natural Gas,Propane Gas | Downflow,Horizontal | Weatherized | 50 | 40 | 81 | 38.9 | 187 | 65 |  | Yes | AMACF
8064286 | Active | LX SERIES | LUXAIRE BY JOHNSON CONTROLS | PCG4A300502X1 |  | Natural Gas,Propane Gas | Downflow,Horizontal | Weatherized | 50 | 40 | 81 | 38.9 | 187 | 65 |  | Yes | AMACF
8071571 | Active | LX SERIES | EVCON BY JOHNSON CONTROLS | PCG4A300502X1 |  | Natural Gas,Propane Gas | Downflow,Horizontal | Weatherized | 50 | 40 | 81 | 38.9 | 187 | 65 |  | Yes | AMACF
8071586 | Active | LX SERIES | FRASER-JOHNSTON BY JOHNSON CONTROLS | PCG4A300502X1 |  | Natural Gas,Propane Gas | Downflow,Horizontal | Weatherized | 50 | 40 | 81 | 38.9 | 187 | 65 |  | Yes | AMACF
8071601 | Active | LX SERIES | GUARDIAN BY JOHNSON CONTROLS | PCG4A300502X1 |  | Natural Gas,Propane Gas | Downflow,Horizontal | Weatherized | 50 | 40 | 81 | 38.9 | 187 | 65 |  | Yes | AMACF
8064253 | Active | LX SERIES | YORK BY JOHNSON CONTROLS | PCG4A300752X1 |  | Natural Gas,Propane Gas | Downflow,Horizontal | Weatherized | 75 | 60 | 81 | 77.6 | 389 | 65 |  | Yes | AMACF
8064272 | Active | LX SERIES | COLEMAN BY JOHNSON CONTROLS | PCG4A300752X1 |  | Natural Gas,Propane Gas | Downflow,Horizontal | Weatherized | 75 | 60 | 81 | 77.6 | 389 | 65 |  | Yes | AMACF
8064287 | Active | LX SERIES | LUXAIRE BY JOHNSON CONTROLS | PCG4A300752X1 |  | Natural Gas,Propane Gas | Downflow,Horizontal | Weatherized | 75 | 60 | 81 | 77.6 | 389 | 65 |  | Yes | AMACF
8071572 | Active | LX SERIES | EVCON BY JOHNSON CONTROLS | PCG4A300752X1 |  | Natural Gas,Propane Gas | Downflow,Horizontal | Weatherized | 75 | 60 | 81 | 77.6 | 389 | 65 |  | Yes | AMACF
8071587 | Active | LX SERIES | FRASER-JOHNSTON BY JOHNSON CONTROLS | PCG4A300752X1 |  | Natural Gas,Propane Gas | Downflow,Horizontal | Weatherized | 75 | 60 | 81 | 77.6 | 389 | 65 |  | Yes | AMACF
8071602 | Active | LX SERIES | GUARDIAN BY JOHNSON CONTROLS | PCG4A300752X1 |  | Natural Gas,Propane Gas | Downflow,Horizontal | Weatherized | 75 | 60 | 81 | 77.6 | 389 | 65 |  | Yes | AMACF
8064254 | Active | LX SERIES | YORK BY JOHNSON CONTROLS | PCG4A360502X1 |  | Natural Gas,Propane Gas | Downflow,Horizontal | Weatherized | 50 | 40 | 81 | 38.9 | 200 | 62 | Yes | Yes | AMACF
8064273 | Active | LX SERIES | COLEMAN BY JOHNSON CONTROLS | PCG4A360502X1 |  | Natural Gas,Propane Gas | Downflow,Horizontal | Weatherized | 50 | 40 | 81 | 38.9 | 200 | 62 |  | Yes | AMACF
8064288 | Active | LX SERIES | LUXAIRE BY JOHNSON CONTROLS | PCG4A360502X1 |  | Natural Gas,Propane Gas | Downflow,Horizontal | Weatherized | 50 | 40 | 81 | 38.9 | 200 | 62 |  | Yes | AMACF
8071573 | Active | LX SERIES | EVCON BY JOHNSON CONTROLS | PCG4A360502X1 |  | Natural Gas,Propane Gas | Downflow,Horizontal | Weatherized | 50 | 40 | 81 | 38.9 | 200 | 62 |  | Yes | AMACF
8071588 | Active | LX SERIES | FRASER-JOHNSTON BY JOHNSON CONTROLS | PCG4A360502X1 |  | Natural Gas,Propane Gas | Downflow,Horizontal | Weatherized | 50 | 40 | 81 | 38.9 | 200 | 62 |  | Yes | AMACF
8071603 | Active | LX SERIES | GUARDIAN BY JOHNSON CONTROLS | PCG4A360502X1 |  | Natural Gas,Propane Gas | Downflow,Horizontal | Weatherized | 50 | 40 | 81 | 38.9 | 200 | 62 |  | Yes | AMACF
8064255 | Active | LX SERIES | YORK BY JOHNSON CONTROLS | PCG4A360752X1 |  | Natural Gas,Propane Gas | Downflow,Horizontal | Weatherized | 75 | 60 | 81 | 77.4 | 439 | 64 | Yes | Yes | AMACF
8064274 | Active | LX SERIES | COLEMAN BY JOHNSON CONTROLS | PCG4A360752X1 |  | Natural Gas,Propane Gas | Downflow,Horizontal | Weatherized | 75 | 60 | 81 | 77.4 | 439 | 64 |  | Yes | AMACF
8064289 | Active | LX SERIES | LUXAIRE BY JOHNSON CONTROLS | PCG4A360752X1 |  | Natural Gas,Propane Gas | Downflow,Horizontal | Weatherized | 75 | 60 | 81 | 77.4 | 439 | 64 |  | Yes | AMACF
8071574 | Active | LX SERIES | EVCON BY JOHNSON CONTROLS | PCG4A360752X1 |  | Natural Gas,Propane Gas | Downflow,Horizontal | Weatherized | 75 | 60 | 81 | 77.4 | 439 | 64 |  | Yes | AMACF
8071589 | Active | LX SERIES | FRASER-JOHNSTON BY JOHNSON CONTROLS | PCG4A360752X1 |  | Natural Gas,Propane Gas | Downflow,Horizontal | Weatherized | 75 | 60 | 81 | 77.4 | 439 | 64 |  | Yes | AMACF
8071604 | Active | LX SERIES | GUARDIAN BY JOHNSON CONTROLS | PCG4A360752X1 |  | Natural Gas,Propane Gas | Downflow,Horizontal | Weatherized | 75 | 60 | 81 | 77.4 | 439 | 64 |  | Yes | AMACF
8064256 | Active | LX SERIES | YORK BY JOHNSON CONTROLS | PCG4A361002X1 |  | Natural Gas,Propane Gas | Downflow,Horizontal | Weatherized | 100 | 80 | 81 | 96.2 | 676 | 63 | Yes | Yes
8064275 | Active | LX SERIES | COLEMAN BY JOHNSON CONTROLS | PCG4A361002X1 |  | Natural Gas,Propane Gas | Downflow,Horizontal | Weatherized | 100 | 80 | 81 | 96.2 | 676 | 63 |  | Yes
8064290 | Active | LX SERIES | LUXAIRE BY JOHNSON CONTROLS | PCG4A361002X1 |  | Natural Gas,Propane Gas | Downflow,Horizontal | Weatherized | 100 | 80 | 81 | 96.2 | 676 | 63 |  | Yes
8071575 | Active | LX SERIES | EVCON BY JOHNSON CONTROLS | PCG4A361002X1 |  | Natural Gas,Propane Gas | Downflow,Horizontal | Weatherized | 100 | 80 | 81 | 96.2 | 676 | 63 |  | Yes
8071590 | Active | LX SERIES | FRASER-JOHNSTON BY JOHNSON CONTROLS | PCG4A361002X1 |  | Natural Gas,Propane Gas | Downflow,Horizontal | Weatherized | 100 | 80 | 81 | 96.2 | 676 | 63 |  | Yes
8071605 | Active | LX SERIES | GUARDIAN BY JOHNSON CONTROLS | PCG4A361002X1 |  | Natural Gas,Propane Gas | Downflow,Horizontal | Weatherized | 100 | 80 | 81 | 96.2 | 676 | 63 |  | Yes
8064257 | Active | LX SERIES | YORK BY JOHNSON CONTROLS | PCG4A420752X1 |  | Natural Gas,Propane Gas | Downflow,Horizontal | Weatherized | 75 | 60 | 81 | 77.4 | 439 | 64 |  | Yes | AMACF
8064276 | Active | LX SERIES | COLEMAN BY JOHNSON CONTROLS | PCG4A420752X1 |  | Natural Gas,Propane Gas | Downflow,Horizontal | Weatherized | 75 | 60 | 81 | 77.4 | 439 | 64 |  | Yes | AMACF
8064291 | Active | LX SERIES | LUXAIRE BY JOHNSON CONTROLS | PCG4A420752X1 |  | Natural Gas,Propane Gas | Downflow,Horizontal | Weatherized | 75 | 60 | 81 | 77.4 | 439 | 64 |  | Yes | AMACF
8071576 | Active | LX SERIES | EVCON BY JOHNSON CONTROLS | PCG4A420752X1 |  | Natural Gas,Propane Gas | Downflow,Horizontal | Weatherized | 75 | 60 | 81 | 77.4 | 439 | 64 |  | Yes | AMACF
8071591 | Active | LX SERIES | FRASER-JOHNSTON BY JOHNSON CONTROLS | PCG4A420752X1 |  | Natural Gas,Propane Gas | Downflow,Horizontal | Weatherized | 75 | 60 | 81 | 77.4 | 439 | 64 |  | Yes | AMACF
8071606 | Active | LX SERIES | GUARDIAN BY JOHNSON CONTROLS | PCG4A420752X1 |  | Natural Gas,Propane Gas | Downflow,Horizontal | Weatherized | 75 | 60 | 81 | 77.4 | 439 | 64 |  | Yes | AMACF
8064258 | Active | LX SERIES | YORK BY JOHNSON CONTROLS | PCG4A421002X1 |  | Natural Gas,Propane Gas | Downflow,Horizontal | Weatherized | 100 | 80 | 81 | 96.2 | 676 | 63 |  | Yes
8064277 | Active | LX SERIES | COLEMAN BY JOHNSON CONTROLS | PCG4A421002X1 |  | Natural Gas,Propane Gas | Downflow,Horizontal | Weatherized | 100 | 80 | 81 | 96.2 | 676 | 63 |  | Yes
8064292 | Active | LX SERIES | LUXAIRE BY JOHNSON CONTROLS | PCG4A421002X1 |  | Natural Gas,Propane Gas | Downflow,Horizontal | Weatherized | 100 | 80 | 81 | 96.2 | 676 | 63 |  | Yes
8071577 | Active | LX SERIES | EVCON BY JOHNSON CONTROLS | PCG4A421002X1 |  | Natural Gas,Propane Gas | Downflow,Horizontal | Weatherized | 100 | 80 | 81 | 96.2 | 676 | 63 |  | Yes
8071592 | Active | LX SERIES | FRASER-JOHNSTON BY JOHNSON CONTROLS | PCG4A421002X1 |  | Natural Gas,Propane Gas | Downflow,Horizontal | Weatherized | 100 | 80 | 81 | 96.2 | 676 | 63 |  | Yes
8071607 | Active | LX SERIES | GUARDIAN BY JOHNSON CONTROLS | PCG4A421002X1 |  | Natural Gas,Propane Gas | Downflow,Horizontal | Weatherized | 100 | 80 | 81 | 96.2 | 676 | 63 |  | Yes
8064259 | Active | LX SERIES | YORK BY JOHNSON CONTROLS | PCG4B480652X1 |  | Natural Gas,Propane Gas | Downflow,Horizontal | Weatherized | 65 | 52 | 81 | 58 | 360 | 61 | Yes | Yes | AMACF
8064278 | Active | LX SERIES | COLEMAN BY JOHNSON CONTROLS | PCG4B480652X1 |  | Natural Gas,Propane Gas | Downflow,Horizontal | Weatherized | 65 | 52 | 81 | 58 | 360 | 61 |  | Yes | AMACF
8064293 | Active | LX SERIES | LUXAIRE BY JOHNSON CONTROLS | PCG4B480652X1 |  | Natural Gas,Propane Gas | Downflow,Horizontal | Weatherized | 65 | 52 | 81 | 58 | 360 | 61 |  | Yes | AMACF
8071578 | Active | LX SERIES | EVCON BY JOHNSON CONTROLS | PCG4B480652X1 |  | Natural Gas,Propane Gas | Downflow,Horizontal | Weatherized | 65 | 52 | 81 | 58 | 360 | 61 |  | Yes | AMACF
8071593 | Active | LX SERIES | FRASER-JOHNSTON BY JOHNSON CONTROLS | PCG4B480652X1 |  | Natural Gas,Propane Gas | Downflow,Horizontal | Weatherized | 65 | 52 | 81 | 58 | 360 | 61 |  | Yes | AMACF
8071608 | Active | LX SERIES | GUARDIAN BY JOHNSON CONTROLS | PCG4B480652X1 |  | Natural Gas,Propane Gas | Downflow,Horizontal | Weatherized | 65 | 52 | 81 | 58 | 360 | 61 |  | Yes | AMACF
8064260 | Active | LX SERIES | YORK BY JOHNSON CONTROLS | PCG4B481002X1 |  | Natural Gas,Propane Gas | Downflow,Horizontal | Weatherized | 100 | 80 | 81 | 96.7 | 552 | 61 | Yes | Yes | AMACF
8064279 | Active | LX SERIES | COLEMAN BY JOHNSON CONTROLS | PCG4B481002X1 |  | Natural Gas,Propane Gas | Downflow,Horizontal | Weatherized | 100 | 80 | 81 | 96.7 | 552 | 61 |  | Yes | AMACF
8064294 | Active | LX SERIES | LUXAIRE BY JOHNSON CONTROLS | PCG4B481002X1 |  | Natural Gas,Propane Gas | Downflow,Horizontal | Weatherized | 100 | 80 | 81 | 96.7 | 552 | 61 |  | Yes | AMACF
8071579 | Active | LX SERIES | EVCON BY JOHNSON CONTROLS | PCG4B481002X1 |  | Natural Gas,Propane Gas | Downflow,Horizontal | Weatherized | 100 | 80 | 81 | 96.7 | 552 | 61 |  | Yes | AMACF
8071594 | Active | LX SERIES | FRASER-JOHNSTON BY JOHNSON CONTROLS | PCG4B481002X1 |  | Natural Gas,Propane Gas | Downflow,Horizontal | Weatherized | 100 | 80 | 81 | 96.7 | 552 | 61 |  | Yes | AMACF
8071609 | Active | LX SERIES | GUARDIAN BY JOHNSON CONTROLS | PCG4B481002X1 |  | Natural Gas,Propane Gas | Downflow,Horizontal | Weatherized | 100 | 80 | 81 | 96.7 | 552 | 61 |  | Yes | AMACF
8064261 | Active | LX SERIES | YORK BY JOHNSON CONTROLS | PCG4B481252X1 |  | Natural Gas,Propane Gas | Downflow,Horizontal | Weatherized | 125 | 100 | 81 | 114.7 | 964 | 61 | Yes | Yes
8064280 | Active | LX SERIES | COLEMAN BY JOHNSON CONTROLS | PCG4B481252X1 |  | Natural Gas,Propane Gas | Downflow,Horizontal | Weatherized | 125 | 100 | 81 | 114.7 | 964 | 61 |  | Yes
8064295 | Active | LX SERIES | LUXAIRE BY JOHNSON CONTROLS | PCG4B481252X1 |  | Natural Gas,Propane Gas | Downflow,Horizontal | Weatherized | 125 | 100 | 81 | 114.7 | 964 | 61 |  | Yes
8071580 | Active | LX SERIES | EVCON BY JOHNSON CONTROLS | PCG4B481252X1 |  | Natural Gas,Propane Gas | Downflow,Horizontal | Weatherized | 125 | 100 | 81 | 114.7 | 964 | 61 |  | Yes
8071595 | Active | LX SERIES | FRASER-JOHNSTON BY JOHNSON CONTROLS | PCG4B481252X1 |  | Natural Gas,Propane Gas | Downflow,Horizontal | Weatherized | 125 | 100 | 81 | 114.7 | 964 | 61 |  | Yes
8071610 | Active | LX SERIES | GUARDIAN BY JOHNSON CONTROLS | PCG4B481252X1 |  | Natural Gas,Propane Gas | Downflow,Horizontal | Weatherized | 125 | 100 | 81 | 114.7 | 964 | 61 |  | Yes
8064262 | Active | LX SERIES | YORK BY JOHNSON CONTROLS | PCG4B600652X1 |  | Natural Gas,Propane Gas | Downflow,Horizontal | Weatherized | 65 | 52 | 81 | 58 | 341 | 61 |  | Yes | AMACF
8064281 | Active | LX SERIES | COLEMAN BY JOHNSON CONTROLS | PCG4B600652X1 |  | Natural Gas,Propane Gas | Downflow,Horizontal | Weatherized | 65 | 52 | 81 | 58 | 341 | 61 |  | Yes | AMACF
8064296 | Active | LX SERIES | LUXAIRE BY JOHNSON CONTROLS | PCG4B600652X1 |  | Natural Gas,Propane Gas | Downflow,Horizontal | Weatherized | 65 | 52 | 81 | 58 | 341 | 61 |  | Yes | AMACF
8071581 | Active | LX SERIES | EVCON BY JOHNSON CONTROLS | PCG4B600652X1 |  | Natural Gas,Propane Gas | Downflow,Horizontal | Weatherized | 65 | 52 | 81 | 58 | 341 | 61 |  | Yes | AMACF
8071596 | Active | LX SERIES | FRASER-JOHNSTON BY JOHNSON CONTROLS | PCG4B600652X1 |  | Natural Gas,Propane Gas | Downflow,Horizontal | Weatherized | 65 | 52 | 81 | 58 | 341 | 61 |  | Yes | AMACF
8071611 | Active | LX SERIES | GUARDIAN BY JOHNSON CONTROLS | PCG4B600652X1 |  | Natural Gas,Propane Gas | Downflow,Horizontal | Weatherized | 65 | 52 | 81 | 58 | 341 | 61 |  | Yes | AMACF
8064263 | Active | LX SERIES | YORK BY JOHNSON CONTROLS | PCG4B601002X1 |  | Natural Gas,Propane Gas | Downflow,Horizontal | Weatherized | 100 | 80 | 81 | 96.6 | 567 | 61 |  | Yes | AMACF
8064282 | Active | LX SERIES | COLEMAN BY JOHNSON CONTROLS | PCG4B601002X1 |  | Natural Gas,Propane Gas | Downflow,Horizontal | Weatherized | 100 | 80 | 81 | 96.6 | 567 | 61 |  | Yes | AMACF
8064297 | Active | LX SERIES | LUXAIRE BY JOHNSON CONTROLS | PCG4B601002X1 |  | Natural Gas,Propane Gas | Downflow,Horizontal | Weatherized | 100 | 80 | 81 | 96.6 | 567 | 61 |  | Yes | AMACF
8071582 | Active | LX SERIES | EVCON BY JOHNSON CONTROLS | PCG4B601002X1 |  | Natural Gas,Propane Gas | Downflow,Horizontal | Weatherized | 100 | 80 | 81 | 96.6 | 567 | 61 |  | Yes | AMACF
8071597 | Active | LX SERIES | FRASER-JOHNSTON BY JOHNSON CONTROLS | PCG4B601002X1 |  | Natural Gas,Propane Gas | Downflow,Horizontal | Weatherized | 100 | 80 | 81 | 96.6 | 567 | 61 |  | Yes | AMACF
8071612 | Active | LX SERIES | GUARDIAN BY JOHNSON CONTROLS | PCG4B601002X1 |  | Natural Gas,Propane Gas | Downflow,Horizontal | Weatherized | 100 | 80 | 81 | 96.6 | 567 | 61 |  | Yes | AMACF
8064264 | Active | LX SERIES | YORK BY JOHNSON CONTROLS | PCG4B601252X1 |  | Natural Gas,Propane Gas | Downflow,Horizontal | Weatherized | 125 | 100 | 81 | 115.3 | 835 | 61 |  | Yes
8064283 | Active | LX SERIES | COLEMAN BY JOHNSON CONTROLS | PCG4B601252X1 |  | Natural Gas,Propane Gas | Downflow,Horizontal | Weatherized | 125 | 100 | 81 | 115.3 | 835 | 61 |  | Yes
8064298 | Active | LX SERIES | LUXAIRE BY JOHNSON CONTROLS | PCG4B601252X1 |  | Natural Gas,Propane Gas | Downflow,Horizontal | Weatherized | 125 | 100 | 81 | 115.3 | 835 | 61 |  | Yes
8071583 | Active | LX SERIES | EVCON BY JOHNSON CONTROLS | PCG4B601252X1 |  | Natural Gas,Propane Gas | Downflow,Horizontal | Weatherized | 125 | 100 | 81 | 115.3 | 835 | 61 |  | Yes
8071598 | Active | LX SERIES | FRASER-JOHNSTON BY JOHNSON CONTROLS | PCG4B601252X1 |  | Natural Gas,Propane Gas | Downflow,Horizontal | Weatherized | 125 | 100 | 81 | 115.3 | 835 | 61 |  | Yes
8071613 | Active | LX SERIES | GUARDIAN BY JOHNSON CONTROLS | PCG4B601252X1 |  | Natural Gas,Propane Gas | Downflow,Horizontal | Weatherized | 125 | 100 | 81 | 115.3 | 835 | 61 |  | Yes
8079861 | Active | GOODMAN | GOODMAN MANUFACTURING CO., LP. | GPG1642100M41 |  | Natural Gas,Propane Gas | Downflow,Horizontal | Weatherized | 100 | 78 | 81 | 89.3 | 456 | 136 | Yes | Yes | AMACF
8079869 | Active | DAIKIN | DAIKIN MANUFACTURING COMPANY, L.P. | DP16GM4210041 |  | Natural Gas,Propane Gas | Downflow,Horizontal | Weatherized | 100 | 78 | 81 | 89.3 | 456 | 136 |  | Yes | AMACF
8079874 | Active | AMANA | AMANA HEATING AND AIR CONDITIONING | APG1642100M41 |  | Natural Gas,Propane Gas | Downflow,Horizontal | Weatherized | 100 | 78 | 81 | 89.3 | 456 | 136 |  | Yes | AMACF
8079862 | Active | GOODMAN | GOODMAN MANUFACTURING CO., LP. | GPG1624060M41 |  | Natural Gas,Propane Gas | Downflow,Horizontal | Weatherized | 60 | 47 | 81 | 54.2 | 223 | 119 | Yes | Yes | AMACF
8079866 | Active | DAIKIN | DAIKIN MANUFACTURING COMPANY, L.P. | DP16GM2406041 |  | Natural Gas,Propane Gas | Downflow,Horizontal | Weatherized | 60 | 47 | 81 | 54.2 | 223 | 119 |  | Yes | AMACF
8079871 | Active | AMANA | AMANA HEATING AND AIR CONDITIONING | APG1624060M41 |  | Natural Gas,Propane Gas | Downflow,Horizontal | Weatherized | 60 | 47 | 81 | 54.2 | 223 | 119 |  | Yes | AMACF
8079863 | Active | GOODMAN | GOODMAN MANUFACTURING CO., LP. | GPG1630080M41 |  | Natural Gas,Propane Gas | Downflow,Horizontal | Weatherized | 80 | 62 | 81 | 70.8 | 306 | 100 | Yes | Yes | AMACF
8079867 | Active | DAIKIN | DAIKIN MANUFACTURING COMPANY, L.P. | DP16GM3008041 |  | Natural Gas,Propane Gas | Downflow,Horizontal | Weatherized | 80 | 62 | 81 | 70.8 | 306 | 100 |  | Yes | AMACF
8079872 | Active | AMANA | AMANA HEATING AND AIR CONDITIONING | APG1630080M41 |  | Natural Gas,Propane Gas | Downflow,Horizontal | Weatherized | 80 | 62 | 81 | 70.8 | 306 | 100 |  | Yes | AMACF
8079864 | Active | GOODMAN | GOODMAN MANUFACTURING CO., LP. | GPG1636080M41 |  | Natural Gas,Propane Gas | Downflow,Horizontal | Weatherized | 80 | 62 | 81 | 72.4 | 309 | 129 | Yes | Yes | AMACF
8079868 | Active | DAIKIN | DAIKIN MANUFACTURING COMPANY, L.P. | DP16GM3608041 |  | Natural Gas,Propane Gas | Downflow,Horizontal | Weatherized | 80 | 62 | 81 | 72.4 | 309 | 129 |  | Yes | AMACF
8079873 | Active | AMANA | AMANA HEATING AND AIR CONDITIONING | APG1636080M41 |  | Natural Gas,Propane Gas | Downflow,Horizontal | Weatherized | 80 | 62 | 81 | 72.4 | 309 | 129 |  | Yes | AMACF
8079865 | Active | GOODMAN | GOODMAN MANUFACTURING CO., LP. | GPG1648100M41 |  | Natural Gas,Propane Gas | Downflow,Horizontal | Weatherized | 100 | 78 | 81 | 89.2 | 475 | 137 | Yes | Yes | AMACF
8079870 | Active | DAIKIN | DAIKIN MANUFACTURING COMPANY, L.P. | DP16GM4810041 |  | Natural Gas,Propane Gas | Downflow,Horizontal | Weatherized | 100 | 78 | 81 | 89.2 | 475 | 137 |  | Yes | AMACF
8079875 | Active | AMANA | AMANA HEATING AND AIR CONDITIONING | APG1648100M41 |  | Natural Gas,Propane Gas | Downflow,Horizontal | Weatherized | 100 | 78 | 81 | 89.2 | 475 | 137 |  | Yes | AMACF
8087040 | Active | OLSEN, AIRCO | ECR INTERNATIONAL | UMLV80A |  | Oil | Upflow, Downflow, Horizontal | Non-Weatherized | 91 | 78 | 87 | 90.2 | 553 | 146 | Yes | Yes | AMACF
8087041 | Active | OLSEN, AIRCO | ECR INTERNATIONAL | UMLV65A |  | Oil | Upflow, Downflow, Horizontal | Non-Weatherized | 77 | 66 | 87.5 | 71.9 | 438 | 146 |  | Yes | AMACF
8087042 | Active | OLSEN, AIRCO | ECR INTERNATIONAL | UMLV90A |  | Oil | Upflow, Downflow, Horizontal | Non-Weatherized | 105 | 88 | 85.2 | 91.6 | 686 | 146 |  | Yes
8087043 | Active | OLSEN, AIRCO | ECR INTERNATIONAL | UMLV100A |  | Oil | Upflow, Downflow, Horizontal | Non-Weatherized | 119 | 99 | 84.4 | 110.8 | 852 | 146 |  | Yes
8087044 | Active | OLSEN, AIRCO | ECR INTERNATIONAL | UMLV65ARF |  | Oil | Upflow, Downflow, Horizontal | Non-Weatherized | 77 | 66 | 87.3 | 72.1 | 421 | 128 |  | Yes | AMACF
8087045 | Active | OLSEN, AIRCO | ECR INTERNATIONAL | UMLV80ARF |  | Oil | Upflow, Downflow, Horizontal | Non-Weatherized | 91 | 78 | 86.3 | 91 | 538 | 128 |  | Yes | AMACF
8087046 | Active | OLSEN, AIRCO | ECR INTERNATIONAL | UMLV90ARF |  | Oil | Upflow, Downflow, Horizontal | Non-Weatherized | 105 | 88 | 85.2 | 91.6 | 669 | 128 |  | Yes
8087047 | Active | OLSEN, AIRCO | ECR INTERNATIONAL | UMLV100ARF |  | Oil | Upflow, Downflow, Horizontal | Non-Weatherized | 119 | 98 | 84.8 | 110.3 | 830 | 128 |  | Yes
8087143 | Active | RHEEM, RUUD | RHEEM SALES COMPANY, INC. | R801TA075317ZXB |  | Natural Gas,Propane Gas | Downflow | Non-Weatherized | 75 | 61 | 80 | 75.8 | 631 | 100 | Yes | Yes
8087152 | Active | DUROGUARD | RHEEM SALES COMPANY, INC. | D801TA075317ZXB |  | Natural Gas,Propane Gas | Downflow | Non-Weatherized | 75 | 61 | 80 | 75.8 | 631 | 100 |  | Yes
8087153 | Active | SURE | RHEEM SALES COMPANY, INC. | S801TA075317ZXB |  | Natural Gas,Propane Gas | Downflow | Non-Weatherized | 75 | 61 | 80 | 75.8 | 631 | 100 |  | Yes
8087154 | Active | THERMAL ZONE | UNITED REFRIGERATION, INC. | TZ80DSX075B30XB |  | Natural Gas,Propane Gas | Downflow | Non-Weatherized | 75 | 61 | 80 | 75.8 | 631 | 100 |  | Yes
8087155 | Active | WEATHERKING | RHEEM SALES COMPANY, INC. | W801TA075317ZXB |  | Natural Gas,Propane Gas | Downflow | Non-Weatherized | 75 | 61 | 80 | 75.8 | 631 | 100 |  | Yes
8087144 | Active | RHEEM, RUUD | RHEEM SALES COMPANY, INC. | R801TA075421MSA |  | Natural Gas,Propane Gas | Upflow,Horizontal | Non-Weatherized | 75 | 61 | 80 | 75.8 | 519 | 70 | Yes | Yes
8087156 | Active | DUROGUARD | RHEEM SALES COMPANY, INC. | D801TA075421MSA |  | Natural Gas,Propane Gas | Upflow,Horizontal | Non-Weatherized | 75 | 61 | 80 | 75.8 | 519 | 70 |  | Yes
8087157 | Active | SURE | RHEEM SALES COMPANY, INC. | S801TA075421MSA |  | Natural Gas,Propane Gas | Upflow,Horizontal | Non-Weatherized | 75 | 61 | 80 | 75.8 | 519 | 70 |  | Yes
8087158 | Active | THERMAL ZONE | UNITED REFRIGERATION, INC. | TZ80MSX075C40SA |  | Natural Gas,Propane Gas | Upflow,Horizontal | Non-Weatherized | 75 | 61 | 80 | 75.8 | 519 | 70 |  | Yes
8087159 | Active | WEATHERKING | RHEEM SALES COMPANY, INC. | W801TA075421MSA |  | Natural Gas,Propane Gas | Upflow,Horizontal | Non-Weatherized | 75 | 61 | 80 | 75.8 | 519 | 70 |  | Yes
8087145 | Active | RHEEM, RUUD | RHEEM SALES COMPANY, INC. | R801TA075421MXA |  | Natural Gas,Propane Gas | Upflow,Horizontal | Non-Weatherized | 75 | 61 | 80 | 75.8 | 519 | 70 | Yes | Yes
8087160 | Active | DUROGUARD | RHEEM SALES COMPANY, INC. | D801TA075421MXA |  | Natural Gas,Propane Gas | Upflow,Horizontal | Non-Weatherized | 75 | 61 | 80 | 75.8 | 519 | 70 |  | Yes
8087161 | Active | SURE | RHEEM SALES COMPANY, INC. | S801TA075421MXA |  | Natural Gas,Propane Gas | Upflow,Horizontal | Non-Weatherized | 75 | 61 | 80 | 75.8 | 519 | 70 |  | Yes
8087162 | Active | THERMAL ZONE | UNITED REFRIGERATION, INC. | TZ80MSX075C40XA |  | Natural Gas,Propane Gas | Upflow,Horizontal | Non-Weatherized | 75 | 61 | 80 | 75.8 | 519 | 70 |  | Yes
8087163 | Active | WEATHERKING | RHEEM SALES COMPANY, INC. | W801TA075421MXA |  | Natural Gas,Propane Gas | Upflow,Horizontal | Non-Weatherized | 75 | 61 | 80 | 75.8 | 519 | 70 |  | Yes
8087146 | Active | RHEEM, RUUD | RHEEM SALES COMPANY, INC. | R801TA075521ZSB |  | Natural Gas,Propane Gas | Downflow | Non-Weatherized | 75 | 62 | 80 | 74.8 | 667 | 99 | Yes | Yes
8087164 | Active | DUROGUARD | RHEEM SALES COMPANY, INC. | D801TA075521ZSB |  | Natural Gas,Propane Gas | Downflow | Non-Weatherized | 75 | 62 | 80 | 74.8 | 667 | 99 |  | Yes
8087165 | Active | SURE | RHEEM SALES COMPANY, INC. | S801TA075521ZSB |  | Natural Gas,Propane Gas | Downflow | Non-Weatherized | 75 | 62 | 80 | 74.8 | 667 | 99 |  | Yes
8087166 | Active | THERMAL ZONE | UNITED REFRIGERATION, INC. | TZ80DSX075B50SB |  | Natural Gas,Propane Gas | Downflow | Non-Weatherized | 75 | 62 | 80 | 74.8 | 667 | 99 |  | Yes
8087167 | Active | WEATHERKING | RHEEM SALES COMPANY, INC. | W801TA075521ZSB |  | Natural Gas,Propane Gas | Downflow | Non-Weatherized | 75 | 62 | 80 | 74.8 | 667 | 99 |  | Yes
8087147 | Active | RHEEM, RUUD | RHEEM SALES COMPANY, INC. | R801TA075521ZXB |  | Natural Gas,Propane Gas | Downflow | Non-Weatherized | 75 | 62 | 80 | 74.8 | 667 | 99 | Yes | Yes
8087168 | Active | DUROGUARD | RHEEM SALES COMPANY, INC. | D801TA075521ZXB |  | Natural Gas,Propane Gas | Downflow | Non-Weatherized | 75 | 62 | 80 | 74.8 | 667 | 99 |  | Yes
8087169 | Active | SURE | RHEEM SALES COMPANY, INC. | S801TA075521ZXB |  | Natural Gas,Propane Gas | Downflow | Non-Weatherized | 75 | 62 | 80 | 74.8 | 667 | 99 |  | Yes
8087170 | Active | THERMAL ZONE | UNITED REFRIGERATION, INC. | TZ80DSX075B50XB |  | Natural Gas,Propane Gas | Downflow | Non-Weatherized | 75 | 62 | 80 | 74.8 | 667 | 99 |  | Yes
8087171 | Active | WEATHERKING | RHEEM SALES COMPANY, INC. | W801TA075521ZXB |  | Natural Gas,Propane Gas | Downflow | Non-Weatherized | 75 | 62 | 80 | 74.8 | 667 | 99 |  | Yes
8087148 | Active | RHEEM, RUUD | RHEEM SALES COMPANY, INC. | R801TA100521ZSB |  | Natural Gas,Propane Gas | Downflow | Non-Weatherized | 100 | 82 | 80 | 93.7 | 949 | 114 | Yes | Yes
8087172 | Active | DUROGUARD | RHEEM SALES COMPANY, INC. | D801TA100521ZSB |  | Natural Gas,Propane Gas | Downflow | Non-Weatherized | 100 | 82 | 80 | 93.7 | 949 | 114 |  | Yes
8087173 | Active | SURE | RHEEM SALES COMPANY, INC. | S801TA100521ZSB |  | Natural Gas,Propane Gas | Downflow | Non-Weatherized | 100 | 82 | 80 | 93.7 | 949 | 114 |  | Yes
8087174 | Active | THERMAL ZONE | UNITED REFRIGERATION, INC. | TZ80DSX100C50SB |  | Natural Gas,Propane Gas | Downflow | Non-Weatherized | 100 | 82 | 80 | 93.7 | 949 | 114 |  | Yes
8087175 | Active | WEATHERKING | RHEEM SALES COMPANY, INC. | W801TA100521ZSB |  | Natural Gas,Propane Gas | Downflow | Non-Weatherized | 100 | 82 | 80 | 93.7 | 949 | 114 |  | Yes
8087149 | Active | RHEEM, RUUD | RHEEM SALES COMPANY, INC. | R801TA100521ZXB |  | Natural Gas,Propane Gas | Downflow | Non-Weatherized | 100 | 82 | 80 | 93.7 | 949 | 114 | Yes | Yes
8087176 | Active | DUROGUARD | RHEEM SALES COMPANY, INC. | D801TA100521ZXB |  | Natural Gas,Propane Gas | Downflow | Non-Weatherized | 100 | 82 | 80 | 93.7 | 949 | 114 |  | Yes
8087177 | Active | SURE | RHEEM SALES COMPANY, INC. | S801TA100521ZXB |  | Natural Gas,Propane Gas | Downflow | Non-Weatherized | 100 | 82 | 80 | 93.7 | 949 | 114 |  | Yes
8087178 | Active | THERMAL ZONE | UNITED REFRIGERATION, INC. | TZ80DSX100C50XB |  | Natural Gas,Propane Gas | Downflow | Non-Weatherized | 100 | 82 | 80 | 93.7 | 949 | 114 |  | Yes
8087179 | Active | WEATHERKING | RHEEM SALES COMPANY, INC. | W801TA100521ZXB |  | Natural Gas,Propane Gas | Downflow | Non-Weatherized | 100 | 82 | 80 | 93.7 | 949 | 114 |  | Yes
8087150 | Active | RHEEM, RUUD | RHEEM SALES COMPANY, INC. | R801TA125524ZSB |  | Natural Gas,Propane Gas | Downflow | Non-Weatherized | 125 | 103 | 80 | 112.9 | 851 | 128 | Yes | Yes
8087180 | Active | DUROGUARD | RHEEM SALES COMPANY, INC. | D801TA125524ZSB |  | Natural Gas,Propane Gas | Downflow | Non-Weatherized | 125 | 103 | 80 | 112.9 | 851 | 128 |  | Yes
8087181 | Active | SURE | RHEEM SALES COMPANY, INC. | S801TA125524ZSB |  | Natural Gas,Propane Gas | Downflow | Non-Weatherized | 125 | 103 | 80 | 112.9 | 851 | 128 |  | Yes
8087182 | Active | THERMAL ZONE | UNITED REFRIGERATION, INC. | TZ80DSX125D50SB |  | Natural Gas,Propane Gas | Downflow | Non-Weatherized | 125 | 103 | 80 | 112.9 | 851 | 128 |  | Yes
8087183 | Active | WEATHERKING | RHEEM SALES COMPANY, INC. | W801TA125524ZSB |  | Natural Gas,Propane Gas | Downflow | Non-Weatherized | 125 | 103 | 80 | 112.9 | 851 | 128 |  | Yes
8087151 | Active | RHEEM, RUUD | RHEEM SALES COMPANY, INC. | R801TA125524ZXB |  | Natural Gas,Propane Gas | Downflow | Non-Weatherized | 125 | 103 | 80 | 112.9 | 851 | 128 | Yes | Yes
8087184 | Active | DUROGUARD | RHEEM SALES COMPANY, INC. | D801TA125524ZXB |  | Natural Gas,Propane Gas | Downflow | Non-Weatherized | 125 | 103 | 80 | 112.9 | 851 | 128 |  | Yes
8087185 | Active | SURE | RHEEM SALES COMPANY, INC. | S801TA125524ZXB |  | Natural Gas,Propane Gas | Downflow | Non-Weatherized | 125 | 103 | 80 | 112.9 | 851 | 128 |  | Yes
8087186 | Active | THERMAL ZONE | UNITED REFRIGERATION, INC. | TZ80DSX125D50XB |  | Natural Gas,Propane Gas | Downflow | Non-Weatherized | 125 | 103 | 80 | 112.9 | 851 | 128 |  | Yes
8087187 | Active | WEATHERKING | RHEEM SALES COMPANY, INC. | W801TA125524ZXB |  | Natural Gas,Propane Gas | Downflow | Non-Weatherized | 125 | 103 | 80 | 112.9 | 851 | 128 |  | Yes
8087188 | Active | RHEEM | RHEEM SALES COMPANY, INC. | R802VA075317ZSB |  | Natural Gas, Propane Gas | Downflow | Non-Weatherized | 75 | 61 | 80 | 75 | 357 | 115 | Yes | Yes | AMACF
8087196 | Active | DUROGUARD | RHEEM SALES COMPANY, INC. | D802VA075317ZSB |  | Natural Gas, Propane Gas | Downflow | Non-Weatherized | 75 | 61 | 80 | 75 | 357 | 115 |  | Yes | AMACF
8087197 | Active | RUUD | RHEEM SALES COMPANY, INC. | U802VA075317ZSB |  | Natural Gas, Propane Gas | Downflow | Non-Weatherized | 75 | 61 | 80 | 75 | 357 | 115 |  | Yes | AMACF
8087198 | Active | SURE | RHEEM SALES COMPANY, INC. | S802VA075317ZSB |  | Natural Gas, Propane Gas | Downflow | Non-Weatherized | 75 | 61 | 80 | 75 | 357 | 115 |  | Yes | AMACF
8087199 | Active | THERMAL ZONE | UNITED REFRIGERATION, INC. | TZ80DDV075B30SB |  | Natural Gas, Propane Gas | Downflow | Non-Weatherized | 75 | 61 | 80 | 75 | 357 | 115 |  | Yes | AMACF
8087200 | Active | WEATHERKING | RHEEM SALES COMPANY, INC. | W802VA075317ZSB |  | Natural Gas, Propane Gas | Downflow | Non-Weatherized | 75 | 61 | 80 | 75 | 357 | 115 |  | Yes | AMACF
8087189 | Active | RHEEM | RHEEM SALES COMPANY, INC. | R802VA075317ZXB |  | Natural Gas,Propane Gas | Downflow | Non-Weatherized | 75 | 61 | 80 | 75 | 357 | 115 | Yes | Yes | AMACF
8087201 | Active | DUROGUARD | RHEEM SALES COMPANY, INC. | D802VA075317ZXB |  | Natural Gas,Propane Gas | Downflow | Non-Weatherized | 75 | 61 | 80 | 75 | 357 | 115 |  | Yes | AMACF
8087202 | Active | RUUD | RHEEM SALES COMPANY, INC. | U802VA075317ZXB |  | Natural Gas,Propane Gas | Downflow | Non-Weatherized | 75 | 61 | 80 | 75 | 357 | 115 |  | Yes | AMACF
8087203 | Active | SURE | RHEEM SALES COMPANY, INC. | S802VA075317ZXB |  | Natural Gas,Propane Gas | Downflow | Non-Weatherized | 75 | 61 | 80 | 75 | 357 | 115 |  | Yes | AMACF
8087204 | Active | THERMAL ZONE | UNITED REFRIGERATION, INC. | TZ80DDV075B30XB |  | Natural Gas,Propane Gas | Downflow | Non-Weatherized | 75 | 61 | 80 | 75 | 357 | 115 |  | Yes | AMACF
8087205 | Active | WEATHERKING | RHEEM SALES COMPANY, INC. | W802VA075317ZXB |  | Natural Gas,Propane Gas | Downflow | Non-Weatherized | 75 | 61 | 80 | 75 | 357 | 115 |  | Yes | AMACF
8087190 | Active | RHEEM | RHEEM SALES COMPANY, INC. | R802VA075421ZSB |  | Natural Gas, Propane Gas | Downflow | Non-Weatherized | 75 | 62 | 80 | 75 | 387 | 106 | Yes | Yes | AMACF
8087208 | Active | DUROGUARD | RHEEM SALES COMPANY, INC. | D802VA075421ZSB |  | Natural Gas, Propane Gas | Downflow | Non-Weatherized | 75 | 62 | 80 | 75 | 387 | 106 |  | Yes | AMACF
8087209 | Active | RUUD | RHEEM SALES COMPANY, INC. | U802VA075421ZSB |  | Natural Gas, Propane Gas | Downflow | Non-Weatherized | 75 | 62 | 80 | 75 | 387 | 106 |  | Yes | AMACF
8087210 | Active | SURE | RHEEM SALES COMPANY, INC. | S802VA075421ZSB |  | Natural Gas, Propane Gas | Downflow | Non-Weatherized | 75 | 62 | 80 | 75 | 387 | 106 |  | Yes | AMACF
8087211 | Active | THERMAL ZONE | UNITED REFRIGERATION, INC. | TZ80DDV075C40SB |  | Natural Gas, Propane Gas | Downflow | Non-Weatherized | 75 | 62 | 80 | 75 | 387 | 106 |  | Yes | AMACF
8087212 | Active | WEATHERKING | RHEEM SALES COMPANY, INC. | W802VA075421ZSB |  | Natural Gas, Propane Gas | Downflow | Non-Weatherized | 75 | 62 | 80 | 75 | 387 | 106 |  | Yes | AMACF
8087191 | Active | RHEEM | RHEEM SALES COMPANY, INC. | R802VA075421ZXB |  | Natural Gas, Propane Gas | Downflow | Non-Weatherized | 75 | 62 | 80 | 75 | 387 | 106 | Yes | Yes | AMACF
8087213 | Active | DUROGUARD | RHEEM SALES COMPANY, INC. | D802VA075421ZXB |  | Natural Gas, Propane Gas | Downflow | Non-Weatherized | 75 | 62 | 80 | 75 | 387 | 106 |  | Yes | AMACF
8087214 | Active | RUUD | RHEEM SALES COMPANY, INC. | U802VA075421ZXB |  | Natural Gas, Propane Gas | Downflow | Non-Weatherized | 75 | 62 | 80 | 75 | 387 | 106 |  | Yes | AMACF
8087215 | Active | SURE | RHEEM SALES COMPANY, INC. | S802VA075421ZXB |  | Natural Gas, Propane Gas | Downflow | Non-Weatherized | 75 | 62 | 80 | 75 | 387 | 106 |  | Yes | AMACF
8087216 | Active | THERMAL ZONE | UNITED REFRIGERATION, INC. | TZ80DDV075C40XB |  | Natural Gas, Propane Gas | Downflow | Non-Weatherized | 75 | 62 | 80 | 75 | 387 | 106 |  | Yes | AMACF
8087217 | Active | WEATHERKING | RHEEM SALES COMPANY, INC. | W802VA075421ZXB |  | Natural Gas, Propane Gas | Downflow | Non-Weatherized | 75 | 62 | 80 | 75 | 387 | 106 |  | Yes | AMACF
8087192 | Active | RHEEM | RHEEM SALES COMPANY, INC. | R802VA100521ZSB |  | Natural Gas, Propane Gas | Downflow | Non-Weatherized | 100 | 82 | 80 | 93 | 493 | 143 | Yes | Yes | AMACF
8087218 | Active | DUROGUARD | RHEEM SALES COMPANY, INC. | D802VA100521ZSB |  | Natural Gas, Propane Gas | Downflow | Non-Weatherized | 100 | 82 | 80 | 93 | 493 | 143 |  | Yes | AMACF
8087219 | Active | RUUD | RHEEM SALES COMPANY, INC. | U802VA100521ZSB |  | Natural Gas, Propane Gas | Downflow | Non-Weatherized | 100 | 82 | 80 | 93 | 493 | 143 |  | Yes | AMACF
8087220 | Active | SURE | RHEEM SALES COMPANY, INC. | S802VA100521ZSB |  | Natural Gas, Propane Gas | Downflow | Non-Weatherized | 100 | 82 | 80 | 93 | 493 | 143 |  | Yes | AMACF
8087221 | Active | THERMAL ZONE | UNITED REFRIGERATION, INC. | TZ80DDV100C50SB |  | Natural Gas, Propane Gas | Downflow | Non-Weatherized | 100 | 82 | 80 | 93 | 493 | 143 |  | Yes | AMACF
8087222 | Active | WEATHERKING | RHEEM SALES COMPANY, INC. | W802VA100521ZSB |  | Natural Gas, Propane Gas | Downflow | Non-Weatherized | 100 | 82 | 80 | 93 | 493 | 143 |  | Yes | AMACF
8087193 | Active | RHEEM | RHEEM SALES COMPANY, INC. | R802VA100521ZXB |  | Natural Gas, Propane Gas | Downflow | Non-Weatherized | 100 | 82 | 80 | 93 | 493 | 143 | Yes | Yes | AMACF
8087223 | Active | DUROGUARD | RHEEM SALES COMPANY, INC. | D802VA100521ZXB |  | Natural Gas, Propane Gas | Downflow | Non-Weatherized | 100 | 82 | 80 | 93 | 493 | 143 |  | Yes | AMACF
8087224 | Active | RUUD | RHEEM SALES COMPANY, INC. | U802VA100521ZXB |  | Natural Gas, Propane Gas | Downflow | Non-Weatherized | 100 | 82 | 80 | 93 | 493 | 143 |  | Yes | AMACF
8087225 | Active | SURE | RHEEM SALES COMPANY, INC. | S802VA100521ZXB |  | Natural Gas, Propane Gas | Downflow | Non-Weatherized | 100 | 82 | 80 | 93 | 493 | 143 |  | Yes | AMACF
8087226 | Active | THERMAL ZONE | UNITED REFRIGERATION, INC. | TZ80DDV100C50XB |  | Natural Gas, Propane Gas | Downflow | Non-Weatherized | 100 | 82 | 80 | 93 | 493 | 143 |  | Yes | AMACF
8087227 | Active | WEATHERKING | RHEEM SALES COMPANY, INC. | W802VA100521ZXB |  | Natural Gas, Propane Gas | Downflow | Non-Weatherized | 100 | 82 | 80 | 93 | 493 | 143 |  | Yes | AMACF
8087194 | Active | RHEEM | RHEEM SALES COMPANY, INC. | R802VA125524ZSB |  | Natural Gas, Propane Gas | Downflow | Non-Weatherized | 125 | 102 | 80 | 111 | 483 | 140 | Yes | Yes | AMACF
8087228 | Active | DUROGUARD | RHEEM SALES COMPANY, INC. | D802VA125524ZSB |  | Natural Gas, Propane Gas | Downflow | Non-Weatherized | 125 | 102 | 80 | 111 | 483 | 140 |  | Yes | AMACF
8087229 | Active | RUUD | RHEEM SALES COMPANY, INC. | U802VA125524ZSB |  | Natural Gas, Propane Gas | Downflow | Non-Weatherized | 125 | 102 | 80 | 111 | 483 | 140 |  | Yes | AMACF
8087230 | Active | SURE | RHEEM SALES COMPANY, INC. | S802VA125524ZSB |  | Natural Gas, Propane Gas | Downflow | Non-Weatherized | 125 | 102 | 80 | 111 | 483 | 140 |  | Yes | AMACF
8087231 | Active | THERMAL ZONE | UNITED REFRIGERATION, INC. | TZ80DDV125D50SB |  | Natural Gas, Propane Gas | Downflow | Non-Weatherized | 125 | 102 | 80 | 111 | 483 | 140 |  | Yes | AMACF
8087232 | Active | WEATHERKING | RHEEM SALES COMPANY, INC. | W802VA125524ZSB |  | Natural Gas, Propane Gas | Downflow | Non-Weatherized | 125 | 102 | 80 | 111 | 483 | 140 |  | Yes | AMACF
8087195 | Active | RHEEM | RHEEM SALES COMPANY, INC. | R802VA125524ZXB |  | Natural Gas, Propane Gas | Downflow | Non-Weatherized | 125 | 102 | 80 | 111 | 483 | 140 | Yes | Yes | AMACF
8087233 | Active | DUROGUARD | RHEEM SALES COMPANY, INC. | D802VA125524ZXB |  | Natural Gas, Propane Gas | Downflow | Non-Weatherized | 125 | 102 | 80 | 111 | 483 | 140 |  | Yes | AMACF
8087234 | Active | RUUD | RHEEM SALES COMPANY, INC. | U802VA125524ZXB |  | Natural Gas, Propane Gas | Downflow | Non-Weatherized | 125 | 102 | 80 | 111 | 483 | 140 |  | Yes | AMACF
8087235 | Active | SURE | RHEEM SALES COMPANY, INC. | S802VA125524ZXB |  | Natural Gas, Propane Gas | Downflow | Non-Weatherized | 125 | 102 | 80 | 111 | 483 | 140 |  | Yes | AMACF
8087236 | Active | THERMAL ZONE | UNITED REFRIGERATION, INC. | TZ80DDV125D50XB |  | Natural Gas, Propane Gas | Downflow | Non-Weatherized | 125 | 102 | 80 | 111 | 483 | 140 |  | Yes | AMACF
8087237 | Active | WEATHERKING | RHEEM SALES COMPANY, INC. | W802VA125524ZXB |  | Natural Gas, Propane Gas | Downflow | Non-Weatherized | 125 | 102 | 80 | 111 | 483 | 140 |  | Yes | AMACF
8087706 | Active | BROAN, FRIGIDAIRE, INTERTHERM, MAYTAG, MILLER, NORDYNE, NUTONE, PHILCO, TAPPAN, WESTINGHOUSE | NORDYNE, LLC. | DF6SF-X36K100CB |  | Natural Gas,Propane Gas | Downflow,Horizontal | Weatherized | 100 | 81 | 81 | 94 | 458 | 68 | Yes | Yes
8087709 | Active | MAYTAG | NORDYNE, LLC. | PDF2SFX36K100CB |  | Natural Gas,Propane Gas | Downflow,Horizontal | Weatherized | 100 | 81 | 81 | 94 | 458 | 68 |  | Yes
8105942 | Active | MIDEA | GD MIDEA HEATING & VENTILATING EQUIPMENT CO., LTD. | MRB-24S060GWN1-M14 |  | Natural Gas,Propane Gas | Downflow,Horizontal | Weatherized | 60 | 49 | 81 | 78.6 | 279 | 82 | Yes | No
8162856 | Active | AMERISTAR | INGERSOLL RAND COMPANY | M4PG4024A1060AA |  | Natural Gas,Propane Gas | Downflow,Horizontal | Weatherized | 60 | 49 | 81 | 78.6 | 279 | 82 |  | No
8318732 | Active | WOLF STEEL,NAPOLEON,CONTINENTAL | WOLF STEEL LTD. | WRB-24S060GWN1-M14 |  | Natural Gas,Propane Gas | Downflow,Horizontal | Weatherized | 60 | 49 | 81 | 78.6 | 279 | 82 |  | No
8105943 | Active | MIDEA | GD MIDEA HEATING & VENTILATING EQUIPMENT CO., LTD. | MRB-30S060GWN1-M14 |  | Natural Gas,Propane Gas | Downflow,Horizontal | Weatherized | 60 | 49 | 81 | 78.5 | 286 | 82 | Yes | No
8162857 | Active | AMERISTAR | INGERSOLL RAND COMPANY | M4PG4030A1060AA |  | Natural Gas,Propane Gas | Downflow,Horizontal | Weatherized | 60 | 49 | 81 | 78.5 | 286 | 82 |  | No
8318733 | Active | WOLF STEEL,NAPOLEON,CONTINENTAL | WOLF STEEL LTD. | WRB-30S060GWN1-M14 |  | Natural Gas,Propane Gas | Downflow,Horizontal | Weatherized | 60 | 49 | 81 | 78.5 | 286 | 82 |  | No
8105944 | Active | MIDEA | GD MIDEA HEATING & VENTILATING EQUIPMENT CO., LTD. | MRB-36S090GWN1-M14 |  | Natural Gas,Propane Gas | Downflow,Horizontal | Weatherized | 90 | 73 | 81 | 77.2 | 650 | 82 | Yes | No
8162858 | Active | AMERISTAR | INGERSOLL RAND COMPANY | M4PG4036A1090AA |  | Natural Gas,Propane Gas | Downflow,Horizontal | Weatherized | 90 | 73 | 81 | 77.2 | 650 | 82 |  | No
8318735 | Active | WOLF STEEL,NAPOLEON,CONTINENTAL | WOLF STEEL LTD. | WRB-36S090GWN1-M14 |  | Natural Gas,Propane Gas | Downflow,Horizontal | Weatherized | 90 | 73 | 81 | 77.2 | 650 | 82 |  | No
8105945 | Active | MIDEA | GD MIDEA HEATING & VENTILATING EQUIPMENT CO., LTD. | MRB-42S090GWN1-M14 |  | Natural Gas,Propane Gas | Downflow,Horizontal | Weatherized | 90 | 73 | 81 | 77.2 | 668 | 82 | Yes | No
8162859 | Active | AMERISTAR | INGERSOLL RAND COMPANY | M4PG4042A1090AA |  | Natural Gas,Propane Gas | Downflow,Horizontal | Weatherized | 90 | 73 | 81 | 77.2 | 668 | 82 |  | No
8318736 | Active | WOLF STEEL,NAPOLEON,CONTINENTAL | WOLF STEEL LTD. | WRB-42S090GWN1-M14 |  | Natural Gas,Propane Gas | Downflow,Horizontal | Weatherized | 90 | 73 | 81 | 77.2 | 668 | 82 |  | No
8105946 | Active | MIDEA | GD MIDEA HEATING & VENTILATING EQUIPMENT CO., LTD. | MRB-48S090GWN1-M14 |  | Natural Gas,Propane Gas | Downflow,Horizontal | Weatherized | 90 | 73 | 81 | 77.3 | 639 | 82 | Yes | No
8162860 | Active | AMERISTAR | INGERSOLL RAND COMPANY | M4PG4048A1090AA |  | Natural Gas,Propane Gas | Downflow,Horizontal | Weatherized | 90 | 73 | 81 | 77.3 | 639 | 82 |  | No
8105947 | Active | MIDEA | GD MIDEA HEATING & VENTILATING EQUIPMENT CO., LTD. | MRB-48S110GWN1-M14 |  | Natural Gas,Propane Gas | Downflow,Horizontal | Weatherized | 110 | 89 | 81 | 77.3 | 774 | 82 | Yes | No
8318737 | Active | WOLF STEEL,NAPOLEON,CONTINENTAL | WOLF STEEL LTD. | WRB-48S110GWN1-M14 |  | Natural Gas,Propane Gas | Downflow,Horizontal | Weatherized | 110 | 89 | 81 | 77.3 | 774 | 82 |  | No
8105948 | Active | MIDEA | GD MIDEA HEATING & VENTILATING EQUIPMENT CO., LTD. | MRB-60S090GWN1-M14 |  | Natural Gas,Propane Gas | Downflow,Horizontal | Weatherized | 90 | 73 | 81 | 77.3 | 639 | 82 | Yes | No
8162861 | Active | AMERISTAR | INGERSOLL RAND COMPANY | M4PG4060A1090AA |  | Natural Gas,Propane Gas | Downflow,Horizontal | Weatherized | 90 | 73 | 81 | 77.3 | 639 | 82 |  | No
8318738 | Active | WOLF STEEL,NAPOLEON,CONTINENTAL | WOLF STEEL LTD. | WRB-60S090GWN1-M14 |  | Natural Gas,Propane Gas | Downflow,Horizontal | Weatherized | 90 | 73 | 81 | 77.3 | 639 | 82 |  | No
8105949 | Active | MIDEA | GD MIDEA HEATING & VENTILATING EQUIPMENT CO., LTD. | MRB-60S130GWN1-M14 |  | Natural Gas,Propane Gas | Downflow,Horizontal | Weatherized | 130 | 105 | 81 | 75.5 | 1414 | 82 | Yes | No
8162862 | Active | AMERISTAR | INGERSOLL RAND COMPANY | M4PG4060A1130AA |  | Natural Gas,Propane Gas | Downflow,Horizontal | Weatherized | 130 | 105 | 81 | 75.5 | 1414 | 82 |  | No
8318740 | Active | WOLF STEEL,NAPOLEON,CONTINENTAL | WOLF STEEL LTD. | WRB-60S130GWN1-M14 |  | Natural Gas,Propane Gas | Downflow,Horizontal | Weatherized | 130 | 105 | 81 | 75.5 | 1414 | 82 |  | No
8145841 | Active | MIDEA | GD MIDEA HEATING & VENTILATING EQUIPMENT CO., LTD. | MGH93M060B3A |  | Natural Gas,Propane Gas | Upflow,Downflow,Horizontal | Non-Weatherized | 60 | 56 | 93 | 84.3 | 1012 | 88 | Yes | No
8145842 | Active | MIDEA | GD MIDEA HEATING & VENTILATING EQUIPMENT CO., LTD. | MGH93M080B3A |  | Natural Gas,Propane Gas | Upflow,Downflow,Horizontal | Non-Weatherized | 80 | 74 | 93 | 86.3 | 765 | 88 | Yes | No
8145843 | Active | MIDEA | GD MIDEA HEATING & VENTILATING EQUIPMENT CO., LTD. | MGH93M080C4A |  | Natural Gas,Propane Gas | Upflow,Downflow,Horizontal | Non-Weatherized | 80 | 74 | 93 | 85.9 | 813 | 88 | Yes | No
8145844 | Active | MIDEA | GD MIDEA HEATING & VENTILATING EQUIPMENT CO., LTD. | MGH93M100C5A |  | Natural Gas,Propane Gas | Upflow,Downflow,Horizontal | Non-Weatherized | 100 | 93 | 93 | 86.1 | 798 | 88 | Yes | No
8145845 | Active | MIDEA | GD MIDEA HEATING & VENTILATING EQUIPMENT CO., LTD. | MGH93M100D5A |  | Natural Gas,Propane Gas | Upflow,Downflow,Horizontal | Non-Weatherized | 100 | 93 | 93 | 85.7 | 859 | 88 | Yes | No
8145846 | Active | MIDEA | GD MIDEA HEATING & VENTILATING EQUIPMENT CO., LTD. | MGH93M120D5A |  | Natural Gas,Propane Gas | Upflow,Downflow,Horizontal | Non-Weatherized | 120 | 112 | 93 | 86.7 | 721 | 88 | Yes | No
8171778 | Active | DETTSON | DETTSON INDUSTRIES, INC. | C105-M-V | Yes | Natural Gas,Propane Gas | Upflow,Downflow,Horizontal | Non-Weatherized | 105 | 102 | 96.2 | 91.2 | 508 | 40 | Yes | Yes | AFUE & AMACF
8171779 | Active | DETTSON | DETTSON INDUSTRIES, INC. | C105-M-V* |  | Natural Gas,Propane Gas | Upflow,Downflow,Horizontal | Non-Weatherized | 105 | 102 | 96.2 | 91.2 | 508 | 40 | Yes | Yes | AFUE & AMACF
8200998 | Active | RAIDER | LENNOX INDUSTRIES, INC. | ZGB036**BY*P |  | Natural Gas,Propane Gas | Downflow,Horizontal | Weatherized | 108 | 87 | 81 | 95.4 | 937 | 78 | Yes | No
8203171 | Active | Z-SERIES | ALLIED AIR ENTERPRISES, LLC | ZGB036**BY*P |  | Natural Gas,Propane Gas | Downflow,Horizontal | Weatherized | 108 | 87 | 81 | 95.4 | 937 | 78 |  | No
8200999 | Active | RAIDER | LENNOX INDUSTRIES, INC. | ZGB036**BQ*P |  | Natural Gas,Propane Gas | Downflow,Horizontal | Weatherized | 108 | 87 | 81 | 93.1 | 886 | 78 | Yes | No
8203162 | Active | Z-SERIES | ALLIED AIR ENTERPRISES, LLC | ZGB036**BQ*P |  | Natural Gas,Propane Gas | Downflow,Horizontal | Weatherized | 108 | 87 | 81 | 93.1 | 886 | 78 |  | No
8201000 | Active | RAIDER | LENNOX INDUSTRIES, INC. | ZGB048**BX*P |  | Natural Gas,Propane Gas | Downflow,Horizontal | Weatherized | 150 | 121 | 81 | 130.4 | 1180 | 70 | Yes | No
8203190 | Active | Z-SERIES | ALLIED AIR ENTERPRISES, LLC | ZGB048**BX*P |  | Natural Gas,Propane Gas | Downflow,Horizontal | Weatherized | 150 | 121 | 81 | 130.4 | 1180 | 70 |  | No
8201001 | Active | RAIDER | LENNOX INDUSTRIES, INC. | ZGB048**BZ*P |  | Natural Gas,Propane Gas | Downflow,Horizontal | Weatherized | 150 | 121 | 81 | 133.6 | 1244 | 70 | Yes | No
8203192 | Active | Z-SERIES | ALLIED AIR ENTERPRISES, LLC | ZGB048**BZ*P |  | Natural Gas,Propane Gas | Downflow,Horizontal | Weatherized | 150 | 121 | 81 | 133.6 | 1244 | 70 |  | No
8203102 | Active | RAIDER | LENNOX INDUSTRIES, INC. | ZGB036**BW*P |  | Natural Gas,Propane Gas | Downflow,Horizontal | Weatherized | 65 | 52 | 81 | 56.1 | 866 | 72 | Yes | No
8203163 | Active | Z-SERIES | ALLIED AIR ENTERPRISES, LLC | ZGB036**BW*P |  | Natural Gas,Propane Gas | Downflow,Horizontal | Weatherized | 65 | 52 | 81 | 56.1 | 866 | 72 |  | No
8203108 | Active | RAIDER | LENNOX INDUSTRIES, INC. | ZGB048**BW*P |  | Natural Gas,Propane Gas | Downflow,Horizontal | Weatherized | 65 | 52 | 81 | 56.1 | 866 | 72 |  | No
8203182 | Active | Z-SERIES | ALLIED AIR ENTERPRISES, LLC | ZGB048**BW*P |  | Natural Gas,Propane Gas | Downflow,Horizontal | Weatherized | 65 | 52 | 81 | 56.1 | 866 | 72 |  | No
8203109 | Active | RAIDER | LENNOX INDUSTRIES, INC. | ZGB060**BW*P |  | Natural Gas,Propane Gas | Downflow,Horizontal | Weatherized | 65 | 52 | 81 | 56.1 | 866 | 72 |  | No
8203194 | Active | Z-SERIES | ALLIED AIR ENTERPRISES, LLC | ZGB060**BW*P |  | Natural Gas,Propane Gas | Downflow,Horizontal | Weatherized | 65 | 52 | 81 | 56.1 | 866 | 72 |  | No
8203110 | Active | RAIDER | LENNOX INDUSTRIES, INC. | ZGB048**BY*P |  | Natural Gas,Propane Gas | Downflow,Horizontal | Weatherized | 108 | 87 | 81 | 95.4 | 937 | 78 |  | No
8203191 | Active | Z-SERIES | ALLIED AIR ENTERPRISES, LLC | ZGB048**BY*P |  | Natural Gas,Propane Gas | Downflow,Horizontal | Weatherized | 108 | 87 | 81 | 95.4 | 937 | 78 |  | No
8203111 | Active | RAIDER | LENNOX INDUSTRIES, INC. | ZGB060**BY*P |  | Natural Gas,Propane Gas | Downflow,Horizontal | Weatherized | 108 | 87 | 81 | 95.4 | 937 | 78 |  | No
8203196 | Active | Z-SERIES | ALLIED AIR ENTERPRISES, LLC | ZGB060**BY*P |  | Natural Gas,Propane Gas | Downflow,Horizontal | Weatherized | 108 | 87 | 81 | 95.4 | 937 | 78 |  | No
8203112 | Active | RAIDER | LENNOX INDUSTRIES, INC. | ZGB060**BZ*P |  | Natural Gas,Propane Gas | Downflow,Horizontal | Weatherized | 150 | 121 | 81 | 133.6 | 1244 | 70 |  | No
8203197 | Active | Z-SERIES | ALLIED AIR ENTERPRISES, LLC | ZGB060**BZ*P |  | Natural Gas,Propane Gas | Downflow,Horizontal | Weatherized | 150 | 121 | 81 | 133.6 | 1244 | 70 |  | No
8203113 | Active | RAIDER | LENNOX INDUSTRIES, INC. | ZGB048**BQ*P |  | Natural Gas,Propane Gas | Downflow,Horizontal | Weatherized | 108 | 87 | 81 | 93.1 | 886 | 78 |  | No
8203172 | Active | Z-SERIES | ALLIED AIR ENTERPRISES, LLC | ZGB048**BQ*P |  | Natural Gas,Propane Gas | Downflow,Horizontal | Weatherized | 108 | 87 | 81 | 93.1 | 886 | 78 |  | No
8203114 | Active | RAIDER | LENNOX INDUSTRIES, INC. | ZGB060**BQ*P |  | Natural Gas,Propane Gas | Downflow,Horizontal | Weatherized | 108 | 87 | 81 | 93.1 | 886 | 78 |  | No
8203193 | Active | Z-SERIES | ALLIED AIR ENTERPRISES, LLC | ZGB060**BQ*P |  | Natural Gas,Propane Gas | Downflow,Horizontal | Weatherized | 108 | 87 | 81 | 93.1 | 886 | 78 |  | No
8203115 | Active | RAIDER | LENNOX INDUSTRIES, INC. | ZGB060**BX*P |  | Natural Gas,Propane Gas | Downflow,Horizontal | Weatherized | 150 | 121 | 81 | 130.4 | 1180 | 70 |  | No
8203195 | Active | Z-SERIES | ALLIED AIR ENTERPRISES, LLC | ZGB060**BX*P |  | Natural Gas,Propane Gas | Downflow,Horizontal | Weatherized | 150 | 121 | 81 | 130.4 | 1180 | 70 |  | No
8232337 | Active | RHEEM,RUUD | RHEEM SALES COMPANY, INC. | R801PA050314ZSB |  | Natural Gas, Propane Gas | Downflow | Non-Weatherized | 50 | 40 | 80 | 37 | 665 | 99 | Yes | No
8232370 | Active | DUROGUARD | RHEEM SALES COMPANY, INC. | D801PA050314ZSB |  | Natural Gas, Propane Gas | Downflow | Non-Weatherized | 50 | 40 | 80 | 37 | 665 | 99 |  | No
8232371 | Active | SURE | RHEEM SALES COMPANY, INC. | S801PA050314ZSB |  | Natural Gas, Propane Gas | Downflow | Non-Weatherized | 50 | 40 | 80 | 37 | 665 | 99 |  | No
8232372 | Active | THERMAL ZONE | UNITED REFRIGERATION, INC. | TZ80DSP050A30SB |  | Natural Gas, Propane Gas | Downflow | Non-Weatherized | 50 | 40 | 80 | 37 | 665 | 99 |  | No
8232373 | Active | WEATHERKING | RHEEM SALES COMPANY, INC. | W801PA050314ZSB |  | Natural Gas, Propane Gas | Downflow | Non-Weatherized | 50 | 40 | 80 | 37 | 665 | 99 |  | No
8232338 | Active | RHEEM, RUUD | RHEEM SALES COMPANY, INC. | R801PA050314ZXB |  | Natural Gas,Propane Gas | Downflow | Non-Weatherized | 50 | 40 | 80 | 37 | 665 | 99 | Yes | No
8232374 | Active | DUROGUARD | RHEEM SALES COMPANY, INC. | D801PA050314ZXB |  | Natural Gas,Propane Gas | Downflow | Non-Weatherized | 50 | 40 | 80 | 37 | 665 | 99 |  | No
8232375 | Active | SURE | RHEEM SALES COMPANY, INC. | S801PA050314ZXB |  | Natural Gas,Propane Gas | Downflow | Non-Weatherized | 50 | 40 | 80 | 37 | 665 | 99 |  | No
8232376 | Active | THERMAL ZONE | UNITED REFRIGERATION, INC. | TZ80DSP050A30XB |  | Natural Gas,Propane Gas | Downflow | Non-Weatherized | 50 | 40 | 80 | 37 | 665 | 99 |  | No
8232377 | Active | WEATHERKING | RHEEM SALES COMPANY, INC. | W801PA050314ZXB |  | Natural Gas,Propane Gas | Downflow | Non-Weatherized | 50 | 40 | 80 | 37 | 665 | 99 |  | No
8232339 | Active | RHEEM,RUUD | RHEEM SALES COMPANY, INC. | R801PA075317ZSB |  | Natural Gas, Propane Gas | Downflow | Non-Weatherized | 75 | 60 | 80 | 74 | 1135 | 64 | Yes | No
8232378 | Active | DUROGUARD | RHEEM SALES COMPANY, INC. | D801PA075317ZSB |  | Natural Gas, Propane Gas | Downflow | Non-Weatherized | 75 | 60 | 80 | 74 | 1135 | 64 |  | No
8232379 | Active | SURE | RHEEM SALES COMPANY, INC. | S801PA075317ZSB |  | Natural Gas, Propane Gas | Downflow | Non-Weatherized | 75 | 60 | 80 | 74 | 1135 | 64 |  | No
8232380 | Active | THERMAL ZONE | UNITED REFRIGERATION, INC. | TZ80DSP075B30SB |  | Natural Gas, Propane Gas | Downflow | Non-Weatherized | 75 | 60 | 80 | 74 | 1135 | 64 |  | No
8232381 | Active | WEATHERKING | RHEEM SALES COMPANY, INC. | W801PA075317ZSB |  | Natural Gas, Propane Gas | Downflow | Non-Weatherized | 75 | 60 | 80 | 74 | 1135 | 64 |  | No
8232340 | Active | RHEEM, RUUD | RHEEM SALES COMPANY, INC. | R801PA075317ZXB |  | Natural Gas,Propane Gas | Downflow | Non-Weatherized | 75 | 60 | 80 | 74 | 1135 | 64 | Yes | No
8232382 | Active | DUROGUARD | RHEEM SALES COMPANY, INC. | D801PA075317ZXB |  | Natural Gas,Propane Gas | Downflow | Non-Weatherized | 75 | 60 | 80 | 74 | 1135 | 64 |  | No
8232383 | Active | SURE | RHEEM SALES COMPANY, INC. | S801PA075317ZXB |  | Natural Gas,Propane Gas | Downflow | Non-Weatherized | 75 | 60 | 80 | 74 | 1135 | 64 |  | No
8232384 | Active | THERMAL ZONE | UNITED REFRIGERATION, INC. | TZ80DSP075B30XB |  | Natural Gas,Propane Gas | Downflow | Non-Weatherized | 75 | 60 | 80 | 74 | 1135 | 64 |  | No
8232385 | Active | WEATHERKING | RHEEM SALES COMPANY, INC. | W801PA075317ZXB |  | Natural Gas,Propane Gas | Downflow | Non-Weatherized | 75 | 60 | 80 | 74 | 1135 | 64 |  | No
8232341 | Active | RHEEM,RUUD | RHEEM SALES COMPANY, INC. | R801PA075417ZSB |  | Natural Gas, Propane Gas | Downflow | Non-Weatherized | 75 | 60 | 80 | 73 | 1285 | 63 | Yes | No
8232386 | Active | DUROGUARD | RHEEM SALES COMPANY, INC. | D801PA075417ZSB |  | Natural Gas, Propane Gas | Downflow | Non-Weatherized | 75 | 60 | 80 | 73 | 1285 | 63 |  | No
8232387 | Active | SURE | RHEEM SALES COMPANY, INC. | S801PA075417ZSB |  | Natural Gas, Propane Gas | Downflow | Non-Weatherized | 75 | 60 | 80 | 73 | 1285 | 63 |  | No
8232388 | Active | THERMAL ZONE | UNITED REFRIGERATION, INC. | TZ80DSP075B40SB |  | Natural Gas, Propane Gas | Downflow | Non-Weatherized | 75 | 60 | 80 | 73 | 1285 | 63 |  | No
8232389 | Active | WEATHERKING | RHEEM SALES COMPANY, INC. | W801PA075417ZSB |  | Natural Gas, Propane Gas | Downflow | Non-Weatherized | 75 | 60 | 80 | 73 | 1285 | 63 |  | No
8232342 | Active | RHEEM,RUUD | RHEEM SALES COMPANY, INC. | R801PA075417ZXB |  | Natural Gas, Propane Gas | Downflow | Non-Weatherized | 75 | 60 | 80 | 73 | 1285 | 63 | Yes | No
8232390 | Active | DUROGUARD | RHEEM SALES COMPANY, INC. | D801PA075417ZXB |  | Natural Gas, Propane Gas | Downflow | Non-Weatherized | 75 | 60 | 80 | 73 | 1285 | 63 |  | No
8232391 | Active | SURE | RHEEM SALES COMPANY, INC. | S801PA075417ZXB |  | Natural Gas, Propane Gas | Downflow | Non-Weatherized | 75 | 60 | 80 | 73 | 1285 | 63 |  | No
8232392 | Active | THERMAL ZONE | UNITED REFRIGERATION, INC. | TZ80DSP075B40XB |  | Natural Gas, Propane Gas | Downflow | Non-Weatherized | 75 | 60 | 80 | 73 | 1285 | 63 |  | No
8232393 | Active | WEATHERKING | RHEEM SALES COMPANY, INC. | W801PA075417ZXB |  | Natural Gas, Propane Gas | Downflow | Non-Weatherized | 75 | 60 | 80 | 73 | 1285 | 63 |  | No
8232343 | Active | RHEEM,RUUD | RHEEM SALES COMPANY, INC. | R801PA100317ZSB |  | Natural Gas, Propane Gas | Downflow | Non-Weatherized | 100 | 80 | 80 | 94 | 1228 | 70 | Yes | No
8232394 | Active | DUROGUARD | RHEEM SALES COMPANY, INC. | D801PA100317ZSB |  | Natural Gas, Propane Gas | Downflow | Non-Weatherized | 100 | 80 | 80 | 94 | 1228 | 70 |  | No
8232395 | Active | SURE | RHEEM SALES COMPANY, INC. | S801PA100317ZSB |  | Natural Gas, Propane Gas | Downflow | Non-Weatherized | 100 | 80 | 80 | 94 | 1228 | 70 |  | No
8232396 | Active | THERMAL ZONE | UNITED REFRIGERATION, INC. | TZ80DSP100B30SB |  | Natural Gas, Propane Gas | Downflow | Non-Weatherized | 100 | 80 | 80 | 94 | 1228 | 70 |  | No
8232397 | Active | WEATHERKING | RHEEM SALES COMPANY, INC. | W801PA100317ZSB |  | Natural Gas, Propane Gas | Downflow | Non-Weatherized | 100 | 80 | 80 | 94 | 1228 | 70 |  | No
8232344 | Active | RHEEM,RUUD | RHEEM SALES COMPANY, INC. | R801PA100317ZXB |  | Natural Gas, Propane Gas | Downflow | Non-Weatherized | 100 | 80 | 80 | 94 | 1228 | 70 | Yes | No
8232398 | Active | DUROGUARD | RHEEM SALES COMPANY, INC. | D801PA100317ZXB |  | Natural Gas, Propane Gas | Downflow | Non-Weatherized | 100 | 80 | 80 | 94 | 1228 | 70 |  | No
8232399 | Active | SURE | RHEEM SALES COMPANY, INC. | S801PA100317ZXB |  | Natural Gas, Propane Gas | Downflow | Non-Weatherized | 100 | 80 | 80 | 94 | 1228 | 70 |  | No
8232400 | Active | THERMAL ZONE | UNITED REFRIGERATION, INC. | TZ80DSP100B30XB |  | Natural Gas, Propane Gas | Downflow | Non-Weatherized | 100 | 80 | 80 | 94 | 1228 | 70 |  | No
8232401 | Active | WEATHERKING | RHEEM SALES COMPANY, INC. | W801PA100317ZXB |  | Natural Gas, Propane Gas | Downflow | Non-Weatherized | 100 | 80 | 80 | 94 | 1228 | 70 |  | No
8232345 | Active | RHEEM,RUUD | RHEEM SALES COMPANY, INC. | R801PA100417MSA |  | Natural Gas, Propane Gas | Upflow, Horizontal | Non-Weatherized | 100 | 80 | 80 | 94 | 994 | 59 | Yes | No
8232402 | Active | DUROGUARD | RHEEM SALES COMPANY, INC. | D801PA100417MSA |  | Natural Gas, Propane Gas | Upflow, Horizontal | Non-Weatherized | 100 | 80 | 80 | 94 | 994 | 59 |  | No
8232403 | Active | SURE | RHEEM SALES COMPANY, INC. | S801PA100417MSA |  | Natural Gas, Propane Gas | Upflow, Horizontal | Non-Weatherized | 100 | 80 | 80 | 94 | 994 | 59 |  | No
8232404 | Active | THERMAL ZONE | UNITED REFRIGERATION, INC. | TZ80MSP100B40SA |  | Natural Gas, Propane Gas | Upflow, Horizontal | Non-Weatherized | 100 | 80 | 80 | 94 | 994 | 59 |  | No
8232405 | Active | WEATHERKING | RHEEM SALES COMPANY, INC. | W801PA100417MSA |  | Natural Gas, Propane Gas | Upflow, Horizontal | Non-Weatherized | 100 | 80 | 80 | 94 | 994 | 59 |  | No
8232346 | Active | RHEEM,RUUD | RHEEM SALES COMPANY, INC. | R801PA100417MXA |  | Natural Gas, Propane Gas | Upflow, Horizontal | Non-Weatherized | 100 | 80 | 80 | 94 | 994 | 59 | Yes | No
8232406 | Active | DUROGUARD | RHEEM SALES COMPANY, INC. | D801PA100417MXA |  | Natural Gas, Propane Gas | Upflow, Horizontal | Non-Weatherized | 100 | 80 | 80 | 94 | 994 | 59 |  | No
8232407 | Active | SURE | RHEEM SALES COMPANY, INC. | S801PA100417MXA |  | Natural Gas, Propane Gas | Upflow, Horizontal | Non-Weatherized | 100 | 80 | 80 | 94 | 994 | 59 |  | No
8232408 | Active | THERMAL ZONE | UNITED REFRIGERATION, INC. | TZ80MSP100B40XA |  | Natural Gas, Propane Gas | Upflow, Horizontal | Non-Weatherized | 100 | 80 | 80 | 94 | 994 | 59 |  | No
8232409 | Active | WEATHERKING | RHEEM SALES COMPANY, INC. | W801PA100417MXA |  | Natural Gas, Propane Gas | Upflow, Horizontal | Non-Weatherized | 100 | 80 | 80 | 94 | 994 | 59 |  | No
8232347 | Active | RHEEM,RUUD | RHEEM SALES COMPANY, INC. | R801PA100521ZSB |  | Natural Gas, Propane Gas | Downflow | Non-Weatherized | 100 | 80 | 80 | 95 | 1228 | 63 | Yes | No
8232410 | Active | DUROGUARD | RHEEM SALES COMPANY, INC. | D801PA100521ZSB |  | Natural Gas, Propane Gas | Downflow | Non-Weatherized | 100 | 80 | 80 | 95 | 1228 | 63 |  | No
8232411 | Active | SURE | RHEEM SALES COMPANY, INC. | S801PA100521ZSB |  | Natural Gas, Propane Gas | Downflow | Non-Weatherized | 100 | 80 | 80 | 95 | 1228 | 63 |  | No
8232412 | Active | THERMAL ZONE | UNITED REFRIGERATION, INC. | TZ80DSP100C50SB |  | Natural Gas, Propane Gas | Downflow | Non-Weatherized | 100 | 80 | 80 | 95 | 1228 | 63 |  | No
8232413 | Active | WEATHERKING | RHEEM SALES COMPANY, INC. | W801PA100521ZSB |  | Natural Gas, Propane Gas | Downflow | Non-Weatherized | 100 | 80 | 80 | 95 | 1228 | 63 |  | No
8232348 | Active | RHEEM,RUUD | RHEEM SALES COMPANY, INC. | R801PA100521ZXB |  | Natural Gas, Propane Gas | Downflow | Non-Weatherized | 100 | 80 | 80 | 95 | 1228 | 63 | Yes | No
8232414 | Active | DUROGUARD | RHEEM SALES COMPANY, INC. | D801PA100521ZXB |  | Natural Gas, Propane Gas | Downflow | Non-Weatherized | 100 | 80 | 80 | 95 | 1228 | 63 |  | No
8232415 | Active | SURE | RHEEM SALES COMPANY, INC. | S801PA100521ZXB |  | Natural Gas, Propane Gas | Downflow | Non-Weatherized | 100 | 80 | 80 | 95 | 1228 | 63 |  | No
8232416 | Active | THERMAL ZONE | UNITED REFRIGERATION, INC. | TZ80DSP100C50XB |  | Natural Gas, Propane Gas | Downflow | Non-Weatherized | 100 | 80 | 80 | 95 | 1228 | 63 |  | No
8232417 | Active | WEATHERKING | RHEEM SALES COMPANY, INC. | W801PA100521ZXB |  | Natural Gas, Propane Gas | Downflow | Non-Weatherized | 100 | 80 | 80 | 95 | 1228 | 63 |  | No
8232349 | Active | RHEEM,RUUD | RHEEM SALES COMPANY, INC. | R801PA125524ZSB |  | Natural Gas, Propane Gas | Downflow | Non-Weatherized | 125 | 100 | 80 | 112 | 1477 | 71 | Yes | No
8232418 | Active | DUROGUARD | RHEEM SALES COMPANY, INC. | D801PA125524ZSB |  | Natural Gas, Propane Gas | Downflow | Non-Weatherized | 125 | 100 | 80 | 112 | 1477 | 71 |  | No
8232419 | Active | SURE | RHEEM SALES COMPANY, INC. | S801PA125524ZSB |  | Natural Gas, Propane Gas | Downflow | Non-Weatherized | 125 | 100 | 80 | 112 | 1477 | 71 |  | No
8232420 | Active | THERMAL ZONE | UNITED REFRIGERATION, INC. | TZ80DSP125D50SB |  | Natural Gas, Propane Gas | Downflow | Non-Weatherized | 125 | 100 | 80 | 112 | 1477 | 71 |  | No
8232421 | Active | WEATHERKING | RHEEM SALES COMPANY, INC. | W801PA125524ZSB |  | Natural Gas, Propane Gas | Downflow | Non-Weatherized | 125 | 100 | 80 | 112 | 1477 | 71 |  | No
8232350 | Active | RHEEM,RUUD | RHEEM SALES COMPANY, INC. | R801PA125524ZXB |  | Natural Gas, Propane Gas | Downflow | Non-Weatherized | 125 | 100 | 80 | 112 | 1477 | 71 | Yes | No
8232422 | Active | DUROGUARD | RHEEM SALES COMPANY, INC. | D801PA125524ZXB |  | Natural Gas, Propane Gas | Downflow | Non-Weatherized | 125 | 100 | 80 | 112 | 1477 | 71 |  | No
8232423 | Active | SURE | RHEEM SALES COMPANY, INC. | S801PA125524ZXB |  | Natural Gas, Propane Gas | Downflow | Non-Weatherized | 125 | 100 | 80 | 112 | 1477 | 71 |  | No
8232424 | Active | THERMAL ZONE | UNITED REFRIGERATION, INC. | TZ80DSP125D50XB |  | Natural Gas, Propane Gas | Downflow | Non-Weatherized | 125 | 100 | 80 | 112 | 1477 | 71 |  | No
8232425 | Active | WEATHERKING | RHEEM SALES COMPANY, INC. | W801PA125524ZXB |  | Natural Gas, Propane Gas | Downflow | Non-Weatherized | 125 | 100 | 80 | 112 | 1477 | 71 |  | No
8232351 | Active | RHEEM,RUUD | RHEEM SALES COMPANY, INC. | R801PA150524ZSB |  | Natural Gas, Propane Gas | Downflow | Non-Weatherized | 150 | 120 | 80 | 133 | 1470 | 74 | Yes | No
8232426 | Active | DUROGUARD | RHEEM SALES COMPANY, INC. | D801PA150524ZSB |  | Natural Gas, Propane Gas | Downflow | Non-Weatherized | 150 | 120 | 80 | 133 | 1470 | 74 |  | No
8232427 | Active | SURE | RHEEM SALES COMPANY, INC. | S801PA150524ZSB |  | Natural Gas, Propane Gas | Downflow | Non-Weatherized | 150 | 120 | 80 | 133 | 1470 | 74 |  | No
8232428 | Active | THERMAL ZONE | UNITED REFRIGERATION, INC. | TZ80DSP150D50SB |  | Natural Gas, Propane Gas | Downflow | Non-Weatherized | 150 | 120 | 80 | 133 | 1470 | 74 |  | No
8232429 | Active | WEATHERKING | RHEEM SALES COMPANY, INC. | W801PA150524ZSB |  | Natural Gas, Propane Gas | Downflow | Non-Weatherized | 150 | 120 | 80 | 133 | 1470 | 74 |  | No
8232352 | Active | RHEEM,RUUD | RHEEM SALES COMPANY, INC. | R801PA150524ZXB |  | Natural Gas, Propane Gas | Downflow | Non-Weatherized | 150 | 120 | 80 | 133 | 1470 | 74 | Yes | No
8232430 | Active | DUROGUARD | RHEEM SALES COMPANY, INC. | D801PA150524ZXB |  | Natural Gas, Propane Gas | Downflow | Non-Weatherized | 150 | 120 | 80 | 133 | 1470 | 74 |  | No
8232431 | Active | SURE | RHEEM SALES COMPANY, INC. | S801PA150524ZXB |  | Natural Gas, Propane Gas | Downflow | Non-Weatherized | 150 | 120 | 80 | 133 | 1470 | 74 |  | No
8232432 | Active | THERMAL ZONE | UNITED REFRIGERATION, INC. | TZ80DSP150D50XB |  | Natural Gas, Propane Gas | Downflow | Non-Weatherized | 150 | 120 | 80 | 133 | 1470 | 74 |  | No
8232433 | Active | WEATHERKING | RHEEM SALES COMPANY, INC. | W801PA150524ZXB |  | Natural Gas, Propane Gas | Downflow | Non-Weatherized | 150 | 120 | 80 | 133 | 1470 | 74 |  | No
8232353 | Active | RHEEM,RUUD | RHEEM SALES COMPANY, INC. | R801SA050314ZSB |  | Natural Gas, Propane Gas | Downflow | Non-Weatherized | 50 | 40 | 80 | 37 | 665 | 99 | Yes | No
8232434 | Active | DUROGUARD | RHEEM SALES COMPANY, INC. | D801SA050314ZSB |  | Natural Gas, Propane Gas | Downflow | Non-Weatherized | 50 | 40 | 80 | 37 | 665 | 99 |  | No
8232435 | Active | SURE | RHEEM SALES COMPANY, INC. | S801SA050314ZSB |  | Natural Gas, Propane Gas | Downflow | Non-Weatherized | 50 | 40 | 80 | 37 | 665 | 99 |  | No
8232436 | Active | THERMAL ZONE | UNITED REFRIGERATION, INC. | TZ80DSS050A30SB |  | Natural Gas, Propane Gas | Downflow | Non-Weatherized | 50 | 40 | 80 | 37 | 665 | 99 |  | No
8232437 | Active | WEATHERKING | RHEEM SALES COMPANY, INC. | W801SA050314ZSB |  | Natural Gas, Propane Gas | Downflow | Non-Weatherized | 50 | 40 | 80 | 37 | 665 | 99 |  | No
8232354 | Active | RHEEM, RUUD | RHEEM SALES COMPANY, INC. | R801SA050314ZXB |  | Natural Gas,Propane Gas | Downflow | Non-Weatherized | 50 | 40 | 80 | 37 | 665 | 99 | Yes | No
8232438 | Active | DUROGUARD | RHEEM SALES COMPANY, INC. | D801SA050314ZXB |  | Natural Gas,Propane Gas | Downflow | Non-Weatherized | 50 | 40 | 80 | 37 | 665 | 99 |  | No
8232439 | Active | SURE | RHEEM SALES COMPANY, INC. | S801SA050314ZXB |  | Natural Gas,Propane Gas | Downflow | Non-Weatherized | 50 | 40 | 80 | 37 | 665 | 99 |  | No
8232440 | Active | THERMAL ZONE | UNITED REFRIGERATION, INC. | TZ80DSS050A30XB |  | Natural Gas,Propane Gas | Downflow | Non-Weatherized | 50 | 40 | 80 | 37 | 665 | 99 |  | No
8232441 | Active | WEATHERKING | RHEEM SALES COMPANY, INC. | W801SA050314ZXB |  | Natural Gas,Propane Gas | Downflow | Non-Weatherized | 50 | 40 | 80 | 37 | 665 | 99 |  | No
8232355 | Active | RHEEM,RUUD | RHEEM SALES COMPANY, INC. | R801SA075317ZSB |  | Natural Gas, Propane Gas | Downflow | Non-Weatherized | 75 | 60 | 80 | 74 | 999 | 60 | Yes | No
8232442 | Active | DUROGUARD | RHEEM SALES COMPANY, INC. | D801SA075317ZSB |  | Natural Gas, Propane Gas | Downflow | Non-Weatherized | 75 | 60 | 80 | 74 | 999 | 60 |  | No
8232443 | Active | SURE | RHEEM SALES COMPANY, INC. | S801SA075317ZSB |  | Natural Gas, Propane Gas | Downflow | Non-Weatherized | 75 | 60 | 80 | 74 | 999 | 60 |  | No
8232444 | Active | THERMAL ZONE | UNITED REFRIGERATION, INC. | TZ80DSS075B30SB |  | Natural Gas, Propane Gas | Downflow | Non-Weatherized | 75 | 60 | 80 | 74 | 999 | 60 |  | No
8232445 | Active | WEATHERKING | RHEEM SALES COMPANY, INC. | W801SA075317ZSB |  | Natural Gas, Propane Gas | Downflow | Non-Weatherized | 75 | 60 | 80 | 74 | 999 | 60 |  | No
8232356 | Active | RHEEM,RUUD | RHEEM SALES COMPANY, INC. | R801SA075317ZXB |  | Natural Gas, Propane Gas | Downflow | Non-Weatherized | 75 | 60 | 80 | 74 | 999 | 60 | Yes | No
8232446 | Active | DUROGUARD | RHEEM SALES COMPANY, INC. | D801SA075317ZXB |  | Natural Gas, Propane Gas | Downflow | Non-Weatherized | 75 | 60 | 80 | 74 | 999 | 60 |  | No
8232447 | Active | SURE | RHEEM SALES COMPANY, INC. | S801SA075317ZXB |  | Natural Gas, Propane Gas | Downflow | Non-Weatherized | 75 | 60 | 80 | 74 | 999 | 60 |  | No
8232448 | Active | THERMAL ZONE | UNITED REFRIGERATION, INC. | TZ80DSS075B30XB |  | Natural Gas, Propane Gas | Downflow | Non-Weatherized | 75 | 60 | 80 | 74 | 999 | 60 |  | No
8232449 | Active | WEATHERKING | RHEEM SALES COMPANY, INC. | W801SA075317ZXB |  | Natural Gas, Propane Gas | Downflow | Non-Weatherized | 75 | 60 | 80 | 74 | 999 | 60 |  | No
8232357 | Active | RHEEM,RUUD | RHEEM SALES COMPANY, INC. | R801SA075417ZSB |  | Natural Gas, Propane Gas | Downflow | Non-Weatherized | 75 | 60 | 80 | 74 | 1135 | 64 | Yes | No
8232450 | Active | DUROGUARD | RHEEM SALES COMPANY, INC. | D801SA075417ZSB |  | Natural Gas, Propane Gas | Downflow | Non-Weatherized | 75 | 60 | 80 | 74 | 1135 | 64 |  | No
8232451 | Active | SURE | RHEEM SALES COMPANY, INC. | S801SA075417ZSB |  | Natural Gas, Propane Gas | Downflow | Non-Weatherized | 75 | 60 | 80 | 74 | 1135 | 64 |  | No
8232452 | Active | THERMAL ZONE | UNITED REFRIGERATION, INC. | TZ80DSS075B40SB |  | Natural Gas, Propane Gas | Downflow | Non-Weatherized | 75 | 60 | 80 | 74 | 1135 | 64 |  | No
8232453 | Active | WEATHERKING | RHEEM SALES COMPANY, INC. | W801SA075417ZSB |  | Natural Gas, Propane Gas | Downflow | Non-Weatherized | 75 | 60 | 80 | 74 | 1135 | 64 |  | No
8232358 | Active | RHEEM,RUUD | RHEEM SALES COMPANY, INC. | R801SA075417ZXB |  | Natural Gas, Propane Gas | Downflow | Non-Weatherized | 75 | 60 | 80 | 74 | 1135 | 64 | Yes | No
8232454 | Active | DUROGUARD | RHEEM SALES COMPANY, INC. | D801SA075417ZXB |  | Natural Gas, Propane Gas | Downflow | Non-Weatherized | 75 | 60 | 80 | 74 | 1135 | 64 |  | No
8232455 | Active | SURE | RHEEM SALES COMPANY, INC. | S801SA075417ZXB |  | Natural Gas, Propane Gas | Downflow | Non-Weatherized | 75 | 60 | 80 | 74 | 1135 | 64 |  | No
8232456 | Active | THERMAL ZONE | UNITED REFRIGERATION, INC. | TZ80DSS075B40XB |  | Natural Gas, Propane Gas | Downflow | Non-Weatherized | 75 | 60 | 80 | 74 | 1135 | 64 |  | No
8232457 | Active | WEATHERKING | RHEEM SALES COMPANY, INC. | W801SA075417ZXB |  | Natural Gas, Propane Gas | Downflow | Non-Weatherized | 75 | 60 | 80 | 74 | 1135 | 64 |  | No
8232359 | Active | RHEEM,RUUD | RHEEM SALES COMPANY, INC. | R801SA100317ZSB |  | Natural Gas, Propane Gas | Downflow | Non-Weatherized | 100 | 80 | 80 | 94 | 1228 | 70 | Yes | No
8232458 | Active | DUROGUARD | RHEEM SALES COMPANY, INC. | D801SA100317ZSB |  | Natural Gas, Propane Gas | Downflow | Non-Weatherized | 100 | 80 | 80 | 94 | 1228 | 70 |  | No
8232459 | Active | SURE | RHEEM SALES COMPANY, INC. | S801SA100317ZSB |  | Natural Gas, Propane Gas | Downflow | Non-Weatherized | 100 | 80 | 80 | 94 | 1228 | 70 |  | No
8232460 | Active | THERMAL ZONE | UNITED REFRIGERATION, INC. | TZ80DSS100B30SB |  | Natural Gas, Propane Gas | Downflow | Non-Weatherized | 100 | 80 | 80 | 94 | 1228 | 70 |  | No
8232461 | Active | WEATHERKING | RHEEM SALES COMPANY, INC. | W801SA100317ZSB |  | Natural Gas, Propane Gas | Downflow | Non-Weatherized | 100 | 80 | 80 | 94 | 1228 | 70 |  | No
8232360 | Active | RHEEM,RUUD | RHEEM SALES COMPANY, INC. | R801SA100317ZXB |  | Natural Gas, Propane Gas | Downflow | Non-Weatherized | 100 | 80 | 80 | 94 | 1228 | 70 | Yes | No
8232462 | Active | DUROGUARD | RHEEM SALES COMPANY, INC. | D801SA100317ZXB |  | Natural Gas, Propane Gas | Downflow | Non-Weatherized | 100 | 80 | 80 | 94 | 1228 | 70 |  | No
8232463 | Active | SURE | RHEEM SALES COMPANY, INC. | S801SA100317ZXB |  | Natural Gas, Propane Gas | Downflow | Non-Weatherized | 100 | 80 | 80 | 94 | 1228 | 70 |  | No
8232464 | Active | THERMAL ZONE | UNITED REFRIGERATION, INC. | TZ80DSS100B30XB |  | Natural Gas, Propane Gas | Downflow | Non-Weatherized | 100 | 80 | 80 | 94 | 1228 | 70 |  | No
8232465 | Active | WEATHERKING | RHEEM SALES COMPANY, INC. | W801SA100317ZXB |  | Natural Gas, Propane Gas | Downflow | Non-Weatherized | 100 | 80 | 80 | 94 | 1228 | 70 |  | No
8232361 | Active | RHEEM,RUUD | RHEEM SALES COMPANY, INC. | R801SA100417MSA |  | Natural Gas, Propane Gas | Upflow, Horizontal | Non-Weatherized | 100 | 80 | 80 | 95 | 1018 | 70 | Yes | No
8232466 | Active | DUROGUARD | RHEEM SALES COMPANY, INC. | D801SA100417MSA |  | Natural Gas, Propane Gas | Upflow, Horizontal | Non-Weatherized | 100 | 80 | 80 | 95 | 1018 | 70 |  | No
8232467 | Active | SURE | RHEEM SALES COMPANY, INC. | S801SA100417MSA |  | Natural Gas, Propane Gas | Upflow, Horizontal | Non-Weatherized | 100 | 80 | 80 | 95 | 1018 | 70 |  | No
8232468 | Active | THERMAL ZONE | UNITED REFRIGERATION, INC. | TZ80MSS100B40SA |  | Natural Gas, Propane Gas | Upflow, Horizontal | Non-Weatherized | 100 | 80 | 80 | 95 | 1018 | 70 |  | No
8232469 | Active | WEATHERKING | RHEEM SALES COMPANY, INC. | W801SA100417MSA |  | Natural Gas, Propane Gas | Upflow, Horizontal | Non-Weatherized | 100 | 80 | 80 | 95 | 1018 | 70 |  | No
8232362 | Active | RHEEM,RUUD | RHEEM SALES COMPANY, INC. | R801SA100417MXA |  | Natural Gas, Propane Gas | Upflow, Horizontal | Non-Weatherized | 100 | 80 | 80 | 95 | 1018 | 70 | Yes | No
8232470 | Active | DUROGUARD | RHEEM SALES COMPANY, INC. | D801SA100417MXA |  | Natural Gas, Propane Gas | Upflow, Horizontal | Non-Weatherized | 100 | 80 | 80 | 95 | 1018 | 70 |  | No
8232471 | Active | SURE | RHEEM SALES COMPANY, INC. | S801SA100417MXA |  | Natural Gas, Propane Gas | Upflow, Horizontal | Non-Weatherized | 100 | 80 | 80 | 95 | 1018 | 70 |  | No
8232472 | Active | THERMAL ZONE | UNITED REFRIGERATION, INC. | TZ80MSS100B40XA |  | Natural Gas, Propane Gas | Upflow, Horizontal | Non-Weatherized | 100 | 80 | 80 | 95 | 1018 | 70 |  | No
8232473 | Active | WEATHERKING | RHEEM SALES COMPANY, INC. | W801SA100417MXA |  | Natural Gas, Propane Gas | Upflow, Horizontal | Non-Weatherized | 100 | 80 | 80 | 95 | 1018 | 70 |  | No
8232363 | Active | RHEEM,RUUD | RHEEM SALES COMPANY, INC. | R801SA100521ZSB |  | Natural Gas, Propane Gas | Downflow | Non-Weatherized | 100 | 80 | 80 | 95 | 1228 | 63 | Yes | No
8232474 | Active | DUROGUARD | RHEEM SALES COMPANY, INC. | D801SA100521ZSB |  | Natural Gas, Propane Gas | Downflow | Non-Weatherized | 100 | 80 | 80 | 95 | 1228 | 63 |  | No
8232475 | Active | SURE | RHEEM SALES COMPANY, INC. | S801SA100521ZSB |  | Natural Gas, Propane Gas | Downflow | Non-Weatherized | 100 | 80 | 80 | 95 | 1228 | 63 |  | No
8232476 | Active | THERMAL ZONE | UNITED REFRIGERATION, INC. | TZ80DSS100C40SB |  | Natural Gas, Propane Gas | Downflow | Non-Weatherized | 100 | 80 | 80 | 95 | 1228 | 63 |  | No
8232477 | Active | WEATHERKING | RHEEM SALES COMPANY, INC. | W801SA100521ZSB |  | Natural Gas, Propane Gas | Downflow | Non-Weatherized | 100 | 80 | 80 | 95 | 1228 | 63 |  | No
8232364 | Active | RHEEM,RUUD | RHEEM SALES COMPANY, INC. | R801SA100521ZXB |  | Natural Gas, Propane Gas | Downflow | Non-Weatherized | 100 | 80 | 80 | 95 | 1228 | 63 | Yes | No
8232478 | Active | DUROGUARD | RHEEM SALES COMPANY, INC. | D801SA100521ZXB |  | Natural Gas, Propane Gas | Downflow | Non-Weatherized | 100 | 80 | 80 | 95 | 1228 | 63 |  | No
8232479 | Active | SURE | RHEEM SALES COMPANY, INC. | S801SA100521ZXB |  | Natural Gas, Propane Gas | Downflow | Non-Weatherized | 100 | 80 | 80 | 95 | 1228 | 63 |  | No
8232480 | Active | THERMAL ZONE | UNITED REFRIGERATION, INC. | TZ80DSS100C40XB |  | Natural Gas, Propane Gas | Downflow | Non-Weatherized | 100 | 80 | 80 | 95 | 1228 | 63 |  | No
8232481 | Active | WEATHERKING | RHEEM SALES COMPANY, INC. | W801SA100521ZXB |  | Natural Gas, Propane Gas | Downflow | Non-Weatherized | 100 | 80 | 80 | 95 | 1228 | 63 |  | No
8232365 | Active | RHEEM,RUUD | RHEEM SALES COMPANY, INC. | R801SA125524ZSB |  | Natural Gas, Propane Gas | Downflow | Non-Weatherized | 125 | 100 | 80 | 112 | 1477 | 71 | Yes | No
8232482 | Active | DUROGUARD | RHEEM SALES COMPANY, INC. | D801SA125524ZSB |  | Natural Gas, Propane Gas | Downflow | Non-Weatherized | 125 | 100 | 80 | 112 | 1477 | 71 |  | No
8232483 | Active | SURE | RHEEM SALES COMPANY, INC. | S801SA125524ZSB |  | Natural Gas, Propane Gas | Downflow | Non-Weatherized | 125 | 100 | 80 | 112 | 1477 | 71 |  | No
8232484 | Active | THERMAL ZONE | UNITED REFRIGERATION, INC. | TZ80DSS125D50SB |  | Natural Gas, Propane Gas | Downflow | Non-Weatherized | 125 | 100 | 80 | 112 | 1477 | 71 |  | No
8232485 | Active | WEATHERKING | RHEEM SALES COMPANY, INC. | W801SA125524ZSB |  | Natural Gas, Propane Gas | Downflow | Non-Weatherized | 125 | 100 | 80 | 112 | 1477 | 71 |  | No
8232366 | Active | RHEEM,RUUD | RHEEM SALES COMPANY, INC. | R801SA125524ZXB |  | Natural Gas, Propane Gas | Downflow | Non-Weatherized | 125 | 100 | 80 | 112 | 1477 | 71 | Yes | No
8232486 | Active | DUROGUARD | RHEEM SALES COMPANY, INC. | D801SA125524ZXB |  | Natural Gas, Propane Gas | Downflow | Non-Weatherized | 125 | 100 | 80 | 112 | 1477 | 71 |  | No
8232487 | Active | SURE | RHEEM SALES COMPANY, INC. | S801SA125524ZXB |  | Natural Gas, Propane Gas | Downflow | Non-Weatherized | 125 | 100 | 80 | 112 | 1477 | 71 |  | No
8232488 | Active | THERMAL ZONE | UNITED REFRIGERATION, INC. | TZ80DSS125D50XB |  | Natural Gas, Propane Gas | Downflow | Non-Weatherized | 125 | 100 | 80 | 112 | 1477 | 71 |  | No
8232489 | Active | WEATHERKING | RHEEM SALES COMPANY, INC. | W801SA125524ZXB |  | Natural Gas, Propane Gas | Downflow | Non-Weatherized | 125 | 100 | 80 | 112 | 1477 | 71 |  | No
8232367 | Active | RHEEM,RUUD | RHEEM SALES COMPANY, INC. | R801SA150524ZSB |  | Natural Gas, Propane Gas | Downflow | Non-Weatherized | 150 | 120 | 80 | 133 | 1471 | 74 | Yes | No
8232490 | Active | DUROGUARD | RHEEM SALES COMPANY, INC. | D801SA150524ZSB |  | Natural Gas, Propane Gas | Downflow | Non-Weatherized | 150 | 120 | 80 | 133 | 1471 | 74 |  | No
8232491 | Active | SURE | RHEEM SALES COMPANY, INC. | S801SA150524ZSB |  | Natural Gas, Propane Gas | Downflow | Non-Weatherized | 150 | 120 | 80 | 133 | 1471 | 74 |  | No
8232492 | Active | THERMAL ZONE | UNITED REFRIGERATION, INC. | TZ80DSS150D50SB |  | Natural Gas, Propane Gas | Downflow | Non-Weatherized | 150 | 120 | 80 | 133 | 1471 | 74 |  | No
8232493 | Active | WEATHERKING | RHEEM SALES COMPANY, INC. | W801SA150524ZSB |  | Natural Gas, Propane Gas | Downflow | Non-Weatherized | 150 | 120 | 80 | 133 | 1471 | 74 |  | No
8232368 | Active | RHEEM,RUUD | RHEEM SALES COMPANY, INC. | R801SA150524ZXB |  | Natural Gas, Propane Gas | Downflow | Non-Weatherized | 150 | 120 | 80 | 133 | 1471 | 74 | Yes | No
8232494 | Active | DUROGUARD | RHEEM SALES COMPANY, INC. | D801SA150524ZXB |  | Natural Gas, Propane Gas | Downflow | Non-Weatherized | 150 | 120 | 80 | 133 | 1471 | 74 |  | No
8232495 | Active | SURE | RHEEM SALES COMPANY, INC. | S801SA150524ZXB |  | Natural Gas, Propane Gas | Downflow | Non-Weatherized | 150 | 120 | 80 | 133 | 1471 | 74 |  | No
8232496 | Active | THERMAL ZONE | UNITED REFRIGERATION, INC. | TZ80DSS150D50XB |  | Natural Gas, Propane Gas | Downflow | Non-Weatherized | 150 | 120 | 80 | 133 | 1471 | 74 |  | No
8232497 | Active | WEATHERKING | RHEEM SALES COMPANY, INC. | W801SA150524ZXB |  | Natural Gas, Propane Gas | Downflow | Non-Weatherized | 150 | 120 | 80 | 133 | 1471 | 74 |  | No
8232369 | Active | RHEEM, RUUD | RHEEM SALES COMPANY, INC. | R801TA075317ZSB |  | Natural Gas,Propane Gas | Downflow | Non-Weatherized | 75 | 61 | 80 | 75.8 | 631 | 100 | Yes | Yes
8232498 | Active | DUROGUARD | RHEEM SALES COMPANY, INC. | D801TA075317ZSB |  | Natural Gas,Propane Gas | Downflow | Non-Weatherized | 75 | 61 | 80 | 75.8 | 631 | 100 |  | Yes
8232499 | Active | SURE | RHEEM SALES COMPANY, INC. | S801TA075317ZSB |  | Natural Gas,Propane Gas | Downflow | Non-Weatherized | 75 | 61 | 80 | 75.8 | 631 | 100 |  | Yes
8232500 | Active | THERMAL ZONE | UNITED REFRIGERATION, INC. | TZ80DSX075B30SB |  | Natural Gas,Propane Gas | Downflow | Non-Weatherized | 75 | 61 | 80 | 75.8 | 631 | 100 |  | Yes
8232501 | Active | WEATHERKING | RHEEM SALES COMPANY, INC. | W801TA075317ZSB |  | Natural Gas,Propane Gas | Downflow | Non-Weatherized | 75 | 61 | 80 | 75.8 | 631 | 100 |  | Yes
8232503 | Active | RHEEM,RUUD | RHEEM SALES COMPANY, INC. | R802PA050314ZSB |  | Natural Gas, Propane Gas | Downflow | Non-Weatherized | 50 | 41 | 80 | 36 | 371 | 83 | Yes | No
8232555 | Active | DUROGUARD | RHEEM SALES COMPANY, INC. | D802PA050314ZSB |  | Natural Gas, Propane Gas | Downflow | Non-Weatherized | 50 | 41 | 80 | 36 | 371 | 83 |  | No
8232557 | Active | SURE | RHEEM SALES COMPANY, INC. | S802PA050314ZSB |  | Natural Gas, Propane Gas | Downflow | Non-Weatherized | 50 | 41 | 80 | 36 | 371 | 83 |  | No
8232559 | Active | THERMAL ZONE | UNITED REFRIGERATION, INC. | TZ80DDP050A30SB |  | Natural Gas, Propane Gas | Downflow | Non-Weatherized | 50 | 41 | 80 | 36 | 371 | 83 |  | No
8232561 | Active | WEATHERKING | RHEEM SALES COMPANY, INC. | W802PA050314ZSB |  | Natural Gas, Propane Gas | Downflow | Non-Weatherized | 50 | 41 | 80 | 36 | 371 | 83 |  | No
8232504 | Active | RHEEM, RUUD | RHEEM SALES COMPANY, INC. | R802PA050314ZXB |  | Natural Gas,Propane Gas | Downflow | Non-Weatherized | 50 | 41 | 80 | 36 | 371 | 83 | Yes | No
8232563 | Active | DUROGUARD | RHEEM SALES COMPANY, INC. | D802PA050314ZXB |  | Natural Gas,Propane Gas | Downflow | Non-Weatherized | 50 | 41 | 80 | 36 | 371 | 83 |  | No
8232564 | Active | SURE | RHEEM SALES COMPANY, INC. | S802PA050314ZXB |  | Natural Gas,Propane Gas | Downflow | Non-Weatherized | 50 | 41 | 80 | 36 | 371 | 83 |  | No
8232566 | Active | THERMAL ZONE | UNITED REFRIGERATION, INC. | TZ80DDP050A30XB |  | Natural Gas,Propane Gas | Downflow | Non-Weatherized | 50 | 41 | 80 | 36 | 371 | 83 |  | No
8232568 | Active | WEATHERKING | RHEEM SALES COMPANY, INC. | W802PA050314ZXB |  | Natural Gas,Propane Gas | Downflow | Non-Weatherized | 50 | 41 | 80 | 36 | 371 | 83 |  | No
8232505 | Active | RHEEM,RUUD | RHEEM SALES COMPANY, INC. | R802PA075317ZSB |  | Natural Gas, Propane Gas | Downflow | Non-Weatherized | 75 | 61 | 80 | 73 | 961 | 89 | Yes | No
8232570 | Active | DUROGUARD | RHEEM SALES COMPANY, INC. | D802PA075317ZSB |  | Natural Gas, Propane Gas | Downflow | Non-Weatherized | 75 | 61 | 80 | 73 | 961 | 89 |  | No
8232572 | Active | SURE | RHEEM SALES COMPANY, INC. | S802PA075317ZSB |  | Natural Gas, Propane Gas | Downflow | Non-Weatherized | 75 | 61 | 80 | 73 | 961 | 89 |  | No
8232574 | Active | THERMAL ZONE | UNITED REFRIGERATION, INC. | TZ80DDP075B30SB |  | Natural Gas, Propane Gas | Downflow | Non-Weatherized | 75 | 61 | 80 | 73 | 961 | 89 |  | No
8232575 | Active | WEATHERKING | RHEEM SALES COMPANY, INC. | W802PA075317ZSB |  | Natural Gas, Propane Gas | Downflow | Non-Weatherized | 75 | 61 | 80 | 73 | 961 | 89 |  | No
8232506 | Active | RHEEM, RUUD | RHEEM SALES COMPANY, INC. | R802PA075317ZXB |  | Natural Gas,Propane Gas | Downflow | Non-Weatherized | 75 | 61 | 80 | 73 | 961 | 89 | Yes | No
8232577 | Active | DUROGUARD | RHEEM SALES COMPANY, INC. | D802PA075317ZXB |  | Natural Gas,Propane Gas | Downflow | Non-Weatherized | 75 | 61 | 80 | 73 | 961 | 89 |  | No
8232578 | Active | SURE | RHEEM SALES COMPANY, INC. | S802PA075317ZXB |  | Natural Gas,Propane Gas | Downflow | Non-Weatherized | 75 | 61 | 80 | 73 | 961 | 89 |  | No
8232580 | Active | THERMAL ZONE | UNITED REFRIGERATION, INC. | TZ80DDP075B30XB |  | Natural Gas,Propane Gas | Downflow | Non-Weatherized | 75 | 61 | 80 | 73 | 961 | 89 |  | No
8232582 | Active | WEATHERKING | RHEEM SALES COMPANY, INC. | W802PA075317ZXB |  | Natural Gas,Propane Gas | Downflow | Non-Weatherized | 75 | 61 | 80 | 73 | 961 | 89 |  | No
8232507 | Active | RHEEM,RUUD | RHEEM SALES COMPANY, INC. | R802PA100317ZSB |  | Natural Gas, Propane Gas | Downflow | Non-Weatherized | 100 | 82 | 80 | 91 | 995 | 91 | Yes | No
8232584 | Active | DUROGUARD | RHEEM SALES COMPANY, INC. | D802PA100317ZSB |  | Natural Gas, Propane Gas | Downflow | Non-Weatherized | 100 | 82 | 80 | 91 | 995 | 91 |  | No
8232586 | Active | SURE | RHEEM SALES COMPANY, INC. | S802PA100317ZSB |  | Natural Gas, Propane Gas | Downflow | Non-Weatherized | 100 | 82 | 80 | 91 | 995 | 91 |  | No
8232588 | Active | THERMAL ZONE | UNITED REFRIGERATION, INC. | TZ80DDP100B30SB |  | Natural Gas, Propane Gas | Downflow | Non-Weatherized | 100 | 82 | 80 | 91 | 995 | 91 |  | No
8232589 | Active | WEATHERKING | RHEEM SALES COMPANY, INC. | W802PA100317ZSB |  | Natural Gas, Propane Gas | Downflow | Non-Weatherized | 100 | 82 | 80 | 91 | 995 | 91 |  | No
8232508 | Active | RHEEM, RUUD | RHEEM SALES COMPANY, INC. | R802PA100317ZXB |  | Natural Gas,Propane Gas | Downflow | Non-Weatherized | 100 | 82 | 80 | 91 | 995 | 91 | Yes | No
8232591 | Active | DUROGUARD | RHEEM SALES COMPANY, INC. | D802PA100317ZXB |  | Natural Gas,Propane Gas | Downflow | Non-Weatherized | 100 | 82 | 80 | 91 | 995 | 91 |  | No
8232592 | Active | SURE | RHEEM SALES COMPANY, INC. | S802PA100317ZXB |  | Natural Gas,Propane Gas | Downflow | Non-Weatherized | 100 | 82 | 80 | 91 | 995 | 91 |  | No
8232594 | Active | THERMAL ZONE | UNITED REFRIGERATION, INC. | TZ80DDP100B30XB |  | Natural Gas,Propane Gas | Downflow | Non-Weatherized | 100 | 82 | 80 | 91 | 995 | 91 |  | No
8232596 | Active | WEATHERKING | RHEEM SALES COMPANY, INC. | W802PA100317ZXB |  | Natural Gas,Propane Gas | Downflow | Non-Weatherized | 100 | 82 | 80 | 91 | 995 | 91 |  | No
8232509 | Active | RHEEM,RUUD | RHEEM SALES COMPANY, INC. | R802PA100521ZSB |  | Natural Gas, Propane Gas | Downflow | Non-Weatherized | 100 | 82 | 80 | 90 | 1039 | 87 | Yes | No
8232599 | Active | DUROGUARD | RHEEM SALES COMPANY, INC. | D802PA100521ZSB |  | Natural Gas, Propane Gas | Downflow | Non-Weatherized | 100 | 82 | 80 | 90 | 1039 | 87 |  | No
8232600 | Active | SURE | RHEEM SALES COMPANY, INC. | S802PA100521ZSB |  | Natural Gas, Propane Gas | Downflow | Non-Weatherized | 100 | 82 | 80 | 90 | 1039 | 87 |  | No
8232602 | Active | THERMAL ZONE | UNITED REFRIGERATION, INC. | TZ80DDP100C50SB |  | Natural Gas, Propane Gas | Downflow | Non-Weatherized | 100 | 82 | 80 | 90 | 1039 | 87 |  | No
8232604 | Active | WEATHERKING | RHEEM SALES COMPANY, INC. | W802PA100521ZSB |  | Natural Gas, Propane Gas | Downflow | Non-Weatherized | 100 | 82 | 80 | 90 | 1039 | 87 |  | No
8232510 | Active | RHEEM, RUUD | RHEEM SALES COMPANY, INC. | R802PA100521ZXB |  | Natural Gas,Propane Gas | Downflow | Non-Weatherized | 100 | 82 | 80 | 90 | 1039 | 87 | Yes | No
8232606 | Active | DUROGUARD | RHEEM SALES COMPANY, INC. | D802PA100521ZXB |  | Natural Gas,Propane Gas | Downflow | Non-Weatherized | 100 | 82 | 80 | 90 | 1039 | 87 |  | No
8232608 | Active | SURE | RHEEM SALES COMPANY, INC. | S802PA100521ZXB |  | Natural Gas,Propane Gas | Downflow | Non-Weatherized | 100 | 82 | 80 | 90 | 1039 | 87 |  | No
8232609 | Active | THERMAL ZONE | UNITED REFRIGERATION, INC. | TZ80DDP100C50XB |  | Natural Gas,Propane Gas | Downflow | Non-Weatherized | 100 | 82 | 80 | 90 | 1039 | 87 |  | No
8232611 | Active | WEATHERKING | RHEEM SALES COMPANY, INC. | W802PA100521ZXB |  | Natural Gas,Propane Gas | Downflow | Non-Weatherized | 100 | 82 | 80 | 90 | 1039 | 87 |  | No
8232511 | Active | RHEEM,RUUD | RHEEM SALES COMPANY, INC. | R802PA125524ZSB |  | Natural Gas, Propane Gas | Downflow | Non-Weatherized | 125 | 102 | 80 | 107 | 986 | 92 | Yes | No
8232613 | Active | DUROGUARD | RHEEM SALES COMPANY, INC. | D802PA125524ZSB |  | Natural Gas, Propane Gas | Downflow | Non-Weatherized | 125 | 102 | 80 | 107 | 986 | 92 |  | No
8232615 | Active | SURE | RHEEM SALES COMPANY, INC. | S802PA125524ZSB |  | Natural Gas, Propane Gas | Downflow | Non-Weatherized | 125 | 102 | 80 | 107 | 986 | 92 |  | No
8232617 | Active | THERMAL ZONE | UNITED REFRIGERATION, INC. | TZ80DDP125D50SB |  | Natural Gas, Propane Gas | Downflow | Non-Weatherized | 125 | 102 | 80 | 107 | 986 | 92 |  | No
8232619 | Active | WEATHERKING | RHEEM SALES COMPANY, INC. | W802PA125524ZSB |  | Natural Gas, Propane Gas | Downflow | Non-Weatherized | 125 | 102 | 80 | 107 | 986 | 92 |  | No
8232512 | Active | RHEEM, RUUD | RHEEM SALES COMPANY, INC. | R802PA125524ZXB |  | Natural Gas,Propane Gas | Downflow | Non-Weatherized | 125 | 102 | 80 | 107 | 986 | 92 | Yes | No
8232620 | Active | DUROGUARD | RHEEM SALES COMPANY, INC. | D802PA125524ZXB |  | Natural Gas,Propane Gas | Downflow | Non-Weatherized | 125 | 102 | 80 | 107 | 986 | 92 |  | No
8232622 | Active | SURE | RHEEM SALES COMPANY, INC. | S802PA125524ZXB |  | Natural Gas,Propane Gas | Downflow | Non-Weatherized | 125 | 102 | 80 | 107 | 986 | 92 |  | No
8232624 | Active | THERMAL ZONE | UNITED REFRIGERATION, INC. | TZ80DDP125D50XB |  | Natural Gas,Propane Gas | Downflow | Non-Weatherized | 125 | 102 | 80 | 107 | 986 | 92 |  | No
8232626 | Active | WEATHERKING | RHEEM SALES COMPANY, INC. | W802PA125524ZXB |  | Natural Gas,Propane Gas | Downflow | Non-Weatherized | 125 | 102 | 80 | 107 | 986 | 92 |  | No
8232513 | Active | RHEEM,RUUD | RHEEM SALES COMPANY, INC. | R802PA150524ZSB |  | Natural Gas, Propane Gas | Downflow | Non-Weatherized | 150 | 122 | 80 | 129 | 1082 | 95 | Yes | No
8232629 | Active | DUROGUARD | RHEEM SALES COMPANY, INC. | D802PA150524ZSB |  | Natural Gas, Propane Gas | Downflow | Non-Weatherized | 150 | 122 | 80 | 129 | 1082 | 95 |  | No
8232630 | Active | SURE | RHEEM SALES COMPANY, INC. | S802PA150524ZSB |  | Natural Gas, Propane Gas | Downflow | Non-Weatherized | 150 | 122 | 80 | 129 | 1082 | 95 |  | No
8232632 | Active | THERMAL ZONE | UNITED REFRIGERATION, INC. | TZ80DDP150D50SB |  | Natural Gas, Propane Gas | Downflow | Non-Weatherized | 150 | 122 | 80 | 129 | 1082 | 95 |  | No
8232634 | Active | WEATHERKING | RHEEM SALES COMPANY, INC. | W802PA150524ZSB |  | Natural Gas, Propane Gas | Downflow | Non-Weatherized | 150 | 122 | 80 | 129 | 1082 | 95 |  | No
8232514 | Active | RHEEM, RUUD | RHEEM SALES COMPANY, INC. | R802PA150524ZXB |  | Natural Gas,Propane Gas | Downflow | Non-Weatherized | 150 | 122 | 80 | 129 | 1082 | 95 | Yes | No
8232636 | Active | DUROGUARD | RHEEM SALES COMPANY, INC. | D802PA150524ZXB |  | Natural Gas,Propane Gas | Downflow | Non-Weatherized | 150 | 122 | 80 | 129 | 1082 | 95 |  | No
8232637 | Active | SURE | RHEEM SALES COMPANY, INC. | S802PA150524ZXB |  | Natural Gas,Propane Gas | Downflow | Non-Weatherized | 150 | 122 | 80 | 129 | 1082 | 95 |  | No
8232639 | Active | THERMAL ZONE | UNITED REFRIGERATION, INC. | TZ80DDP150D50XB |  | Natural Gas,Propane Gas | Downflow | Non-Weatherized | 150 | 122 | 80 | 129 | 1082 | 95 |  | No
8232641 | Active | WEATHERKING | RHEEM SALES COMPANY, INC. | W802PA150524ZXB |  | Natural Gas,Propane Gas | Downflow | Non-Weatherized | 150 | 122 | 80 | 129 | 1082 | 95 |  | No
8237470 | Active | NORDYNE | NORDYNE, LLC. | G7TA 060*-VA* |  | Natural Gas,Propane Gas | Upflow,Horizontal | Non-Weatherized | 60 | 47 | 80 | 55.5 | 352 | 64 | Yes | Yes | AMACF
8237471 | Active | NORDYNE | NORDYNE, LLC. | G7TA 080*-VB* |  | Natural Gas,Propane Gas | Upflow,Horizontal | Non-Weatherized | 80 | 64 | 80 | 75.8 | 357 | 71 | Yes | Yes | AMACF
8237472 | Active | NORDYNE | NORDYNE, LLC. | G7TA 100*-VC* |  | Natural Gas,Propane Gas | Upflow,Horizontal | Non-Weatherized | 100 | 79 | 80 | 95.2 | 360 | 65 | Yes | Yes | AMACF
8237473 | Active | NORDYNE | NORDYNE, LLC. | G7TA 120*-VC* |  | Natural Gas,Propane Gas | Upflow,Horizontal | Non-Weatherized | 120 | 95 | 80 | 115.8 | 508 | 62 | Yes | Yes | AMACF
8237474 | Active | NORDYNE | NORDYNE, LLC. | G7TA 140*-VD* |  | Natural Gas,Propane Gas | Upflow,Horizontal | Non-Weatherized | 140 | 111 | 80 | 136.6 | 506 | 70 | Yes | Yes | AMACF
8237475 | Active | NORDYNE | NORDYNE, LLC. | G7TK 060*-VA* |  | Natural Gas,Propane Gas | Downflow | Non-Weatherized | 60 | 48 | 80 | 56.3 | 332 | 64 | Yes | Yes | AMACF
8237476 | Active | NORDYNE | NORDYNE, LLC. | G7TK 080*-VB* |  | Natural Gas,Propane Gas | Downflow | Non-Weatherized | 80 | 64 | 80 | 76.4 | 380 | 57 | Yes | Yes | AMACF
8237477 | Active | NORDYNE | NORDYNE, LLC. | G7TK 100*-VC* |  | Natural Gas,Propane Gas | Downflow | Non-Weatherized | 100 | 79 | 80 | 96.7 | 413 | 54 | Yes | Yes | AMACF
8237478 | Active | NORDYNE | NORDYNE, LLC. | G7TK 120*-VC* |  | Natural Gas,Propane Gas | Downflow | Non-Weatherized | 120 | 95 | 80 | 115.4 | 391 | 47 | Yes | Yes | AMACF
8237479 | Active | NORDYNE | NORDYNE, LLC. | G7TC 060*-VB* |  | Natural Gas,Propane Gas | Upflow,Horizontal | Non-Weatherized | 60 | 57 | 95.1 | 48 | 250 | 52 | Yes | Yes | AFUE & AMACF
8237480 | Active | NORDYNE | NORDYNE, LLC. | G7TC 080*-VC* |  | Natural Gas,Propane Gas | Upflow,Horizontal | Non-Weatherized | 80 | 76 | 95.1 | 65.1 | 274 | 52 | Yes | Yes | AFUE & AMACF
8237481 | Active | NORDYNE | NORDYNE, LLC. | G7TC 100*-VC* |  | Natural Gas,Propane Gas | Upflow,Horizontal | Non-Weatherized | 100 | 95 | 95.1 | 96.7 | 383 | 53 | Yes | Yes | AFUE & AMACF
8237482 | Active | NORDYNE | NORDYNE, LLC. | G7TC 120*-VD* |  | Natural Gas,Propane Gas | Upflow,Horizontal | Non-Weatherized | 120 | 114 | 95.1 | 113.4 | 509 | 41 | Yes | Yes | AFUE & AMACF
8237483 | Active | NORDYNE | NORDYNE, LLC. | G7TL 060*-VB* |  | Natural Gas,Propane Gas | Downflow | Non-Weatherized | 60 | 57 | 95.1 | 48 | 250 | 52 | Yes | Yes | AFUE & AMACF
8237484 | Active | NORDYNE | NORDYNE, LLC. | G7TL 080*-VC* |  | Natural Gas,Propane Gas | Downflow | Non-Weatherized | 80 | 76 | 95.1 | 65.1 | 273 | 52 | Yes | Yes | AFUE & AMACF
8237485 | Active | NORDYNE | NORDYNE, LLC. | G7TL 100*-VC* |  | Natural Gas,Propane Gas | Downflow | Non-Weatherized | 100 | 95 | 95.1 | 96.7 | 383 | 53 | Yes | Yes | AFUE & AMACF
8237486 | Active | NORDYNE | NORDYNE, LLC. | G7TL 120*-VD* |  | Natural Gas,Propane Gas | Downflow | Non-Weatherized | 120 | 114 | 94.8 | 114 | 487 | 53 | Yes | Yes | AMACF
8237488 | Active | BROAN, FRIGIDAIRE, INTERTHERM, MILLER, NUTONE, PHILCO, TAPPAN, WESTINGHOUSE, ANSWER AIRE, BLUE DOT, BROTHERS SELECT, COLUMBUS WORTHINGTON AIR, FIRE & ICE, GOLDEN RULE, GROGGS HEATING & AC, JAMES RIVER, OLIVER, PEADEN | NORDYNE, LLC. | G7TC 060*-24B* |  | Natural Gas,Propane Gas | Upflow,Horizontal | Non-Weatherized | 60 | 57 | 95.1 | 48 | 250 | 52 | Yes | Yes | AFUE & AMACF
8237489 | Active | BROAN, FRIGIDAIRE, INTERTHERM, MILLER, NUTONE, PHILCO, TAPPAN, WESTINGHOUSE, ANSWER AIRE, BLUE DOT, BROTHERS SELECT, COLUMBUS WORTHINGTON AIR, FIRE & ICE, GOLDEN RULE, GROGGS HEATING & AC, JAMES RIVER, OLIVER, PEADEN | NORDYNE, LLC. | G7TC 080*-35C* |  | Natural Gas,Propane Gas | Upflow,Horizontal | Non-Weatherized | 80 | 76 | 95.1 | 65.1 | 274 | 52 | Yes | Yes | AFUE & AMACF
8237490 | Active | BROAN, FRIGIDAIRE, INTERTHERM, MILLER, NUTONE, PHILCO, TAPPAN, WESTINGHOUSE, ANSWER AIRE, BLUE DOT, BROTHERS SELECT, COLUMBUS WORTHINGTON AIR, FIRE & ICE, GOLDEN RULE, GROGGS HEATING & AC, JAMES RIVER, OLIVER, PEADEN | NORDYNE, LLC. | G7TC 100*-35C* |  | Natural Gas,Propane Gas | Upflow,Horizontal | Non-Weatherized | 100 | 95 | 95.1 | 96.7 | 383 | 53 | Yes | Yes | AFUE & AMACF
8237491 | Active | BROAN, FRIGIDAIRE, INTERTHERM, MILLER, NUTONE, PHILCO, TAPPAN, WESTINGHOUSE, ANSWER AIRE, BLUE DOT, BROTHERS SELECT, COLUMBUS WORTHINGTON AIR, FIRE & ICE, GOLDEN RULE, GROGGS HEATING & AC, JAMES RIVER, OLIVER, PEADEN | NORDYNE, LLC. | G7TC 120*-45D* |  | Natural Gas,Propane Gas | Upflow,Horizontal | Non-Weatherized | 120 | 114 | 95.1 | 113.4 | 509 | 41 | Yes | Yes | AFUE & AMACF
8237492 | Active | BROAN, FRIGIDAIRE, INTERTHERM, MILLER, NUTONE, PHILCO, TAPPAN, WESTINGHOUSE, ANSWER AIRE, BLUE DOT, BROTHERS SELECT, COLUMBUS WORTHINGTON AIR, FIRE & ICE, GOLDEN RULE, GROGGS HEATING & AC, JAMES RIVER, OLIVER, PEADEN | NORDYNE, LLC. | G7TL 060*-24B* |  | Natural Gas,Propane Gas | Downflow | Non-Weatherized | 60 | 57 | 95.1 | 48 | 250 | 52 | Yes | Yes | AFUE & AMACF
8237493 | Active | BROAN, FRIGIDAIRE, INTERTHERM, MILLER, NUTONE, PHILCO, TAPPAN, WESTINGHOUSE, ANSWER AIRE, BLUE DOT, BROTHERS SELECT, COLUMBUS WORTHINGTON AIR, FIRE & ICE, GOLDEN RULE, GROGGS HEATING & AC, JAMES RIVER, OLIVER, PEADEN | NORDYNE, LLC. | G7TL 080*-35C* |  | Natural Gas,Propane Gas | Downflow | Non-Weatherized | 80 | 76 | 95.1 | 65.1 | 273 | 52 | Yes | Yes | AFUE & AMACF
8237494 | Active | BROAN, FRIGIDAIRE, INTERTHERM, MILLER, NUTONE, PHILCO, TAPPAN, WESTINGHOUSE, ANSWER AIRE, BLUE DOT, BROTHERS SELECT, COLUMBUS WORTHINGTON AIR, FIRE & ICE, GOLDEN RULE, GROGGS HEATING & AC, JAMES RIVER, OLIVER, PEADEN | NORDYNE, LLC. | G7TL 100*-35C* |  | Natural Gas,Propane Gas | Downflow | Non-Weatherized | 100 | 95 | 95.1 | 96.7 | 383 | 53 | Yes | Yes | AFUE & AMACF
8237495 | Active | BROAN, FRIGIDAIRE, INTERTHERM, MILLER, NUTONE, PHILCO, TAPPAN, WESTINGHOUSE, ANSWER AIRE, BLUE DOT, BROTHERS SELECT, COLUMBUS WORTHINGTON AIR, FIRE & ICE, GOLDEN RULE, GROGGS HEATING & AC, JAMES RIVER, OLIVER, PEADEN | NORDYNE, LLC. | G7TL 120*-45D* |  | Natural Gas,Propane Gas | Downflow | Non-Weatherized | 120 | 114 | 94.8 | 114 | 487 | 53 | Yes | Yes | AMACF
8246844 | Active | RHEEM, RUUD | RHEEM SALES COMPANY, INC. | R95TA0851521MSB |  | Natural Gas,Propane Gas | Upflow,Downflow,Horizontal | Non-Weatherized | 84 | 82 | 95 | 80.6 | 798 | 127 | Yes | Yes | AFUE
8246851 | Active | DUROGUARD | RHEEM SALES COMPANY, INC. | D95TA0851521MSB |  | Natural Gas,Propane Gas | Upflow,Downflow,Horizontal | Non-Weatherized | 84 | 82 | 95 | 80.6 | 798 | 127 |  | Yes | AFUE
8246852 | Active | SURE | RHEEM SALES COMPANY, INC. | S95TA0851521MSB |  | Natural Gas,Propane Gas | Upflow,Downflow,Horizontal | Non-Weatherized | 84 | 82 | 95 | 80.6 | 798 | 127 |  | Yes | AFUE
8246853 | Active | THERMAL ZONE | UNITED REFRIGERATION, INC. | TZ95MSX085C50B |  | Natural Gas,Propane Gas | Upflow,Downflow,Horizontal | Non-Weatherized | 84 | 82 | 95 | 80.6 | 798 | 127 |  | Yes | AFUE
8246855 | Active | WEATHERKING | RHEEM SALES COMPANY, INC. | W95TA0851521MSB |  | Natural Gas,Propane Gas | Upflow,Downflow,Horizontal | Non-Weatherized | 84 | 82 | 95 | 80.6 | 798 | 127 |  | Yes | AFUE
8248026 | Active | NORDYNE | NORDYNE, LLC. | M1MC 056A AW |  | Natural Gas,Propane Gas | Downflow | Non-Weatherized | 56 | 45 | 80 | 56.8 | 787 | 58 | Yes | No
8248027 | Active | NORDYNE | NORDYNE, LLC. | M1MC 070A AW |  | Natural Gas,Propane Gas | Downflow | Non-Weatherized | 70 | 57 | 80 | 56.7 | 813 | 59 | Yes | No
8248028 | Active | NORDYNE | NORDYNE, LLC. | M1MC 077A AW |  | Natural Gas,Propane Gas | Downflow | Non-Weatherized | 77 | 62 | 80 | 76.1 | 971 | 63 | Yes | No
8248029 | Active | NORDYNE | NORDYNE, LLC. | M1MC 090A AW |  | Natural Gas,Propane Gas | Downflow | Non-Weatherized | 90 | 72 | 80 | 76.5 | 878 | 51 | Yes | No
8383709 | Active | NAPOLEON | WOLF STEEL LTD. | NSX060T3B |  | Natural Gas,Propane Gas | Upflow,Downflow,Horizontal | Non-Weatherized | 60 | 58 | 96 | 247 | 299 | 82 | Yes | Yes | AFUE & AMACF
8397267 | Active | SUNLINE | YORK BY JOHNSON CONTROLS | ZE036*04*1**** |  | Natural Gas, Propane Gas | Downflow, Horizontal | Weatherized | 50 | 40 | 81 | 38 | 395 | 24 | Yes | No
8397268 | Active | SUNLINE | YORK BY JOHNSON CONTROLS | ZE036*08*1**** |  | Natural Gas, Propane Gas | Downflow, Horizontal | Weatherized | 100 | 80 | 81 | 93.4 | 1462 | 86 | Yes | No
8397269 | Active | SUNLINE | YORK BY JOHNSON CONTROLS | ZE048*06*1**** |  | Natural Gas, Propane Gas | Downflow, Horizontal | Weatherized | 75 | 60 | 81 | 57.7 | 420 | 28 | Yes | No
8397270 | Active | SUNLINE | YORK BY JOHNSON CONTROLS | ZE048*10*1**** |  | Natural Gas, Propane Gas | Downflow, Horizontal | Weatherized | 125 | 100 | 81 | 117.5 | 534 | 64 | Yes | No
8397271 | Active | SUNLINE | YORK BY JOHNSON CONTROLS | ZE060*08*1**** |  | Natural Gas, Propane Gas | Downflow, Horizontal | Weatherized | 100 | 80 | 81 | 93.4 | 1462 | 86 | Yes | No
8397272 | Active | SUNLINE | YORK BY JOHNSON CONTROLS | ZE060*10*1**** |  | Natural Gas, Propane Gas | Downflow, Horizontal | Weatherized | 125 | 100 | 81 | 117.5 | 534 | 64 | Yes | No
8412949 | Active | YORK | YORK BY JOHNSON CONTROLS | TM8Y080B12MP11 |  | Natural Gas,Propane Gas | Upflow,Downflow,Horizontal | Non-Weatherized | 80 | 63 | 80 | 75.8 | 362 | 38 |  | Yes | AMACF
8413048 | Active | COLEMAN | COLEMAN BY JOHNSON CONTROLS | TM8Y080B12MP11 |  | Natural Gas,Propane Gas | Upflow,Downflow,Horizontal | Non-Weatherized | 80 | 63 | 80 | 75.8 | 362 | 38 |  | Yes | AMACF
8413054 | Active | EVCON | EVCON BY JOHNSON CONTROLS | TM8Y080B12MP11 |  | Natural Gas,Propane Gas | Upflow,Downflow,Horizontal | Non-Weatherized | 80 | 63 | 80 | 75.8 | 362 | 38 |  | Yes | AMACF
8413060 | Active | FRASER-JOHNSTON | FRASER-JOHNSTON BY JOHNSON CONTROLS | TM8Y080B12MP11 |  | Natural Gas,Propane Gas | Upflow,Downflow,Horizontal | Non-Weatherized | 80 | 63 | 80 | 75.8 | 362 | 38 |  | Yes | AMACF
8413066 | Active | LUXAIRE | LUXAIRE BY JOHNSON CONTROLS | TM8Y080B12MP11 |  | Natural Gas,Propane Gas | Upflow,Downflow,Horizontal | Non-Weatherized | 80 | 63 | 80 | 75.8 | 362 | 38 |  | Yes | AMACF
8412950 | Active | YORK | YORK BY JOHNSON CONTROLS | TM8Y100C16MP11 |  | Natural Gas,Propane Gas | Upflow,Downflow,Horizontal | Non-Weatherized | 100 | 80 | 80 | 94.7 | 415 | 43 |  | Yes | AMACF
8413050 | Active | COLEMAN | COLEMAN BY JOHNSON CONTROLS | TM8Y100C16MP11 |  | Natural Gas,Propane Gas | Upflow,Downflow,Horizontal | Non-Weatherized | 100 | 80 | 80 | 94.7 | 415 | 43 |  | Yes | AMACF
8413056 | Active | EVCON | EVCON BY JOHNSON CONTROLS | TM8Y100C16MP11 |  | Natural Gas,Propane Gas | Upflow,Downflow,Horizontal | Non-Weatherized | 100 | 80 | 80 | 94.7 | 415 | 43 |  | Yes | AMACF
8413062 | Active | FRASER-JOHNSTON | FRASER-JOHNSTON BY JOHNSON CONTROLS | TM8Y100C16MP11 |  | Natural Gas,Propane Gas | Upflow,Downflow,Horizontal | Non-Weatherized | 100 | 80 | 80 | 94.7 | 415 | 43 |  | Yes | AMACF
8413068 | Active | LUXAIRE | LUXAIRE BY JOHNSON CONTROLS | TM8Y100C16MP11 |  | Natural Gas,Propane Gas | Upflow,Downflow,Horizontal | Non-Weatherized | 100 | 80 | 80 | 94.7 | 415 | 43 |  | Yes | AMACF
8412951 | Active | YORK | YORK BY JOHNSON CONTROLS | TM8Y100C20MP11 |  | Natural Gas,Propane Gas | Upflow,Downflow,Horizontal | Non-Weatherized | 100 | 80 | 80 | 95.2 | 427 | 45 |  | Yes | AMACF
8413051 | Active | COLEMAN | COLEMAN BY JOHNSON CONTROLS | TM8Y100C20MP11 |  | Natural Gas,Propane Gas | Upflow,Downflow,Horizontal | Non-Weatherized | 100 | 80 | 80 | 95.2 | 427 | 45 |  | Yes | AMACF
8413057 | Active | EVCON | EVCON BY JOHNSON CONTROLS | TM8Y100C20MP11 |  | Natural Gas,Propane Gas | Upflow,Downflow,Horizontal | Non-Weatherized | 100 | 80 | 80 | 95.2 | 427 | 45 |  | Yes | AMACF
8413063 | Active | FRASER-JOHNSTON | FRASER-JOHNSTON BY JOHNSON CONTROLS | TM8Y100C20MP11 |  | Natural Gas,Propane Gas | Upflow,Downflow,Horizontal | Non-Weatherized | 100 | 80 | 80 | 95.2 | 427 | 45 |  | Yes | AMACF
8413069 | Active | LUXAIRE | LUXAIRE BY JOHNSON CONTROLS | TM8Y100C20MP11 |  | Natural Gas,Propane Gas | Upflow,Downflow,Horizontal | Non-Weatherized | 100 | 80 | 80 | 95.2 | 427 | 45 |  | Yes | AMACF
8412952 | Active | YORK | YORK BY JOHNSON CONTROLS | TM8Y120C20MP11 |  | Natural Gas,Propane Gas | Upflow,Downflow,Horizontal | Non-Weatherized | 120 | 96 | 80 | 111.3 | 503 | 50 |  | Yes | AMACF
8413052 | Active | COLEMAN | COLEMAN BY JOHNSON CONTROLS | TM8Y120C20MP11 |  | Natural Gas,Propane Gas | Upflow,Downflow,Horizontal | Non-Weatherized | 120 | 96 | 80 | 111.3 | 503 | 50 |  | Yes | AMACF
8413058 | Active | EVCON | EVCON BY JOHNSON CONTROLS | TM8Y120C20MP11 |  | Natural Gas,Propane Gas | Upflow,Downflow,Horizontal | Non-Weatherized | 120 | 96 | 80 | 111.3 | 503 | 50 |  | Yes | AMACF
8413064 | Active | FRASER-JOHNSTON | FRASER-JOHNSTON BY JOHNSON CONTROLS | TM8Y120C20MP11 |  | Natural Gas,Propane Gas | Upflow,Downflow,Horizontal | Non-Weatherized | 120 | 96 | 80 | 111.3 | 503 | 50 |  | Yes | AMACF
8413070 | Active | LUXAIRE | LUXAIRE BY JOHNSON CONTROLS | TM8Y120C20MP11 |  | Natural Gas,Propane Gas | Upflow,Downflow,Horizontal | Non-Weatherized | 120 | 96 | 80 | 111.3 | 503 | 50 |  | Yes | AMACF
8412953 | Active | YORK | YORK BY JOHNSON CONTROLS | TM8Y080C16MP11 |  | Natural Gas,Propane Gas | Upflow,Downflow,Horizontal | Non-Weatherized | 80 | 63 | 80 | 76.9 | 370 | 40 |  | Yes | AMACF
8413049 | Active | COLEMAN | COLEMAN BY JOHNSON CONTROLS | TM8Y080C16MP11 |  | Natural Gas,Propane Gas | Upflow,Downflow,Horizontal | Non-Weatherized | 80 | 63 | 80 | 76.9 | 370 | 40 |  | Yes | AMACF
8413055 | Active | EVCON | EVCON BY JOHNSON CONTROLS | TM8Y080C16MP11 |  | Natural Gas,Propane Gas | Upflow,Downflow,Horizontal | Non-Weatherized | 80 | 63 | 80 | 76.9 | 370 | 40 |  | Yes | AMACF
8413061 | Active | FRASER-JOHNSTON | FRASER-JOHNSTON BY JOHNSON CONTROLS | TM8Y080C16MP11 |  | Natural Gas,Propane Gas | Upflow,Downflow,Horizontal | Non-Weatherized | 80 | 63 | 80 | 76.9 | 370 | 40 |  | Yes | AMACF
8413067 | Active | LUXAIRE | LUXAIRE BY JOHNSON CONTROLS | TM8Y080C16MP11 |  | Natural Gas,Propane Gas | Upflow,Downflow,Horizontal | Non-Weatherized | 80 | 63 | 80 | 76.9 | 370 | 40 |  | Yes | AMACF
8412954 | Active | YORK | YORK BY JOHNSON CONTROLS | TM8Y060A12MP11 |  | Natural Gas,Propane Gas | Upflow,Downflow,Horizontal | Non-Weatherized | 60 | 47 | 80 | 57 | 306 | 41 |  | Yes | AMACF
8413047 | Active | COLEMAN | COLEMAN BY JOHNSON CONTROLS | TM8Y060A12MP11 |  | Natural Gas,Propane Gas | Upflow,Downflow,Horizontal | Non-Weatherized | 60 | 47 | 80 | 57 | 306 | 41 |  | Yes | AMACF
8413053 | Active | EVCON | EVCON BY JOHNSON CONTROLS | TM8Y060A12MP11 |  | Natural Gas,Propane Gas | Upflow,Downflow,Horizontal | Non-Weatherized | 60 | 47 | 80 | 57 | 306 | 41 |  | Yes | AMACF
8413059 | Active | FRASER-JOHNSTON | FRASER-JOHNSTON BY JOHNSON CONTROLS | TM8Y060A12MP11 |  | Natural Gas,Propane Gas | Upflow,Downflow,Horizontal | Non-Weatherized | 60 | 47 | 80 | 57 | 306 | 41 |  | Yes | AMACF
8413065 | Active | LUXAIRE | LUXAIRE BY JOHNSON CONTROLS | TM8Y060A12MP11 |  | Natural Gas,Propane Gas | Upflow,Downflow,Horizontal | Non-Weatherized | 60 | 47 | 80 | 57 | 306 | 41 |  | Yes | AMACF
8412955 | Active | YORK | YORK BY JOHNSON CONTROLS | TM9Y120D20MP11 |  | Natural Gas,Propane Gas | Upflow,Downflow,Horizontal | Non-Weatherized | 120 | 115 | 96 | 109.3 | 455 | 59 |  | Yes | AFUE & AMACF
8412982 | Active | COLEMAN | COLEMAN BY JOHNSON CONTROLS | TM9Y120D20MP11 |  | Natural Gas,Propane Gas | Upflow,Downflow,Horizontal | Non-Weatherized | 120 | 115 | 96 | 109.3 | 455 | 59 |  | Yes | AFUE & AMACF
8412992 | Active | EVCON | EVCON BY JOHNSON CONTROLS | TM9Y120D20MP11 |  | Natural Gas,Propane Gas | Upflow,Downflow,Horizontal | Non-Weatherized | 120 | 115 | 96 | 109.3 | 455 | 59 |  | Yes | AFUE & AMACF
8413000 | Active | FRASER-JOHNSTON | FRASER-JOHNSTON BY JOHNSON CONTROLS | TM9Y120D20MP11 |  | Natural Gas,Propane Gas | Upflow,Downflow,Horizontal | Non-Weatherized | 120 | 115 | 96 | 109.3 | 455 | 59 |  | Yes | AFUE & AMACF
8413007 | Active | LUXAIRE | LUXAIRE BY JOHNSON CONTROLS | TM9Y120D20MP11 |  | Natural Gas,Propane Gas | Upflow,Downflow,Horizontal | Non-Weatherized | 120 | 115 | 96 | 109.3 | 455 | 59 |  | Yes | AFUE & AMACF
8412956 | Active | YORK | YORK BY JOHNSON CONTROLS | TM9Y100C20MP11 |  | Natural Gas,Propane Gas | Upflow,Downflow,Horizontal | Non-Weatherized | 100 | 96 | 96 | 94.3 | 433 | 55 |  | Yes | AFUE & AMACF
8412981 | Active | COLEMAN | COLEMAN BY JOHNSON CONTROLS | TM9Y100C20MP11 |  | Natural Gas,Propane Gas | Upflow,Downflow,Horizontal | Non-Weatherized | 100 | 96 | 96 | 94.3 | 433 | 55 |  | Yes | AFUE & AMACF
8412991 | Active | EVCON | EVCON BY JOHNSON CONTROLS | TM9Y100C20MP11 |  | Natural Gas,Propane Gas | Upflow,Downflow,Horizontal | Non-Weatherized | 100 | 96 | 96 | 94.3 | 433 | 55 |  | Yes | AFUE & AMACF
8412999 | Active | FRASER-JOHNSTON | FRASER-JOHNSTON BY JOHNSON CONTROLS | TM9Y100C20MP11 |  | Natural Gas,Propane Gas | Upflow,Downflow,Horizontal | Non-Weatherized | 100 | 96 | 96 | 94.3 | 433 | 55 |  | Yes | AFUE & AMACF
8413006 | Active | LUXAIRE | LUXAIRE BY JOHNSON CONTROLS | TM9Y100C20MP11 |  | Natural Gas,Propane Gas | Upflow,Downflow,Horizontal | Non-Weatherized | 100 | 96 | 96 | 94.3 | 433 | 55 |  | Yes | AFUE & AMACF
8412957 | Active | YORK | YORK BY JOHNSON CONTROLS | TM9Y060B12MP11 |  | Natural Gas,Propane Gas | Upflow,Downflow,Horizontal | Non-Weatherized | 60 | 58 | 96 | 47.8 | 333 | 60 |  | Yes | AFUE & AMACF
8412976 | Active | COLEMAN | COLEMAN BY JOHNSON CONTROLS | TM9Y060B12MP11 |  | Natural Gas,Propane Gas | Upflow,Downflow,Horizontal | Non-Weatherized | 60 | 58 | 96 | 47.8 | 333 | 60 |  | Yes | AFUE & AMACF
8412985 | Active | EVCON | EVCON BY JOHNSON CONTROLS | TM9Y060B12MP11 |  | Natural Gas,Propane Gas | Upflow,Downflow,Horizontal | Non-Weatherized | 60 | 58 | 96 | 47.8 | 333 | 60 |  | Yes | AFUE & AMACF
8412995 | Active | FRASER-JOHNSTON | FRASER-JOHNSTON BY JOHNSON CONTROLS | TM9Y060B12MP11 |  | Natural Gas,Propane Gas | Upflow,Downflow,Horizontal | Non-Weatherized | 60 | 58 | 96 | 47.8 | 333 | 60 |  | Yes | AFUE & AMACF
8413002 | Active | LUXAIRE | LUXAIRE BY JOHNSON CONTROLS | TM9Y060B12MP11 |  | Natural Gas,Propane Gas | Upflow,Downflow,Horizontal | Non-Weatherized | 60 | 58 | 96 | 47.8 | 333 | 60 |  | Yes | AFUE & AMACF
8412958 | Active | YORK | YORK BY JOHNSON CONTROLS | TM9Y080B12MP11 |  | Natural Gas,Propane Gas | Upflow,Downflow,Horizontal | Non-Weatherized | 80 | 77 | 96 | 79.5 | 386 | 50 |  | Yes | AFUE & AMACF
8412978 | Active | COLEMAN | COLEMAN BY JOHNSON CONTROLS | TM9Y080B12MP11 |  | Natural Gas,Propane Gas | Upflow,Downflow,Horizontal | Non-Weatherized | 80 | 77 | 96 | 79.5 | 386 | 50 |  | Yes | AFUE & AMACF
8412987 | Active | EVCON | EVCON BY JOHNSON CONTROLS | TM9Y080B12MP11 |  | Natural Gas,Propane Gas | Upflow,Downflow,Horizontal | Non-Weatherized | 80 | 77 | 96 | 79.5 | 386 | 50 |  | Yes | AFUE & AMACF
8412996 | Active | FRASER-JOHNSTON | FRASER-JOHNSTON BY JOHNSON CONTROLS | TM9Y080B12MP11 |  | Natural Gas,Propane Gas | Upflow,Downflow,Horizontal | Non-Weatherized | 80 | 77 | 96 | 79.5 | 386 | 50 |  | Yes | AFUE & AMACF
8413003 | Active | LUXAIRE | LUXAIRE BY JOHNSON CONTROLS | TM9Y080B12MP11 |  | Natural Gas,Propane Gas | Upflow,Downflow,Horizontal | Non-Weatherized | 80 | 77 | 96 | 79.5 | 386 | 50 |  | Yes | AFUE & AMACF
8412959 | Active | YORK | YORK BY JOHNSON CONTROLS | TM9Y080C16MP11 |  | Natural Gas,Propane Gas | Upflow,Downflow,Horizontal | Non-Weatherized | 80 | 77 | 96 | 79 | 320 | 41 |  | Yes | AFUE & AMACF
8412979 | Active | COLEMAN | COLEMAN BY JOHNSON CONTROLS | TM9Y080C16MP11 |  | Natural Gas,Propane Gas | Upflow,Downflow,Horizontal | Non-Weatherized | 80 | 77 | 96 | 79 | 320 | 41 |  | Yes | AFUE & AMACF
8412988 | Active | EVCON | EVCON BY JOHNSON CONTROLS | TM9Y080C16MP11 |  | Natural Gas,Propane Gas | Upflow,Downflow,Horizontal | Non-Weatherized | 80 | 77 | 96 | 79 | 320 | 41 |  | Yes | AFUE & AMACF
8412997 | Active | FRASER-JOHNSTON | FRASER-JOHNSTON BY JOHNSON CONTROLS | TM9Y080C16MP11 |  | Natural Gas,Propane Gas | Upflow,Downflow,Horizontal | Non-Weatherized | 80 | 77 | 96 | 79 | 320 | 41 |  | Yes | AFUE & AMACF
8413004 | Active | LUXAIRE | LUXAIRE BY JOHNSON CONTROLS | TM9Y080C16MP11 |  | Natural Gas,Propane Gas | Upflow,Downflow,Horizontal | Non-Weatherized | 80 | 77 | 96 | 79 | 320 | 41 |  | Yes | AFUE & AMACF
8412960 | Active | YORK | YORK BY JOHNSON CONTROLS | TM9Y100C16MP11 |  | Natural Gas,Propane Gas | Upflow,Downflow,Horizontal | Non-Weatherized | 100 | 96 | 96 | 95.6 | 411 | 43 |  | Yes | AFUE & AMACF
8412980 | Active | COLEMAN | COLEMAN BY JOHNSON CONTROLS | TM9Y100C16MP11 |  | Natural Gas,Propane Gas | Upflow,Downflow,Horizontal | Non-Weatherized | 100 | 96 | 96 | 95.6 | 411 | 43 |  | Yes | AFUE & AMACF
8412989 | Active | EVCON | EVCON BY JOHNSON CONTROLS | TM9Y100C16MP11 |  | Natural Gas,Propane Gas | Upflow,Downflow,Horizontal | Non-Weatherized | 100 | 96 | 96 | 95.6 | 411 | 43 |  | Yes | AFUE & AMACF
8412998 | Active | FRASER-JOHNSTON | FRASER-JOHNSTON BY JOHNSON CONTROLS | TM9Y100C16MP11 |  | Natural Gas,Propane Gas | Upflow,Downflow,Horizontal | Non-Weatherized | 100 | 96 | 96 | 95.6 | 411 | 43 |  | Yes | AFUE & AMACF
8413005 | Active | LUXAIRE | LUXAIRE BY JOHNSON CONTROLS | TM9Y100C16MP11 |  | Natural Gas,Propane Gas | Upflow,Downflow,Horizontal | Non-Weatherized | 100 | 96 | 96 | 95.6 | 411 | 43 |  | Yes | AFUE & AMACF
8412961 | Active | YORK | YORK BY JOHNSON CONTROLS | TM9Y040A10MP11 |  | Natural Gas,Propane Gas | Upflow,Downflow,Horizontal | Non-Weatherized | 40 | 38 | 96 | 30.8 | 229 | 60 |  | Yes | AFUE & AMACF
8412975 | Active | COLEMAN | COLEMAN BY JOHNSON CONTROLS | TM9Y040A10MP11 |  | Natural Gas,Propane Gas | Upflow,Downflow,Horizontal | Non-Weatherized | 40 | 38 | 96 | 30.8 | 229 | 60 |  | Yes | AFUE & AMACF
8412984 | Active | EVCON | EVCON BY JOHNSON CONTROLS | TM9Y040A10MP11 |  | Natural Gas,Propane Gas | Upflow,Downflow,Horizontal | Non-Weatherized | 40 | 38 | 96 | 30.8 | 229 | 60 |  | Yes | AFUE & AMACF
8412994 | Active | FRASER - JOHNSTON | FRASER-JOHNSTON BY JOHNSON CONTROLS | TM9Y040A10MP11 |  | Natural Gas,Propane Gas | Upflow,Downflow,Horizontal | Non-Weatherized | 40 | 38 | 96 | 30.8 | 229 | 60 |  | Yes | AFUE & AMACF
8413001 | Active | LUXAIRE | LUXAIRE BY JOHNSON CONTROLS | TM9Y040A10MP11 |  | Natural Gas,Propane Gas | Upflow,Downflow,Horizontal | Non-Weatherized | 40 | 38 | 96 | 30.8 | 229 | 60 |  | Yes | AFUE & AMACF
8455409 | Active | NAPOLEON | WOLF STEEL LTD. | NBX030S2A |  | Natural Gas,Propane Gas | Upflow,Horizontal | Non-Weatherized | 30 | 28 | 94 | 34 | 260 | 124 | Yes | Yes
8455410 | Active | NAPOLEON | WOLF STEEL LTD. | NBX060S2A |  | Natural Gas,Propane Gas | Upflow,Horizontal | Non-Weatherized | 60 | 55 | 92.1 | 52 | 312 | 131 | Yes | Yes | AMACF
8455444 | Active | NAPOLEON | WOLF STEEL LTD. | NBX080S3A |  | Natural Gas,Propane Gas | Upflow,Horizontal | Non-Weatherized | 80 | 74 | 92.1 | 68 | 636 | 138 | Yes | Yes
8455445 | Active | NAPOLEON | WOLF STEEL LTD. | NBX100S4A |  | Natural Gas,Propane Gas | Upflow,Horizontal | Non-Weatherized | 100 | 92 | 92.1 | 85 | 819 | 142 | Yes | Yes
8455447 | Active | NAPOLEON | WOLF STEEL LTD. | NBX100S5A |  | Natural Gas,Propane Gas | Upflow,Horizontal | Non-Weatherized | 100 | 92 | 92.1 | 85 | 719 | 140 | Yes | Yes
8455448 | Active | NAPOLEON | WOLF STEEL LTD. | NBX120S5A |  | Natural Gas,Propane Gas | Upflow,Horizontal | Non-Weatherized | 120 | 111 | 92.1 | 102 | 833 | 137 | Yes | Yes
8455482 | Active | CONTINENTAL | WOLF STEEL LTD. | CBX120S5A |  | Natural Gas,Propane Gas | Upflow,Horizontal | Non-Weatherized | 120 | 111 | 92.1 | 102 | 833 | 137 | Yes | Yes
8455483 | Active | CONTINENTAL | WOLF STEEL LTD. | CBX100S5A |  | Natural Gas,Propane Gas | Upflow,Horizontal | Non-Weatherized | 100 | 92 | 92.1 | 85 | 719 | 140 | Yes | Yes
8455484 | Active | CONTINENTAL | WOLF STEEL LTD. | CBX100S4A |  | Natural Gas,Propane Gas | Upflow,Horizontal | Non-Weatherized | 100 | 92 | 92.1 | 85 | 819 | 142 | Yes | Yes
8455485 | Active | CONTINENTAL | WOLF STEEL LTD. | CBX080S3A |  | Natural Gas,Propane Gas | Upflow,Horizontal | Non-Weatherized | 80 | 74 | 92.1 | 68 | 636 | 138 | Yes | Yes
8455486 | Active | CONTINENTAL | WOLF STEEL LTD. | CBX060S2A |  | Natural Gas,Propane Gas | Upflow,Horizontal | Non-Weatherized | 60 | 55 | 92.1 | 52 | 312 | 131 | Yes | Yes | AMACF
8455487 | Active | CONTINENTAL | WOLF STEEL LTD. | CBX030S2A |  | Natural Gas,Propane Gas | Upflow,Horizontal | Non-Weatherized | 30 | 28 | 94 | 34 | 260 | 124 | Yes | Yes
8483063 | Active | NAPOLEON | WOLF STEEL LTD. | NSM030S2B |  | Natural Gas,Propane Gas | Upflow,Downflow,Horizontal | Non-Weatherized | 30 | 29 | 95 | 33 | 491 | 127 | Yes | No | AFUE
8483083 | Active | CONTINENTAL | WOLF STEEL LTD. | CSM030S2B |  | Natural Gas,Propane Gas | Upflow,Downflow,Horizontal | Non-Weatherized | 30 | 29 | 95 | 33 | 491 | 127 | Yes | No | AFUE
8484309 | Active | CONTINENTAL | WOLF STEEL LTD. | CSM040S2B |  | Natural Gas,Propane Gas | Upflow,Downflow,Horizontal | Non-Weatherized | 40 | 38 | 95 | 33 | 442 | 124 | Yes | No | AFUE
8484310 | Active | NAPOLEON | WOLF STEEL LTD. | NSM040S2B |  | Natural Gas,Propane Gas | Upflow,Downflow,Horizontal | Non-Weatherized | 40 | 38 | 95 | 33 | 442 | 124 | Yes | No | AFUE
8484437 | Active | NAPOLEON | WOLF STEEL LTD. | NSM080S3B |  | Natural Gas,Propane Gas | Upflow,Downflow,Horizontal | Non-Weatherized | 80 | 76 | 95 | 65 | 916 | 138 | Yes | No | AFUE
8484438 | Active | CONTINENTAL | WOLF STEEL LTD. | CSM080S3B |  | Natural Gas,Propane Gas | Upflow,Downflow,Horizontal | Non-Weatherized | 80 | 76 | 95 | 65 | 916 | 138 | Yes | No | AFUE
8484439 | Active | CONTINENTAL | WOLF STEEL LTD. | CSM080S4B |  | Natural Gas,Propane Gas | Upflow,Downflow,Horizontal | Non-Weatherized | 80 | 76 | 95 | 65 | 878 | 141 | Yes | No | AFUE
8484440 | Active | NAPOLEON | WOLF STEEL LTD. | NSM080S4B |  | Natural Gas,Propane Gas | Upflow,Downflow,Horizontal | Non-Weatherized | 80 | 76 | 95 | 65 | 878 | 141 | Yes | No | AFUE
8485071 | Active | NAPOLEON | WOLF STEEL LTD. | NSM100S5B |  | Natural Gas,Propane Gas | Upflow,Downflow,Horizontal | Non-Weatherized | 100 | 95 | 95 | 97 | 1351 | 141 | Yes | No | AFUE
8485086 | Active | CONTINENTAL | WOLF STEEL LTD. | CSM100S5B |  | Natural Gas,Propane Gas | Upflow,Downflow,Horizontal | Non-Weatherized | 100 | 95 | 95 | 97 | 1351 | 141 | Yes | No | AFUE
8485199 | Active | CONTINENTAL | WOLF STEEL LTD. | CSM120S5B |  | Natural Gas,Propane Gas | Upflow,Downflow,Horizontal | Non-Weatherized | 120 | 114 | 95 | 114 | 1415 | 141 | Yes | No | AFUE
8485200 | Active | NAPOLEON | WOLF STEEL LTD. | NSM120S5B |  | Natural Gas,Propane Gas | Upflow,Downflow,Horizontal | Non-Weatherized | 120 | 114 | 95 | 114 | 1415 | 141 | Yes | No | AFUE

## Sheet1
Model Status | (All)
Row Labels | Count of Furnace Type
Natural Gas | 99
ALLIED AIR ENTERPRISES, LLC | 7
AMERICAN STANDARD | 18
LENNOX INDUSTRIES, INC. | 12
NORDYNE, LLC. | 24
STYLE CREST, INC. | 6
THERMO PRODUCTS, INC. | 12
TRANE | 18
WOLF STEEL LTD. | 2
Natural Gas, Propane | 103
BRYANT HEATING & COOLING SYSTEMS | 19
CARRIER CORPORATION | 30
INTERNATIONAL COMFORT PRODUCTS | 42
PAYNE HEATING & COOLING | 12
Natural Gas, Propane Gas | 3690
ALLIED AIR ENTERPRISES, LLC | 27
AMANA HEATING AND AIR CONDITIONING | 32
AMERICAN STANDARD HEATING & AIR CONDITIONING | 152
BRYANT HEATING & COOLING SYSTEMS | 434
CARRIER CORPORATION | 474
COLEMAN BY JOHNSON CONTROLS | 12
CROWN BOILER CO. | 14
DAIKIN MANUFACTURING COMPANY, L.P. | 39
EVCON BY JOHNSON CONTROLS | 12
FRASER-JOHNSTON BY JOHNSON CONTROLS | 12
GOODMAN MANUFACTURING CO., LP. | 97
INGERSOLL RAND | 15
INTERNATIONAL COMFORT PRODUCTS | 728
LENNOX INDUSTRIES, INC. | 76
LUXAIRE BY JOHNSON CONTROLS | 12
PAYNE HEATING & COOLING | 141
RHEEM SALES COMPANY, INC. | 923
TEXAS FURNACE, LLC | 79
THERMO PRODUCTS, INC. | 4
TRANE | 151
UNITED REFRIGERATION, INC. | 219
WHIRLPOOL | 5
WHIRLPOOL HOME COOLING AND HEATING | 4
WOLF STEEL LTD. | 10
YORK BY JOHNSON CONTROLS | 18
Natural Gas,Propane Gas | 4449
AIRE-FLO | 30
ALLIED AIR ENTERPRISES, LLC | 371
AMANA HEATING AND AIR CONDITIONING | 140
AMERICAN STANDARD HEATING & AIR CONDITIONING | 111
BRYANT HEATING & COOLING SYSTEMS | 198
CARRIER CORPORATION | 156
COLEMAN BY JOHNSON CONTROLS | 267
CROWN BOILER CO. | 10
DAIKIN MANUFACTURING COMPANY, L.P. | 124
DETTSON INDUSTRIES, INC. | 34
EAIR LLC | 7
EVCON BY JOHNSON CONTROLS | 270
FRASER-JOHNSTON BY JOHNSON CONTROLS | 243
GD MIDEA HEATING & VENTILATING EQUIPMENT CO., LTD. | 29
GOODMAN MANUFACTURING CO., LP. | 147
GUARDIAN BY JOHNSON CONTROLS | 42
HEAT CONTROLLER, INC. | 56
INGERSOLL RAND | 19
INGERSOLL RAND COMPANY | 13
INTERNATIONAL COMFORT PRODUCTS | 159
LENNOX INDUSTRIES, INC. | 229
LUXAIRE BY JOHNSON CONTROLS | 255
NORDYNE, LLC. | 422
PAYNE HEATING & COOLING | 21
RHEEM SALES COMPANY, INC. | 433
STYLE CREST, INC. | 12
TEXAS FURNACE, LLC | 10
THERMO PRODUCTS, INC. | 7
TRANE | 113
UNITED REFRIGERATION, INC. | 98
WHIRLPOOL | 16
WHIRLPOOL HOME COOLING AND HEATING | 8
WOLF STEEL LTD. | 132
YORK BY JOHNSON CONTROLS | 267
Oil | 1498
ADAMS MANUFACTURING COMPANY | 10
ALLIED AIR ENTERPRISES, LLC | 51
AMERICAN STANDARD HEATING & AIR CONDITIONING | 16
BARD MANUFACTURING COMPANY | 20
BOYERTOWN FURNACE CO. | 32
CARRIER CORPORATION | 454
CROWN BOILER CO. | 12
DETTSON INDUSTRIES, INC. | 199
ECR INTERNATIONAL | 147
EFM | 33
GRANBY FURNACES, INC. | 90
HEAT CONTROLLER, INC. | 20
LENNOX INDUSTRIES, INC. | 40
NEWMAC MANUFACTURING INC. | 30
NORDYNE, LLC. | 29
RHEEM MANUFACTURING COMPANY | 35
THERMO PRODUCTS, INC. | 59
TRANE | 18
WILLIAMSON-THERMOFLO | 203
Propane Gas | 2
RHEEM SALES COMPANY, INC. | 2
Grand Total | 9841